SKU: QLCN0272 | Quidel QuickVue hCG Control Set | Quidel QuickvueÂ® One-Step Pregnancy Tests 272; Provide An Aid In The Interpretation Of Positive And Negative Test Results And Verify Proper Test Performance. For Use With QuickvueÂ® One-Step Hcg Urine, QuickvueÂ® One-Step Hcg Combo And Quickvue+Â® One-Step Hcg Combo Tests; QuickvueÂ® Hcg Control Set. Approximately 23-31 tests per bottle. Room temperature storage. | quickvue-hcg-control-set--e7d.jpg
SKU: QLCN0281 | Quidel Serum hCG Control Set | Quidel QuickvueÂ® One-Step Pregnancy Tests 281; Provide An Aid In The Interpretation Of Positive And Negative Test Results And Verify Proper Test Performance. For Use With QuickvueÂ® One-Step Hcg Urine, QuickvueÂ® One-Step Hcg Combo And Quickvue+Â® One-Step Hcg Combo Tests; Serum Hcg Control Set | serum-hcg-control-set--546.jpg
SKU: BYRD6170 | Bayer USB Cable CLIA Waived | The USB Cable from Bayer is a custom made cable that allows users to download data from their meters to a computer. This USB Cable is designed to work with most blood glucose meters from Bayer and Bayer's data management software such as WinGlucofacts and later versions | usb-cable-clia-waived-4df.jpg
SKU: APOC30525C | Alere C. Diff Quik Chek Complete | The C. DIFF QUIK CHEK COMPLETEÂ® test is the only rapid cassette assay that simultaneously detects both glutamate dehydrogenase (GDH) antigen and toxins A & B of C. difficile in fecal specimens. The test detects C. difficile antigen, GDH, as a screen for the presence of C. difficile and confirms the presence of toxigenic C. difficile by detecting toxins A and B in fecal specimens from persons suspected of having C. difficile disease. This test is to be used as an aid in the diagnosis of C. difficile disease. | c-diff-quik-chek-complete-0c6.jpg
SKU: APOC92215 | Alere hCG Combo Cassette 20/10 mIU/mL | The Alereâ„¢ hCG Combo Cassette (20/10 mIU/mL) test provides superior performance for the detection of human chorionic gonadotropin (hCG), a hormone produced during pregnancy. A simple procedure provides easy-to-read results in 3 minutes for urine or 5 minutes for serum. | hcg-combo-cassette-20-10-miu-ml-8f2.jpg
SKU: ATX88005 | Alere Toxicology Urine Drug Control Kit Includes 20mL Positive Vial & 20mL Negative Vial | Designed to work with any of our urine drug screens. In both 5mL and 20mL options, the liquid solution vials are convenient for any office. | urine-drug-control-kit-includes-20ml-positive-vial-amp-20ml-negative-vial--c04.jpg
SKU: ATX88010 | Alere Toxicology iScreen OFD Test | A rapid, screening test for the simultaneous, qualitative detection of multiple drugs and drug metabolites in human oral fluid. | iscreen-ofd-test-a45.jpg
SKU: BD256038 | BD RSV CLIA waived | Provides objective results on an easy to read digital display, unlike current rapid RSV tests, which requires subjective visual test interpretation to determine positive or negative test result. | rsv-clia-waived-914.jpg
SKU: SEKD185 | Sekisui Diagnostics Sekisui Diagnostics OSOM BVBLUE Test | Aids in diagnosis of bacterial vaginosis (BV), the most common cause of vaginitis/vaginosis in women | sekisui-diagnostics-osom-bvblue-test-6a8.png
SKU: ATXAL7000F | Alere Breathalyzer Alcohol Tester | Breathalyzer Alcohol Tester | breathalyzer-alcohol-tester-2fe.jpg
SKU: ATXI-DCT-B702 | Alere Toxicology iScreen OFD Cotinine Test Device | The iScreen OFD - Cotinine test device is a rapid, oral fluid screening test that can be performed without the use of an instrument. The test utilizes antibodies to selectively detect elevated levels of specific cotinine in human oral fluid. | iscreen-ofd-cotinine-test-device-776.jpg
SKU: QLCN20260 | Quidel Sofia RSV FIA | The Sofia RSV Fluorescent Immunoassay (FIA) uses advanced immunofluorescence-based lateral-flow technology to detect respiratory syncytial virus (RSV) nucleoprotein antigen directly from nasopharyngeal swab and nasopharyngeal aspirate/wash specimens from symptomatic patients. The high sensitivity of the Sofia RSV FIA offers confidence in rapid RSV testing.Sofia 2 with Advance Result Technology (ART) delivers accurate, objective and automated results in as few as three minutes. | sofia-rsv-fia-129.png
SKU: SEKD1006 | Sekisui Diagnostics OSOM Ultra Flu Influenza A & B Test | The OSOM Ultra Flu A & B Test is an in vitro rapid qualitative test that detects influenza type A and type B nucleoprotein antigens directly from nasal swab, nasopharyngeal swab, and nasopharyngeal aspirate/wash specimens obtained from patients with signs and symptoms of respiratory infection.Sekisui Diagnostics announces the U.S. Food and Drug Administration (FDA) has granted Clinical Laboratory Improvement Amendments (CLIA) Waiver status for the OSOM Ultra Flu A&B Test using swab samples.The OSOM Ultra Flu A&B Test delivers fast, accurate results in 10-15 minutes by utilizing a simple procedure across multiple sample types, including nasal swabs, nasopharyngeal swabs, and in moderate settings, nasopharyngeal aspirate/wash. The performance of the OSOM kit by users at CLIA waived sites was measured against the preferred standard of polymerase chain reaction (PCR), with a Positive Percent Agreement of 89.2% for Flu A and 86.4% for Flu B and Negative Percent Agreement of 99.4% for Flu A and 99.0% for Flu B.CLIA waiver designation will enable healthcare providers to perform the OSOM Ultra Flu A&B Test using nasal or nasopharyngeal swabs, to deliver simple and accurate test results in locations such as the emergency room, community-based settings, urgent care and physician offices. By using the OSOM Ultra Flu A&B Test healthcare practitioners will provide patients with a rapid, accurate diagnosis while on site, thereby helping prevent unnecessary antibiotic prescriptions, reduce hospitalization, and minimize influenza transmission.4Along with influenza, Sekisui Diagnostics provides a broad line of OSOM rapid tests for Strep A, Mononucleosis, Trichomonas, Bacterial Vaginosis, Helicobacter pylori, hCG and Fecal Occult Blood. Sekisui's expanding Point-of-Care product line also includes the FastPack IP System, which offers a convenient, rapid, decentralized testing solution for Vitamin D, Testosterone, PSA, Free PSA, TSH, Free T4, and hCG. | osom-ultra-flu-influenza-a-b-test-e55.jpg
SKU: QLCN0343 | Quidel Quickvue In-Line Strep A Test | The QuickVue In-Line Strep A test allows for the rapid detection of group A streptococcal antigen directly from patient throat swab specimens.QuickVue In-Line Strep A is a true one-step test and is the first strep A test waived under CLIA '88. The unique in-line extraction and rapid procedure allow testing to take place at the point of care.Two-color results give you clear readability, and the proven accuracy of the QuickVue In-Line Strep A test provides dependable results. The 25 test kit is stored at room temperature and includes positive and negative external controls. | quickvue-in-line-strep-a-test-6f7.jpg
SKU: PROP080016 | Pro Advantage Infectious Mononucleosis Test Device | ï»¿ï»¿ï»¿ï»¿ï»¿ï»¿ï»¿ï»¿ï»¿ï»¿ï»¿ï»¿ï»¿A rapid chromatographic immunoassay technology identifies heterophile antibodies in whole blood, serum or plasma to aid in the diagnosis of infectious Mononucleosis. Rapid chromatographic immunoassay technology identifies heterophile antibodies in whole blood, serum or plasma to aid in the diagnosis of infectious Mononucleosis. Qualitative membrane strip based immunoassay for detection of IM heterophile antibodies. All inclusive test-kit with 20 tests. Simple to perform using whole blood (from venipucture or fingerstick), serum or plasma. Reliable results in 5 minutes. CLIA waived for whole blood and FDA 510(k) cleared to market. | infectious-mononucleosis-test-device-74d.jpg
SKU: SMNS2591G | Siemens Diagnostics IctotestÂ® Reagent Tablets CLIA Waived - 100 per Bottle | SIEMENS REAGENT & CONTROL STRIPS | ictotestreg-reagent-tablets-clia-waived-100-per-bottle-e01.jpg
SKU: SMNS2164G | Siemens Diagnostics MultistixÂ® 8 SG Reagent Strips CLIA Waived - 100 per Bottle | SIEMENS REAGENT & CONTROL STRIPS | multistixreg-8-sg-reagent-strips-clia-waived-100-per-bottle-afc.jpg
SKU: SMNS4202G | Siemens Diagnostics Urin-TekÂ® System - 100 per Pack | SIEMENS URIN-TEKÂ® SYSTEM | urin-tekreg-system-100-per-pack-7bb.jpg
SKU: HMSFSCDIP564 | HemoSure Drugs of Abuse Test First SignÂ® 6-Drug Panel BZO, COC, mAMP/MET, OPI, OXY, THC Urine Sample CLIA Waived 25 Tests | 6 Panel Dip Card - BZO/COC/mAMP/OPI/OXY/THC, 25/bx | drugs-of-abuse-test-first-sign-6-drug-panel-bzo-coc-mamp-met-opi-oxy-thc-urine-sample-clia-waived-25-tests-e77.jpg
SKU: BD256031 | BD Group A Strep Test | The BD Chekâ„¢ Group A Strep test is a rapid chromatographic immunoassay for the qualitative detection of Strep A antigen from throat swab specimens to aid in the diagnosis of group A streptococcal infection. | group-a-strep-test-e9b.jpg
SKU: QLCN20313 | Quidel Sofia 2 RSV FIA Starter Kit Includes: Leased Sofia 2 Install Pack and RSV Kits | The Sofia RSV Fluorescent Immunoassay (FIA) uses advanced immunofluorescence-based lateral-flow technology to detect respiratory syncytial virus (RSV) nucleoprotein antigen directly from nasopharyngeal swab and nasopharyngeal aspirate/wash specimens from symptomatic patients. The high sensitivity of the Sofia RSV FIA offers confidence in rapid RSV testing.Sofia 2 with Advance Result Technology (ART) delivers accurate, objective and automated results in as few as three minutes. | sofia-2-rsv-fia-starter-kit-includes-leased-sofia-2-install-pack-and-rsv-kits-f8e.png
SKU: PROP080011 | Pro Advantage MicroAlbumin Creatinine Test Urine Reagent Strips CLIA Waived | Allows healthcare professionals to detect signs of infection, urinary tract damage, kidney and liver disease, fat breakdown, diabetes and more in about a minute. Results are obtained by direct comparison of the test strip with the color blocks printed on the bottle label or with use on the Pro Advantage Urine Strip Analyzer. Available in 10, 7, 4 and 2 parameters. CLIA waived. | microalbumin-creatinine-test-urine-reagent-strips-clia-waived-14b.jpg
SKU: CLSCLA-URS10 | Clarity Diagnostics Clarify Urine Reagent Strips 10SG | Clarity Diagnostics Urocheck Urine Test Strips are consistent and competitively prices. They can be kept at room temperature meaning no special treatment and have CAP/API Values Listed. | clarify-urine-reagent-strips-10sg-f95.jpg
SKU: CLSCLA-U120C | Clarity Diagnostics Urocheck 120 Urine Analyzer | The New Clarity Urocheck 120C Urine Analyzer offers the same reliability you have come to expect from the Clairty brand of products, in a small footprint analyzer. The Urocheck 120C is fast & easy to use doing up to 120 tests per hour. | urocheck-120-urine-analyzer-49d.gif
SKU: CLSDTG-MONO | Clarity Diagnostics Mono Test Kit | CLARITY Mono Test qualitatively detects infectious mononucleosis antibodies in human whole blood, serum or plasma specimens. This test is intended for use as an aid in the diagnosis of infectious mononucleosis. CLIA Waived. | mono-test-kit-6ed.jpg
SKU: CLSDTG-FOB01 | Clarity Diagnostics Colon Cancer Screening iFob Test | No Food, Vitamin, or Iron RestrictionsGreater Sensitivity 0.05Âµg hHB/ml (Monoclonal Antibody)Built-in QCRoom Temperature StorageContains External Controls (DTG-FOBCTLS)28 Month DatingCLIA Waived100% Medicare Reimbursement Guarantee | colon-cancer-screening-ifob-test-adb.jpg
SKU: CLSDTG-TUBES | Clarity Diagnostics Clarity Specimen Collection Tubes | Clarity Diagnostics' line of Clarity Tube Specimen Collectors are manufactured with CLIA Waived Buffer. | clarity-specimen-collection-tubes-ac5.png
SKU: CLSDTG-FOBCONTROL | Clarity Diagnostics Clarity iFOB Controls | Clarity diagnostics Clarity iFOB Controls are sold 1 per box. they contain positive and negative controls. | clarity-ifob-controls-5f1.png
SKU: CLSDTG-MAILERS | Clarity Diagnostics Clarity Specimen Collection Mailer Kit | The Clarity Specimen Collection Mailer Kit Includes: (50) Envelopes, (50) Collection Papers, (50) Instruction Sheets, for use with Clarity FIT Testing Kits | clarity-specimen-collection-mailer-kit-deb.png
SKU: CLSCDOA-255 | Clarity Diagnostics Testing Cup | Testing Cup, (THC/COC/MOP/AMP/MET), 25/bx | image.jpg
SKU: CLSCDOA-154-AD3 | Clarity Diagnostics Testing Cup +OX/SG/PH | Testing Cup, (THC/COC/OPI/AMP/PCP)+OX/SG/PH, 25/bx | image.jpg
SKU: CLSDOA-4104 | Clarity Diagnostics Testing Cup | Testing Cup, (THC/COC/OPI/AMP/MET/PCP/BZO/BAR/MTD/OXY), 25/bx | testing-cup--536.jpg
SKU: CLSDOA-4104 | Clarity Diagnostics Testing Cup | Testing Cup, (THC/COC/OPI/AMP/MET/PCP/BZO/BAR/MTD/OXY), 25/bx | testing-cup--536.jpg
SKU: CLSCD-DAL-201 | Clarity Diagnostics Urine Alcohol Test Cassette | Clarity Diagnostics Urine Alcohol Test Cassettes are packaged 25 per box. | urine-alcohol-test-cassette-3cd.png
SKU: CLSCDOA-4125-AD3 | Clarity Diagnostics Testing Cup +OX/SG/PH | Testing Cup, (THC/COC/MOP/OXY/AMP/BZO/BAR/MET/PPX/MTD/PCP/BUP)+OX/SG/PH, 25/bx | testing-cup-ox-sg-ph-536.jpg
SKU: HLNL5061 | Helena Laboratories ColoScreen iFOBT Collection Tubes | ColoScreen iFOBT Collection Tubes (30 Collection Tubes) | coloscreen-ifobt-collection-tubes--613.jpg
SKU: HLNL5064 | Helena Laboratories ColoScreen iFOBT Office Pack | ColoScreen iFOBT Office Pack (1 ea: 5061, 5062 & 5063) | coloscreen-ifobt-office-pack--d48.jpg
SKU: HLNL5062 | Helena Laboratories ColoScreen iFOBT Test Cassettes | ColoScreen iFOBT Test Cassettes (30 Test Cassettes) | coloscreen-ifobt-test-cassettes--236.jpg
SKU: HLNL5063 | Helena Laboratories ColoScreen iFOBT Mailers | ColoScreen iFOBT Mailers (30 Mailers w/Specimen Pouch, Collection paper & Patient Instructions) | coloscreen-ifobt-mailers--f53.jpg
SKU: RCHE11895427160 | Roche Diagnostics Roche Diagnostics POC Chemstrip Urine Test Strips | Accuracy, performance and testing simplicity. | roche-diagnostics-poc-chemstrip-urine-test-strips-fd2.jpg
SKU: RCHE11544039160 | Roche Diagnostics Chemstrip Micral CLIA Waived | Chemstrip Urinalysis Micral | chemstrip-micral-clia-waived-b91.jpg
SKU: SMNS2591 | Siemens Diagnostics Ictotest Reagent Tablets CLIA Waived | IctotestÂ® Reagent Tablets, CLIA Waived | ictotest-reagent-tablets-clia-waived-b1a.jpg
SKU: SMNS2166 | Siemens Diagnostics Uristix 4 Reagent Strips CLIA Waived | Uristix 4 Reagent Strips for urinalysis. Tests for glucose, leukocyte, nitrite, and protein in urine. | uristix-4-reagent-strips-clia-waived-94d.jpg
SKU: SMNS2182 | Siemens Diagnostics Hema Combistix Reagent Strips | Tests for pH, Protein, Glucose and Blood in Urine | hema-combistix-reagent-strips--ddf.gif
SKU: OTSI3001-1776 | Orasure Technologies Oraquick In-Home HIV Test | OraQuick is an FDA approved over-the-counter HIV test that allows you to test quickly and easily in the comfort of your own home.Â Trusted: Adapted from a clinically proven, FDA-approved test. With over 20 million tests sold, healthcare professionals have used it since 2004.Private:Â You take the test in the privacy of your own home.Oral:Â OraQuick is an oral test. You just swipe your gums. There's no blood involved.Confidential:Â You can call our Support Center any time. Our trained customer service representatives are available 24/7 ready to answer your questions.Fast: You get results in 20 minutes. | oraquick-in-home-hiv-test-787.jpg
SKU: RCHE11008552160 | Roche Diagnostics Chemstrip 7 | Chemstrip 7 Leukocytes, pH, Protein, Glucose, Nitrite, Ketone, Blood | chemstrip-7--ec1.jpg
SKU: RCHE11379194160 | Roche Diagnostics Chemstrip Calibration Strips | Chemstrip Calibration Strips. | chemstrip-calibration-strips-aa8.jpg
SKU: SMNS1360 | Siemens Diagnostics Chek Stix Urinalysis Control Strips All Positive | The Check-Stix Positive Strips care used for urinalysis testing. The strips are firm plastic strips with six distinct analyte areas used to check urinalysis results over time. | chek-stix-urinalysis-control-strips-all-positive-30f.jpg
SKU: SMNS1364 | Siemens Diagnostics Chek Stix Combo Pak Positive And Negative | Siemens Bayer Chek-Stix combination kit positive and negative control strips for urinalysis testing. Positive, negative, or defined results for bilirubin, blood, glucose, ketones, leukocytes, nitrite, pH, protein, specific gravity and urobilinogen. | chek-stix-combo-pak-positive-and-negative-d19.jpg
SKU: SMNS2184 | Siemens Diagnostics Uristix Reagent Strips | Siemens Reagent & Control Strips 2184 Uristix Reagent Strips Clia Waived. | uristix-reagent-strips-b3c.jpg
SKU: KCC60480 | Kimberly-Clark CLOTEST Rapid Urease Test | The Kimberly-Clark CLOtest Rapid Urease Test is recognizedby medical professionals as the â€œGold Standardâ€ among ureasetests because of its accuracy, convenience and affordability. CLOtest was developed by Barry Marshall, M.D. who, alongwith Robin Warren, M.D., was the first to discover thecorrelation between Helicobacter pylori and gastric ulcers. Today, CLOtest has become the most widely used rapid ureasetest worldwide for the diagnosis of H. pylori. One of the most common chronic infections worldwide,H. pylori is associated with 95% of duodenal ulcers and 80%of gastric ulcers. Clinical studies have shown that eradicatingH. pylori is effective in eliminating or reducing the recurrenceof ulcers and may also lower the risk of gastric cancer. The National Institutes of Health recommends testing for H. pyloriin all patients with gastric or duodenal ulcers. | clotest-rapid-urease-test-618.jpg
SKU: QLCN20183 | Quidel QuickVue Influenza A+B Test Kit | Using the Quickvue influenza test, you can detect both type A and type B antigens from nasal swab, nasal wash, nasal aspirate, and nasopharyngeal swab specimens. This influenza AB test promises easy-to-read, two-color results in 10 minutes or less. The Quidel influenza AB test provides results from a single sample, eliminating redundant procedures and wasted time. Each kit comes with everything you need to perform the test, including a pictorial procedure guide for easy instructions. The tests can also be stored in room temperature. No need for reagent warming or refrigeration.Â 4MD Medical is your resource for quality medical equipment from trusted brands at discounted prices. We offer free shipping on qualifying orders over $250 and are happy to assist you in any way we can. If you have questions, feel free to give us a call or fill out our convenient contact form. Shop now and save on great medical equipment with added peace of mind! | quickvue-influenza-ab-test-kit-ca5.jpeg
SKU: RCHE03260763160 | Roche Diagnostics Chemstrip 10 MD Urine Test Strips | Chemstrip Urine Test Strips are multiparameter visual reagent strips that are used to measure certain constituents in the urine. | chemstrip-10-md-urine-test-strips-6b3.jpg
SKU: RCHE11893467160 | Roche Diagnostics Ketone and Glucose Urine Test Strips | These Chemstrip urine test strips offer unmatched accuracy in urinalysis. Vitamin C can interfere with results, causing false negatives that can potentially lead to missed diagnoses. Chemstrip's glucose urine test strips eliminate the possibility of vitamin C interference using an mesh layer impregnated with iodate to oxidize ascorbic acid. These ketone urine test strips also detect acetone and acetoacetic acid. All reagent pads can be read within two minutes after dipping, and fingers stay completely clear of the specimen, ensuring safe, hygienic testing and no contamination. The Chemstrip's construction also prevents spillover onto adjacent pads and allows for uniform liquid penetration, giving you peace of mind in test result accuracy.Â 4MD Medical is your resource for quality medical equipment from some of the most trusted brands in the industry. Our goal is to give you reliable tools and accessories at a discounted price to help you save money and lives. We offer free shipping on all qualifying orders, and we are happy to answer questions through our contact form or by phone. Shop now for urine test strips and more. | ketone-and-glucose-urine-test-strips-a0c.jpg
SKU: SEKD141 | Sekisui Diagnostics OSOM Strep A Test Kit | Rapid Strep A test with 96% sensitivity and 97.8% specificity. 17 month shelf life.A color immunochromatographic assay intended for the qualitative detection of Group A Streptococcus antigen directly from throat swab specimens.Use this test kit for the qualitative detection of group A streptococcal antigen from patient throat swabs. Early detection and treatment of group A streptococcal infections, including streptococcal pharyngitis (strep throat) and scarlet fever, can help to reduce the severity of patient symptoms and complications. Kit includes test sticks, test tubes, sterile swabs, reagents and positive and negative controls sufficient for 50 tests. Test is easy to perform and interpret; a blue test line and a red control line indicate a positive result, while a red control line without a blue test line is a presumptive negative result. CLIA waived. Store at room temperature | osom-strep-a-test-kit-6fe.jpg
SKU: RCHE03617556679 | Roche Diagnostics Chemstrip 5 OB Starter Kit Includes | Chemstrip 5 OB Starter Kit Includes: 1 Urisys 1100 Instrument Kit, 6 vials Chemstrip 5 OB Urine Test Strips, 1 vial Calibration Strips, Operators Manual, Training CD, Quick Reference Guide & Set-Up Instructions, CLIA Waived, END USER DROP SHIP ONLY (Promo: 1/1/15 - 12/31/15) | chemstrip-5-ob-starter-kit-includes-e7c.jpg
SKU: AUID11600 | Arkray DiaScreen 6 | High quality dip-and-read urinalysis test strips, intended for use as an in vitro diagnostic aid using urine specimens. The strips provide qualitative and semi-quantitative tests and may be used with the DiaScreen 50 Urine Chemistry Analyzer for automated testing. They may also be read by visual comparison of the reacted reagent to the color chart printed on the bottle label. All tests are read at 60 or 120 seconds. DiaScreen 10 tests urine specimens for the presence of leukocytes, specific gravity, urobilinogen, glucose, ketone, bilirubin, protein, nitrite, blood and pH. They are a quick and convenient screening tool for abnormal body functions. Selecting the configuration with just the right tests provide dramatic savings when compared to other reagent strips for urinalysis. | diascreen-6-6f2.jpg
SKU: AUID11400 | Arkray DiaScreen 4pH | High quality dip-and-read urinalysis test strips, intended for use as an in vitro diagnostic aid using urine specimens. The strips provide qualitative and semi-quantitative tests and may be used with the DiaScreen 50 Urine Chemistry Analyzer for automated testing. They may also be read by visual comparison of the reacted reagent to the color chart printed on the bottle label. All tests are read at 60 or 120 seconds. DiaScreen 10 tests urine specimens for the presence of leukocytes, specific gravity, urobilinogen, glucose, ketone, bilirubin, protein, nitrite, blood and pH. They are a quick and convenient screening tool for abnormal body functions. Selecting the configuration with just the right tests provide dramatic savings when compared to other reagent strips for urinalysis. | diascreen-4ph-f4a.jpg
SKU: AUID12100 | Arkray DiaScreen 1K(Ketone) Reagent Strips | High quality dip-and-read urinalysis test strips, intended for use as an in vitro diagnostic aid using urine specimens. The strips provide qualitative and semi-quantitative tests and may be used with the DiaScreen 50 Urine Chemistry Analyzer for automated testing. They may also be read by visual comparison of the reacted reagent to the color chart printed on the bottle label. All tests are read at 60 or 120 seconds. DiaScreen 10 tests urine specimens for the presence of leukocytes, specific gravity, urobilinogen, glucose, ketone, bilirubin, protein, nitrite, blood and pH. They are a quick and convenient screening tool for abnormal body functions. Selecting the configuration with just the right tests provide dramatic savings when compared to other reagent strips for urinalysis. | diascreen-1kketone-reagent-strips-def.jpg
SKU: RCHE03260763602 | Roche Diagnostics Chemstrip Urinalysis 10 MD Starter Kit | The CHEMSTRIP 10UA strip has virtually no interference with ascorbic acid. This helps minimize the potential for false negative glucose results. The CHEMSTRIP 10UA strip also provides a more complete ketone determination by detecting both acetoacetic acid and acetone which helps minimize potential for false negative ketone results. | chemstrip-urinalysis-10-md-starter-kit-66d.jpg
SKU: MKS21022400 | McKesson Rapid Diagnostic Test Kit McKesson hCG Test CLIA Waived 25 Tests | Rapid Diagnostic Test Kit McKesson hCG Test CLIA Waived 25 Tests. | rapid-diagnostic-test-kit-mckesson-hcg-test-clia-waived-25-tests-7a2.jpg
SKU: AHI430-122P | Alere Binaxnow RSV Test Kit CLIA Waived | The BinaxNOWÂ® RSV test kit is an in vitro immunochromatographic membrane assay used to detect RSV fusion protein antigen in nasal wash and NP swab specimens. It is intended to aid in the rapid diagnosis of RSV in neonatal and pediatric patients 5 and under. | binaxnow-rsv-test-kit-clia-waived-34e.jpg
SKU: PROP080033 | Pro Advantage Strep A Test Strips | ï»¿ï»¿ï»¿ï»¿ï»¿ï»¿ï»¿ï»¿ï»¿ï»¿ï»¿ï»¿ï»¿A rapid test for the qualitative detection of Strep A antigen in throat swab specimens. Lateral flow immunoassay technology identifies antibodies specific for whole cell Lancefield Group A Streptococcus to selectively detect Strep A carbohydrate antigen in a throat swab specimen. | strep-a-test-strips-07e.png
SKU: AUID11800 | Arkray DiaScreen 8 | High quality dip-and-read urinalysis test strips, intended for use as an in vitro diagnostic aid using urine specimens. The strips provide qualitative and semi-quantitative tests and may be used with the DiaScreen 50 Urine Chemistry Analyzer for automated testing. They may also be read by visual comparison of the reacted reagent to the color chart printed on the bottle label. All tests are read at 60 or 120 seconds. DiaScreen 10 tests urine specimens for the presence of leukocytes, specific gravity, urobilinogen, glucose, ketone, bilirubin, protein, nitrite, blood and pH. They are a quick and convenient screening tool for abnormal body functions. Selecting the configuration with just the right tests provide dramatic savings when compared to other reagent strips for urinalysis. | diascreen-8-b52.jpg
SKU: AUID12400 | Arkray DiaScreen 4ObL | High quality dip-and-read urinalysis test strips, intended for use as an in vitro diagnostic aid using urine specimens. The strips provide qualitative and semi-quantitative tests and may be used with the DiaScreen 50 Urine Chemistry Analyzer for automated testing. They may also be read by visual comparison of the reacted reagent to the color chart printed on the bottle label. All tests are read at 60 or 120 seconds. DiaScreen 10 tests urine specimens for the presence of leukocytes, specific gravity, urobilinogen, glucose, ketone, bilirubin, protein, nitrite, blood and pH. They are a quick and convenient screening tool for abnormal body functions. Selecting the configuration with just the right tests provide dramatic savings when compared to other reagent strips for urinalysis. | diascreen-4obl-b07.jpg
SKU: AUID13400 | Arkray DiaScreen 4NL | High quality dip-and-read urinalysis test strips, intended for use as an in vitro diagnostic aid using urine specimens. The strips provide qualitative and semi-quantitative tests and may be used with the DiaScreen 50 Urine Chemistry Analyzer for automated testing. They may also be read by visual comparison of the reacted reagent to the color chart printed on the bottle label. All tests are read at 60 or 120 seconds. DiaScreen 10 tests urine specimens for the presence of leukocytes, specific gravity, urobilinogen, glucose, ketone, bilirubin, protein, nitrite, blood and pH. They are a quick and convenient screening tool for abnormal body functions. Selecting the configuration with just the right tests provide dramatic savings when compared to other reagent strips for urinalysis. | diascreen-4nl-56a.jpg
SKU: AUID11300 | Arkray DiaScreen 3 | High quality dip-and-read urinalysis test strips, intended for use as an in vitro diagnostic aid using urine specimens. The strips provide qualitative and semi-quantitative tests and may be used with the DiaScreen 50 Urine Chemistry Analyzer for automated testing. They may also be read by visual comparison of the reacted reagent to the color chart printed on the bottle label. All tests are read at 60 or 120 seconds. DiaScreen 10 tests urine specimens for the presence of leukocytes, specific gravity, urobilinogen, glucose, ketone, bilirubin, protein, nitrite, blood and pH. They are a quick and convenient screening tool for abnormal body functions. Selecting the configuration with just the right tests provide dramatic savings when compared to other reagent strips for urinalysis. | diascreen-3-b5d.jpg
SKU: AUID11200 | Arkray DiaScreen 2GP | High quality dip-and-read urinalysis test strips, intended for use as an in vitro diagnostic aid using urine specimens. The strips provide qualitative and semi-quantitative tests and may be used with the DiaScreen 50 Urine Chemistry Analyzer for automated testing. They may also be read by visual comparison of the reacted reagent to the color chart printed on the bottle label. All tests are read at 60 or 120 seconds. DiaScreen 10 tests urine specimens for the presence of leukocytes, specific gravity, urobilinogen, glucose, ketone, bilirubin, protein, nitrite, blood and pH. They are a quick and convenient screening tool for abnormal body functions. Selecting the configuration with just the right tests provide dramatic savings when compared to other reagent strips for urinalysis. | diascreen-2gp-ddb.jpg
SKU: LWSURS-01PR-KE77 | LW Scientific Urine Reagent Test Strips, 1 Parameter, ketone | Low-carb dieters use these strips to monitor ketone output in urine which can be an indicator of diet success. Contact your doctor if you have any questions about the results. Tests for: Ketone | urine-reagent-test-strips-1-parameter-ketone-46e.jpg
SKU: SEKD791 | Sekisui Diagnostics OSOM ImmunoDip Control Kit | Detects the presence of elevated levels of albumin in urine to aid in the early detection of kidney disease. | osom-immunodip-control-kit-331.jpg
SKU: MKS50032400 | McKesson Rapid Diagnostic Test Kit Medi-Lab Performance Strep A | CONSULT Strep A Dipstick Test. A rapid, qualitative test for the detection of Group A Streptococcal antigen. | rapid-diagnostic-test-kit-medi-lab-performance-strep-a-a45.jpg
SKU: BKM60151AG | Beckman Coulter Hemoccult Single Slides Kit | Hemoccult is the #1 brand in FOBTs. Used with confidence by physicians for over 40 years, Hemoccult brand products are the only FOBTs supported in over 300 clinical publications and are recommended by the American Cancer Society as an effective screening method for CRC. Rigorous prequalification of raw materials and a unique quality control system yields a high degree of lot- to-lot consistency. Hemoccult products are used and trusted by top American medical institutions and healthcare professionals and millions of people have been screened with Hemoccult products, resulting in many lives saved. | #NAME?
SKU: QLCN20108 | Quidel QuickVue Dipstick Strep A Test | The QuickVue Dipstick Strep A test allows for the rapid qualitative detection of Group A Streptococcal antigen directly from patient throat swab specimens, or confirmation of presumptive Group A Streptococcal colonies recovered from culture. The test is intended for use as an aid in the diagnosis of Group A Streptococcal infection.The QuickVue Dipstick Strep A test is a lateral flow immunoassay utilizing Quidel's patented antibody-labeled particles (within 5 minutes). The test detects either viable or nonviable organisms directly from throat swabs or culture colonies.To perform the test, a throat swab specimen is collected. Antigen is extracted from the swab specimen with Reagents A and B. The Dipstick is then added to the extracted sample. | quickvue-dipstick-strep-a-test-187.jpg
SKU: BD256041 | BD Veritor System Influenza A+B Clinical Kit | TheÂ BD VeritorÂ System for Rapid Detection of Flu A+B is a rapid chromatographic immunoassay for the direct and qualitative detection of influenza A and B viral nucleoprotein antigens from nasopharyngeal wash, aspirate and swab in transport media samples from symptomatic patients. TheÂ BD VeritorÂ System for Rapid Detection of Flu A+B is a differentiated test, such that influenza A viral antigens can be distinguished from influenza B viral antigens from a single processed sample using a single device. The test is to be used as an aid in the diagnosis of influenza A and B viral infections. A negative test is presumptive and it is recommended that these results be confirmed by viral culture or an FDA-cleared influenza A and B molecular assay. Negative test results do not preclude influenza viral infection and should not be used as the sole basis for treatment or other patient management decisions. The test is not intended to detect influenza C antigens.Performance characteristics for influenza A and B nasopharyngeal (NP) washes/aspirates were established during January through March of 2011 when influenza viruses A/2009 H1N1, A/H3N2, B/Victoria lineage, and B/Yamagata lineage were the predominant influenza viruses in circulation according to theÂ Morbidity and Mortality Weekly ReportÂ from the CDC entitled "Update: Influenza Activity-United States, 2010-2011 Season, and Composition of the 2011-2012 Influenza Vaccine." Performance characteristics may vary against other emerging influenza viruses.Performance characteristics for influenza A and B NP swabs in transport media were established during January through April of 2012 when influenza viruses A/2009 H1N1, A/H3N2, B/Victoria lineage, and B/Yamagata lineage were the predominant influenza viruses in circulation according to theÂ Morbidity and Mortality Weekly Reportfrom the CDC entitled "Update: Influenza Activity-United States, 2011-2012 Season, and Composition of the 2012-2013 Influenza Vaccine." Performance characteristics may vary against other emerging influenza viruses.If infection with a novel influenza virus is suspected based on current clinical and epidemiological screening criteria recommended by public health authorities, specimens should be collected with appropriate infection control precautions for novel virulent influenza viruses and sent to the state or local health department for testing. Virus culture should not be attempted in these cases unless a BSL 3+ facility is available to receive and culture specimens. | veritor-system-influenza-ab-clinical-kit-b47.jpg
SKU: QLCN20122 | Quidel QuickVue and Strep A Test | The QuickVue+ Strep A Test detects group A streptococcal antigen directly from throat swabs and beta-hemolytic colonies on blood agar plates. | quickvue-and-strep-a-test-290.png
SKU: BKM64115G | Beckman Coulter Hemoccult II SENSA Developer 15 ml Developer | Hemoccult II SENSA Slides are designed so patients can collect serial specimens at home from bowel movements over 3 days. After the patient prepares the Hemoccult II SENSA test, it may be returned in person or by mail (using the Hemoccult Mailing Pouch) to the laboratory, hospital or medical office for developing and interpretation. | hemoccult-ii-sensa-developer-15-ml-developer-3ac.jpg
SKU: QLCN20218 | Quidel Sofia Influenza A+B Kit | The Sofia Influenza A+B Fluorescent Immunoassay (FIA) uses advanced immunofluorescence-based lateral-flow technology to detect influenza A and influenza B viral nucleoprotein antigens. | sofia-influenza-ab-kit-5b9.png
SKU: SEKD147 | Sekisui Diagnostics OSOM Ultra Strep A Test | Studies have shown that the sensitivity of Ultra Strep A and the standard single swab culture are not statistically different. Easy-to-read two color results within 5 minutes. | osom-ultra-strep-a-test-398.jpg
SKU: QLCN20253 | Quidel Sofia Strep A | The Sofia Strep A Fluorescent Immunoassay (FIA) uses advanced immunofluorescence-based lateral-flow technology to detect Group A Streptococcal antigens from throat swabs of symptomatic patients. | sofia-strep-a-6cb.png
SKU: ATXDCT-102 | Alere Toxicology NicQuick Urine Cotinine Test Cassette | If you need to know someoneâ€™s smoking status, the NicQuick Saliva cotinine screen is the device for you. Available as a mouth swab or a urine test casette, It is laboratory accurate, the procedure is simple and fast, and the results are available in minutes. This device runs on a very small 3 mL of urine specimen. | nicquick-urine-cotinine-test-cassette-b4e.jpg
SKU: QLCN20274 | Quidel Sofia Strep A+ | Sofia Strep A+, 25 test/kt | sofia-strep-a-f88.png
SKU: QLCN20251 | Quidel Sofia Influenza A+B Kit Installation Pack | Installation Pack: Influenza A+B Kit, 25 tests per kit. | sofia-influenza-ab-kit-installation-pack-70c.jpg
SKU: SEKD1004 | Sekisui Diagnostics OSOM Ultra hCG Combo Test | The OSOM Ultra hCG Combo Test is a simple immunoassay for the qualitative detection of human chorionic gonadotropin (hCG) in serum or urine for the early confirmation of pregnancy. | osom-ultra-hcg-combo-test-be3.jpg
SKU: QLCN20249 | Quidel Sofia Starter Installation Kit | Installation Pack: Influenza A+B Kit, 25 tests per kit. | sofia-starter-installation-kit-f6d.jpg
SKU: BD256051 | BD Flu A+B Swab Control CLIA Waived | Convenient and easy to use control swabs designed for Flu A+B detection. | flu-ab-swab-control-clia-waived-256.jpg
SKU: BD256071 | BD Physician Lab Combo Reader Pack Includes Veritor Reader Flu A+B Physician Kits 24 Month Shelf Life | The BD Veritor System for Rapid Detection of Flu A+B is a rapid chromatographic immunoassay for the direct and qualitative detection of influenza A and B viral nucleoprotein antigens from Nasal and nasopharyngeal swabs.The BD Veritor System Flu A+B is a differentiated test, such that influenza A viral antigens can be distinguished from influenza B viral antigens from a single processed sample using a single device. | physician-lab-combo-reader-pack-includes-veritor-reader-flu-ab-physician-kits-24-month-shelf-life--b70.jpg
SKU: BD256070 | BD Hospital Combo Reader Pack Includes: Veritor Reader Flu A+B Hospital Kits 24 Month Shelf Life | The BD Veritorâ„¢ Plus system provides objective, lab-quality immunoassay test results for healthcare providers and laboratorians in physician offices, clinics, hospitals and IDNsâ€”within minutes. The system streamlines the point-of-care (POC) diagnostic workflow and allows providers to quickly review patient results and determine the appropriate treatment in a single consultation. It can also help detect infectious diseases such as influenza A and B, respiratory syncytial virus (RSV) and group A strep while the patient is still on site, which may facilitate decision making for earlier intervention. | hospital-combo-reader-pack-includes-veritor-reader-flu-ab-hospital-kits-24-month-shelf-life--814.jpg
SKU: BKM43025AG | Beckman Coulter Each Box Contains: Test Devices Disposable Sample Droppers Ziplock Bag 2 Extra Sample Droppers & Instructions - Box | A one-step, rapid, combination serum/urine test (urine CLIA Waived) designed for the early detection of pregnancy. Delivers fast, reliable results. Sensitivity as low as 25 mIU/mL with >99 percent specificity. Requires only 3 drops of sample, results in just 3 to 5 minutes. | each-box-contains-test-devices-disposable-sample-droppers-ziplock-bag-2-extra-sample-droppers-amp-instructions-box-7e5.jpg
SKU: APOC416-000 | Alere Influenza A and B Moderately Complex Test Kit | The BinaxNOWÂ® Influenza A & B test kit is an in vitro immunochromatographic assay for the qualitative detection of influenza A and B nucleoprotein antigens in NP swabs, nasal swabs, and nasal wash/aspirate specimens. It is intended to aid in the rapid differential diagnosis of influenza A and B viral infections.The Alere BinaxNOWÂ®Â Influenza A & B Card simplifies rapid influenza testing, providing accurate differentiation between influenza A and influenza B using minimal steps on one test. Now you can focus on the results and treating the patient, not running the test.1 sample, 2 tests: Can be used alongside Alere BinaxNOWÂ®Â RSV Card in children under 5, using an NP swab or nasal wash/aspirate.Clear: Provides clear results that are easy to readConvenient: Can be used with either nasal wash/aspirate, nasopharyngeal swab or nasal swab samplesFast: Results available in just 15 minutesEasy: Requires minimal hands-on timeReliable: Provides accurate results and includes internal controlsCan be used with many different transport media; Amies, Dulbecco, M4, M4-RT, M5, M6, Saline, Tryptose phosphate, Veal Infusion Broth, Brain Heart Infusion Broth, Hanks BBS, Phosphate buffer solution, Stuart's and UTM-RT. | influenza-a-and-b-moderately-complex-test-kit-fd4.jpg
SKU: AHI416-110 | Alere Binaxnow Influenza A & B Test Kit | Alere BinaxNOWÂ® Influenza A & B Card is an in vitro immunochromatographic assay for the qualitative detection of influenza A and B nucleoprotein antigens in nasopharyngeal (NP) swab, nasal swab samples and nasal wash/aspirate specimens. It is intended to aid in the rapid differential diagnosis of influenza A and B viral infections.The Alere BinaxNOWÂ®Â Influenza A & B Card simplifies rapid influenza testing, providing accurate differentiation between influenza A and influenza B using minimal steps on one test. Now you can focus on the results and treating the patient, not running the test.1 sample, 2 tests: Can be used alongside Alere BinaxNOWÂ®Â RSV Card in children under 5, using an NP swab or nasal wash/aspirate.Clear: Provides clear results that are easy to readConvenient: Can be used with either nasal wash/aspirate, nasopharyngeal swab or nasal swab samplesFast: Results available in just 15 minutesEasy: Requires minimal hands-on timeReliable: Provides accurate results and includes internal controlsCan be used with many different transport media; Amies, Dulbecco, M4, M4-RT, M5, M6, Saline, Tryptose phosphate, Veal Infusion Broth, Brain Heart Infusion Broth, Hanks BBS, Phosphate buffer solution, Stuart's and UTM-RT. | binaxnow-influenza-a-b-test-kit-76a.jpg
SKU: IMMSHSSPCON | Immunostics IFOBT Control Set | IFOBT Control Set, 1 Positive & 1 Negative/bx | ifobt-control-set-f04.jpg
SKU: QLCN0317 | Quidel QuickVue Influenza Test | For the detection of influenza type A and B. 3 steps nasal swab/1 step nasal wash/aspirate, 1 reagent, 10 minutes to results, this test takes less than 30 seconds hands-on time. Color coded procedure card helps demonstrate each step of the test. Kit contains patient swabs, positive and negative controls, and is stored at room temperature. CLIA-waived. | quickvue-influenza-test-0c5.jpg
SKU: SEKD1002 | Sekisui Diagnostics OSOM iFOB Test | The OSOM iFOB Test is a rapid qualitative test for the immunochemical detection of fecal occult blood/human hemoglobin (hHb) in human fecal specimens as an aid in the diagnosis of gastrointestinal disorders such as: diverticulitis, colitis, polyps, and colorectal cancer. | osom-ifob-test-b10.jpg
SKU: APOC412-000 | Alere Influenza A and B Dipstick Flu Test Kit | The Alere Influenza A & B Test is an in-vitro immunochromatographic assay for the qualitative detection of influenza A and B nucleoprotein antigens in nasal swab specimens collected from symptomatic patients. It is intended to aid in the rapid differential diagnosis of influenza A and B viral infections. | influenza-a-and-b-dipstick-flu-test-kit-854.jpg
SKU: SEKD1003 | Sekisui Diagnostics iFOBT Patient Mailers | The OSOM iFOB Test is a rapid qualitative test for the immunochemical detection of fecal occult blood/human hemoglobin (hHb) in human fecal specimens as an aid in the diagnosis of gastrointestinal disorders such as: diverticulitis, colitis, polyps, and colorectal cancer. | ifobt-patient-mailers-3f3.jpg
SKU: APOC416-110 | Alere BinaxNOW Influenza A&B Test Kit CLIA Waived | Alere BinaxNOWÂ® Influenza A & B Card is an in vitro immunochromatographic assay for the qualitative detection of influenza A and B nucleoprotein antigens in nasopharyngeal (NP) swab, nasal swab samples and nasal wash/aspirate specimens. It is intended to aid in the rapid differential diagnosis of influenza A and B viral infections. | binaxnow-influenza-ab-test-kit-clia-waived-4e8.jpg
SKU: ATXIS1 OPI | Alere Drug Test 1 Test Single Dip Device Opiate | The IS1 OPI Alere iScreen Dip Test for Opiates yields easy-to-interpret results (line or no line) in just 5 minutes. The iScreen dip tests are popular for their ease-of-use and reliable consistency. | drug-test-1-test-single-dip-device-opiate--9ff.jpg
SKU: ATXIS1 THC | Alere Drug Test 1 Test Single Dip Device Marijuana (THC) | Alere iScreen Drug Test Dip Card for Marijuana (THC). Simply dip and read results at 5 minutes. | drug-test-1-test-single-dip-device-marijuana-thc-7cc.jpg
SKU: ATXIS2 CT | Alere Drug Test, 2 Test Double Dip Device, Cocaine (COC), Marijuana (THC), 25/bx | On-site testing. Saves time and money. Simple dip and read procedure. Laboratory accurate. Room temperature storage. Results in minutes. Detects 1-10 drugs. 24-month shelf life. | drug-test-2-test-double-dip-device-cocaine-coc-marijuana-thc-25-bx-2ae.jpg
SKU: APOC416-022D | Alere BinaxNOW Influenza A and B Card CLIA Waived | Alere BinaxNOWÂ® Influenza A & B Card is an in vitro immunochromatographic assay for the qualitative detection of influenza A and B nucleoprotein antigens in nasopharyngeal (NP) swab, nasal swab samples and nasal wash/aspirate specimens. It is intended to aid in the rapid differential diagnosis of influenza A and B viral infections | binaxnow-influenza-a-and-b-card-clia-waived-8d2.jpg
SKU: ATXIS6 B | Alere Toxicology iScreen Dip Card COC, THC, OPI, AMP, mAMP, BZO | The Alere iScreenÂ® Dip Card rapidly screens for a broad range of illicit and prescription drugs. Devices are easy to use, and feature a wide range of configurations for a fully customized test program. | iscreen-dip-card-coc-thc-opi-amp-mamp-bzo-a3b.jpg
SKU: BD256075 | BD Veritorâ„¢ Laboratory Flu Kits | The system has an unique adaptive read technology - helps reduce false-positive results by examining the sample and compensating for many of the effects of non-specific binding to help deliver a more accurate read. Eliminates the need for visual-read and subjective interpretation by providing objective results on an easy-to-read digital display. Delivers results in minutes. | veritortm-laboratory-flu-kits-943.png
SKU: ATXDCB-1115-011 | Alere Tbd-Drug Test Icassette 11 Tst25/Bx**** | CLIA waived panels available. Runs on 3 ml of specimen. Detects 1-12 drugs. Simple procedure. Results in minutes. Laboratory accurate. | tbd-drug-test-icassette-11-tst25-bx-43f.jpg
SKU: QLCN20312 | Quidel Sofia 2 Influenza A+B FIA Starter Kit 2 per Pack | Sofia 2 PO & GO Influenza A+B FIA Starter Kit, Includes: (1) Purchased Sofia 2, (1) Install Pack and (2) Flu Kits, 25 tests per kit. | sofia-2-influenza-ab-fia-starter-kit-2-per-pack-777.jpg
SKU: BKM61130AG | Beckman Coulter Hemoccult II Dispensapak Plus | The Hemoccult II SENSA test is a rapid, convenient and qualitative method for detecting fecal occult blood which may be indicative of gastrointestinal disease. It is not a test for colorectal cancer or any other specific disease. Hemoccult II SENSA is the enhanced Hemoccult product that provides improved readability and higher clinical sensitivity over regular Hemoccult and other FOBTs. Hemoccult II SENSA has been proven to give the highest clinical sensitivity readings (92%) 1,2 and offers the ability to find more true positives of occult blood. Since polyps and cancer may bleed intermittently, Hemoccult II SENSA triple slide products are designed so patients can collect serial specimens over 3 days, increasing the probability of detecting hidden blood from polyps and cancer. | hemoccult-ii-dispensapak-plus-245.jpg
SKU: QLCN20321 | Quidel Sofia 2 Strep A FIA Starter Kit | The Sofia Strep A+ Fluorescent Immunoassay (FIA) uses advanced immunofluorescence-based lateral-flow technology to detect Group A Streptococcal antigens from throat swabs of symptomatic patients. | sofia-2-strep-a-fia-starter-kit-87a.jpg
SKU: APOC575-000 | Alere BinaxNOWÂ® Influenza A & B Card 2 | The BinaxNOWÂ® Influenza A & B test kit is an in vitro immunochromatographic assay for the qualitative detection of influenza A and B nucleoprotein antigens in NP swabs, nasal swabs, and nasal wash/aspirate specimens. It is intended to aid in the rapid differential diagnosis of influenza A and B viral infections. | binaxnowreg-influenza-a-amp-b-card-2-155.jpg
SKU: ATXAOT-6 | Alere Toxicology Oratect 6 Drug Panel AMP, COC, mAMP/MET, OPI, PCP, THC Saliva Sample CLIA Moderate Complexity | OratectÂ® Oral Drug Test, a simple procedure -collect and test in one step. Tests for: Amphetamines (AMP), Cocaine (COC), Marijuana (THC), Methamphetamines (mAMP), Opiates (OPI) and Phencyclidine (PCP). | oratect-6-drug-panel-amp-coc-mamp-met-opi-pcp-thc-saliva-sample-clia-moderate-complexity-f5a.jpg
SKU: HUD1173 | Hudson RCI Emergency Lifesaver Kit with 7 Sizes Of Disposable Airways | Emergency Lifesaver Kit with 7 Sizes Of Disposable Airways. | emergency-lifesaver-kit-with-7-sizes-of-disposable-airways-9fe.jpg
SKU: JANTMD550 | Jant Pharmacal The LipidPlus Total Cholesterol and Glucose Measuring System | The LipidPlus Total Cholesterol and Glucose Measuring System offers a convenient, accurate and cost-effective way to test for total cholesterol, triglyceride and glucose levels. The LipidPlus system's ease of use and reliability will provide the rapid lipid and glucose results you need in your practice for immediate counseling and timely intervention. | the-lipidplus-total-cholesterol-and-glucose-measuring-system-a73.jpg
SKU: JANTMD551 | Jant Pharmacal LipidPlus Printer | Mobile printer enables immediate or later retrieval and printing of your patient's lab results. Includes rechargeable battery, power adapter, interface cable and paper roll. | lipidplus-printer-690.jpg
SKU: JANTMDC5812 | Jant Pharmacal LipidPlus Total Cholesterol Controls | LipidPlus control solutions should be used routinely to confirm the proper use and accuracy of the LipidPlus System. Both normal and abnormal total cholesterol and triglycerides control solutions are available to ensure analyzer performance within each clinically important range. Normal, low and high glucose control solutions are also available. | lipidplus-total-cholesterol-controls-34d.jpg
SKU: JANT MD532 | Jant Pharmacal LipidPlus Total Cholesterol Test Strips | The LipidPlusÂ® Professional Total Cholesterol Test Strips are used to measure total cholesterol (TC). With only a small drop of capillary whole blood, total cholesterol can be measured - an important first step in screening and monitoring patients or employees for lipid disorders. | lipidplus-total-cholesterol-test-strips-2a4.jpg
SKU: IMMS200-101 | Immunostics Hemochroma Plus Analyzer | Hemochroma PLUS is an in vitro diagnostic device dedicated to quantitative testing of total hemoglobin concentration in the blood. It is lightweight with small dimensions and battery operated. It is easy to operate and convenient. It provides accurate and reliable inspection results compared with large analyzers.FAQ'sCan I measure using examineeâ€™s fingertips?Yes. In addition to collecting fingertips, venous blood can also be measured by pipetting into a cuvette.Do I have to use a battery?No. You can also use the cable by connecting it to a PC.Is it easy to clean when it is contaminated?Yes. Since the holder for inserting the cuvette is detachable, it can easily be cleaned by inserting alcohol into the swab after detachment. | hemochroma-plus-analyzer-e3a.png
SKU: IMMS101202-PROMO | Immunostics Hemochroma Plus Analyzer and Microcuvettes Promotion | Hemochroma PLUS is an in vitro diagnostic device dedicated to quantitative testing of total hemoglobin concentration in the blood. It is lightweight with small dimensions and battery operated. It is easy to operate and convenient. It provides accurate and reliable inspection results compared with large analyzers.Immunostics is now offering an economical promo of one analyzer and 100 microcuvettes for a great price!FAQ'sCan I measure using examineeâ€™s fingertips?Yes. In addition to collecting fingertips, venous blood can also be measured by pipetting into a cuvette.Do I have to use a battery?No. You can also use the cable by connecting it to a PC.Is it easy to clean when it is contaminated?Yes. Since the holder for inserting the cuvette is detachable, it can easily be cleaned by inserting alcohol into the swab after detachment. | hemochroma-plus-analyzer-and-microcuvettes-promotion-7d1.png
SKU: GF3399-2 | Graham Field Trach Tube Brush 4Â½"L Â¼" x 1Â½" | Trach Tube Brush 4Â½"L Â¼" x 1Â½". | trach-tube-brush-4frac12quotl-frac14quot-x-1frac12quot--d99.jpg
SKU: GF3399-1 | Graham Field Trachea Tube Brushes 14" Length .75" x 3.5" Cleans Tubes # 5 - 9 | Trachea tube brushes - 14" length, Â¾" x 3 Â½", cleans tubes # 5 - 9 | trachea-tube-brushes-14-length-75-x-35-cleans-tubes-5-9-632.jpg
SKU: GF3399-3 | Graham Field Trach Tube Brush 4Â½"L Â¾" x 1Â½" Cleans Tubes #5-9 1/dz | White nylon bristles on malleable, twisted wire handle. Can be shaped to fit contour of any trachea tube. | trach-tube-brush-4frac12quotl-frac34quot-x-1frac12quot-cleans-tubes-5-9-1-dz-2de.jpg
SKU: LWSCNA-TACH-DHH7 | LW Scientific Handheld Digital Tachometer | Test your centrifuge for accuracy using the LW Scientific handheld digital tachometer. Be certain that you are spinning fluids at the correct CLIA recommended speeds. How do you know your variable speed centrifuge is spinning urines at 400 gâ€™s? Spinning too slowly may give inadequate results... spinning too fast may damage cell structures. This unit is easy to use with results in only one second. The tachometer will work on any centrifuge with a clear port in the lid allowing the strobe light to reflect off of the rotor. | handheld-digital-tachometer-2d1.jpg
SKU: BTC30901 | Battle Creek Replacement Carbon Pre Filter for 30400 | Replacement Carbon Pre-Filter - for 30400. | replacement-carbon-pre-filter-for-30400-876.jpg
SKU: LWSE8C-U8AF-1503 | LW Scientific Fixed Speed 8 Place Angled Centrifuge with Timer | This model is loaded with features and improvements, such as higher speeds for faster and cleaner separations, quieter operation for peaceful work environments, lower chamber temperatures for cooler test-tube samples, shorter height to fit under any cabinet, and auto-calibrating speed function for precision results. It even has an auto-brake to stop the rotor in less than 30 seconds to save time in the busy labs. The E8 family also includes a digital model, with no knobs and precise time and speed programs for CLIA compliance and the highest accuracy at an affordable price.The E8 Fixed is designed for blood separations at a fixed speed of 3500 rpm only (1534 g-force). The E8 Variable and E8 Digital will separate blood at 3500 rpm and can be slowed to separate other fluids at lower g-force, such as urine specimens as outlined by C.L.I.A. regulations. | fixed-speed-8-place-angled-centrifuge-with-timer-328.jpg
SKU: MIRR910302-S | Medical International Research Bacterial Viral Filter | The MIR Bacterial/Viral Filter is designed for use with MIR spirometers, such as the Spirolab, Spirodoc, Spirobank II, Minispir, and Spirotel. | bacterial-viral-filter-62b.jpg
SKU: CASXC-2500 | C and A Scientific Low-Speed Desktop Centrifuge | This low-speed centrifuge is designed to save on diagnostic time, equipment cost, and countertop space! With the versatile power of 2 centrifuges in one, the XC-2500 can spin 15mL and 50mL tubes and features a large, one touch button panel for quick and easy timer and speed settings, plus a bright LCD display. Great for general lab use.With the versatile power of 2 centrifuges in one, the XC-2500 can spin 15ML and 50ML tubes and features a large, one touch button panel for quick and easy timer and speed settings, plus a bright LCD display. Great for general lab use.HOW IS THIS USED? Used in clinical settings for urine spinning, whole cell separation, cell washing, whole blood separation, pharmaceuticals, Platelet Rich Plasma (PRP), and Platelet Rich Fibrin (PRF).WHERE IS THIS USED? Veterinary, blood bank (hematology), cosmetic surgery, toxicology, general lab. | low-speed-desktop-centrifuge-e03.jpg
SKU: GE10463535 | GE Healthcare Syringe Filter 30mm Diameter ReZist 5.0 | A comprehensive range of disposable syringe filter devices designed to provide fast and efficient filtration of aqueous and organic solutions.They are made with a wide variety of membrane filters with a polypropylene or polycarbonate housing using the most advanced methods and design features available today. Suitable for numerous applications in pharmaceutical, environmental, biotechnology, food/beverage and agricultural testing laboratories Heat sealed without the use of glues or sealants. | syringe-filter-30mm-diameter-rezist-50-960.jpg
SKU: MAIM1213561 | Maine Manufacturing Capsule Filter Nylon 0.22 microns | Maine Capsule Filters | capsule-filter-nylon-022-microns-420.jpg
SKU: MAIM1213622 | Maine Manufacturing Capsule Filter Polypropylene 10 microns 0.25" NPT Male | Capsule Filter Polypropylene 10 microns 0.25" NPT Male. | capsule-filter-polypropylene-10-microns-025-npt-male--ca2.jpg
SKU: CM8900 | Complete Medical Velcro Rubber Tourniquet | Pinch-less velcro-type closure. | velcro-rubber-tourniquet-3d2.jpg
SKU: AHI902009 | Alere Lancets Unistik 21G | Lancets Unistik 21G Single Use Needles for INRatio2 and INRatio PT/INR Monitoring Systems | lancets-unistik-21g-80c.jpg
SKU: RESTLF5000 | Riester Ri-Clip Medical Tourniquet | Taking blood should be as fast and easy as possible - and this begins with compressing the veins. Discover a new product from Riester that makes this task much easier. Because when you put the cuff in place, you have always got one hand free. The highquality plastic (free of all metals) is light as a feather and works like a dream. It makes uncomfortable pinching of the skin or small hairs a thing of the past. And all this at a highly attractive price and in a range of colours. Even the requisite hygienic precautions are easy to carry out: the device can be disinfected either with commercially available products or in an autoclave at 120Â° C/1 bar | ri-clip-medical-tourniquet-b70.jpg
SKU: AUI980125 | Arkray Lance Low Flow 25G Safety Lancets | Automatic lockout after use to prevent accidental needle stick injuries and cross-contamination for residents and professionals. | lance-low-flow-25g-safety-lancets-5c6.jpg
SKU: BD362761 | BD Venous Blood Collection Tubes, Molecular Diagnostics and Proteomics Products | BD VacutainerÂ® CPTâ„¢ is a fully-closed system for separation of mononuclear cells from whole blood, where cell separation is carried out in the primary blood collection tube. This decreases the complexity of steps for mononuclear cell separation, thereby minimizing variability from sample processing.CPTâ„¢ is an evacuated, sterile blood collection tube containing buffered sodium citrate or sodium heparin anticoagulant, liquid density medium and an inert gel barrier. It is intended for the collection of whole blood and the subsequent separation of mononuclear blood cells for the purposes of in vitro diagnostic examination.Whole blood is drawn directly into the CPTâ„¢ using standard phlebotomy techniques and processed in the same tube. During centrifugation, the gel forms a physical barrier between the mononuclear cells in plasma and the erythrocytes and granulocytes. The separated, concentrated suspension of mononuclear cells in plasma can then be transported in the primary blood collection tube. | venous-blood-collection-tubes-molecular-diagnostics-and-proteomics-products-6ea.jpg
SKU: BD365971 | BD Microtainer Tube with Lithium Heparin additive Green conventional closure | BD MicrotainerÂ® brand tubes are designed for the collection, transport and processing of skin puncture blood from infants, children, geriatric patients and critical care patients. Samples collected in BD MicrotainerÂ® brand tubes. | microtainer-tube-with-lithium-heparin-additive-green-conventional-closure-f71.jpg
SKU: SKDSOF-T | Skedco Tourniquet | A modernized variation of the original web military tourniquet. | tourniquet-65d.jpg
SKU: CVN8881301710 | Covidien Standard Blood Collection Tube 16 x 100 10mL Silicone Coated Stopper | No additive, silicone coated tubes used for laboratory procedures requiring serum. | standard-blood-collection-tube-16-x-100-10ml-silicone-coated-stopper-d2c.jpg
SKU: HLNL5784 | Helena Laboratories HemoHeel Infant Incision Device Bulk Pack | Premier line of infant heel incision devices. HemoHeel and HemoHeel Preemie, are now self-actuating, eliminating tech-to-tech variability in the amount of pressure being applied to the heel. | hemoheel-infant-incision-device-bulk-pack-2d9.jpg
SKU: TMCP3SS-01A2713 | Terumo Medical Allergy Syringe Regular Bevel Needle | Allergy Syringe Regular Bevel Needle | allergy-syringe-regular-bevel-needle-d42.jpg
SKU: TMCP3T-MQK | Terumo Medical Potassium EDTA Capillary Blood Collection Tube Lavender K2-EDTA 0.78 mg | For Whole blood hematology procedures. | potassium-edta-capillary-blood-collection-tube-lavender-k2-edta-078-mg-c2d.jpg
SKU: BBNV2400 | B Braun Medical Gravity Blood Administration Set with No Injection Site | Gravity Blood Administration Set with No Injection Site. | gravity-blood-administration-set-with-no-injection-site-557.jpg
SKU: MLTX33-215 | Integra York Greg Comedone Extractor 5" 5" Lancet | GREG Comedone extractor, one fenestrated cup and chuck with interchangeable no. 65 lancet blade. | greg-comedone-extractor-5-5-lancet-89e.jpg
SKU: MYCOSVMSP-23L | Myco Medical VAKU-8 Plus Safety Blood Collection Sets 23G x 3/4â€³ 8â€³ | Color coded wings for easy gauge identification. Shielded needle minimizes risk of accidental needle stick. OSHA compliant shielded needle features single handed activation. 100% latex free, constructed with kink-resistant tubing and preassembled multiple sample luer adapter. Available with and without safety shields. | vaku-8-plus-safety-blood-collection-sets-23g-x-3-4-8-b4e.jpg
SKU: RCHE3448622001 | Roche Diagnostics Diagnostics Accu Chek Safe T Pro Plus Lancet | Three penetration depth settings, permanent needle retraction. | diagnostics-accu-chek-safe-t-pro-plus-lancet--bb5.jpg
SKU: TCMD4418G | Tech-Med Tourniquet Quick Release Universal Red Latex Free | Tourniquet, Quick Release, Universal, Red, Latex Free | tourniquet-quick-release-universal-red-latex-free--79d.jpg
SKU: LWSZiC-06AD-15T3 | LW Scientific Zip IQ Test Tube | Serum separations in as little as 5 minutesThe LW Scientific Zip-IQ TT centrifuge is an impressive 6-place test tube centrifuge for spinning blood, urine, and other fluids in 1.0ml to 15ml test tubes and microtubes. This attractive unit is very small, conserving valuable counter space in the lab, but also sturdy and heavy with suction-cupped feet for stability. The digital controls allow speed and time to be adjusted with the touch of a finger and will show real-time speed and time remaining. Â This centrifuge is surprisingly quiet making the lab environment much more peaceful...you wonâ€™t even realize this unit is running. The powerful, maintenance-free, brushless motor spins at 5,000rpm (2,500g) producing serum in as little as 5 minutes. Slow the speed to 2,000rpm (400g) to spin urines in 5 minutes. The auto-brake stops the rotor in 10 seconds, and the lid pops open automatically upon completion. The Zip-IQ TT is the smart choice for any clinic or laboratory. | zip-iq-test-tube-756.jpg
SKU: LWSZiC-24AD-02T3 | LW Scientific Zip IQ Microtube and PCR Centrifuge | Sample size requirements in clinics are becoming smaller, and microtubes are becoming more popular for spinning blood and urine. Additionally, DNA processing in laboratories is more common, and Polymerase Chain Reaction techniques require PCR strips to be spun at high g-forces to collect the DNA pellet. The Zip-IQ MT/PCR centrifuge will spin blood and urine samples in 0.5ml to 2.0ml microtubes plus it can spin DNA samples in four PCR strips.The maintenance-free brushless motor spins up to 8,500rpm, producing 4,850 gâ€™s for very fast results in 3 minutes or less. The digital controls allow speed and time to be adjusted with the touch of a finger and will show real-time speed and time remaining, then the auto-brake will slow it down quickly and smoothly and open the lid once the rotor has stopped. This centrifuge is powerful, yet small, quiet, and affordableâ€¦the Zip-IQ MT/PCR centrifuge is the smart choice for any clinic or laboratory. | zip-iq-microtube-and-pcr-centrifuge-37c.jpg
SKU: LWSZiC-24HD-75T3 | LW Scientific Zip IQ PCV Centrifuge | The LW Scientific Zip-IQ PCV centrifuge is an impressive 24-place hematocrit centrifuge for spinning full-size 75mm capillary tubes. This attractive unit is very small, conserving valuable counter space in the lab, but also sturdy and heavy with suction-cupped feet for stability. The digital controls allow speed and time to be adjusted with the touch of a finger and will show real-time speed and time remaining. This centrifuge is surprisingly quiet, making the lab environment much more peacefulâ€¦talking on the phone beside it is not a problem. The powerful, maintenance-free, brushless motor spins at 12,000 rpm producing PCV results in 3 minutes. The auto-brake stops the rotor in 10 seconds, and the lid pops open automatically upon completion. The included reader disk allows tubes to be read while still on the rotor. The Zip-IQ is the smart choice for any clinic or laboratory.EZ Reader Microhematocrit Reader disc included. | zip-iq-pcv-centrifuge-673.jpg
SKU: BD364606 | BD Venous Blood Collection Tubes | 16 x 100 mm x 8.5 mL BD Vacutainer glass whole blood tube. | venous-blood-collection-tubes-f11.jpg
SKU: BD364606 | BD Venous Blood Collection Tubes | 16 x 100 mm x 8.5 mL BD Vacutainer glass whole blood tube. | venous-blood-collection-tubes-f11.jpg
SKU: BD367292 | BD Infusion Sets Collection Sets | Following venipuncture, a yellow transparent shield is moved over the exposed needle and locked into protective position, creating a barrier between the healthcare professional and the used needle. | infusion-sets-collection-sets-c64.jpg
SKU: BD363706 | BD Capillary Blood Collection MAP 1.0mg | Wide-mouth pathway of flo-top collector permits capillary blood to flow freely into tube, minimizing chance of premature clotting in collection top. | capillary-blood-collection-map-10mg-0ab.jpg
SKU: GF1806 | Grafco Grafkette Tourniquet Adult | Pinchless, flat band with a hook & loop closure provides venous and arterial constriction. | grafkette-tourniquet-adult-107.jpg
SKU: OMIAT0270 | Owen Mumford Advanced Lancing Device | Unique Comfort Zone Technology masks the sensation and perception of pain to increase comfort when sampling. This innovative approach uses a series of 8 raised dots on the device cap to soothe the nerve endings in the fingertip with a comfort impression prior to lancing. Force Adjustment allows users to control the lancet force when sampling. This may be used as an alternative to increasing the penetration depth and can help achieve a suitable sample in a more comfortable way. 7 penetration depth settings to promote user control and preference. Used in combination with Force Adjustment and Comfort Zone Technology, the penetration depth can be altered to achieve maximum comfort. Clear alternate site end cap allows the device to be used for painless testing on alternate sites such as the forearm. | advanced-lancing-device-cde.jpg
SKU: OMIAN3529 | Owen Mumford Unifine Pentips Original 12mm x 29G | UnifineÂ® PentipsÂ® pen needles have been developed to give users the most comfortable injection experience possible. Unifine Pentips pen needles are triple-sharpened, ultra-thin gauge needles that combined with anti-coring technology and the world's most advanced silicone have been shown to give the lowest penetration force*. | unifine-pentips-original-12mm-x-29g-cd9.jpg
SKU: HTLS7046 | HTL-STREFA Inc. Blade 2.0 MM | Medlance Plus Special blade is perfect for heel sticks on neonates and finger sticks on adults for high flow. | blade-20-mm--26d.jpg
SKU: TCMD4418 | Tech-Med Universal Quick Release Tourniquet Red | Tourniquet, Quick Release, Universal, Red, Latex Free | universal-quick-release-tourniquet-red-388.jpg
SKU: TCMD4419T | Tech-Med Velcro Tourniquet Thigh Size 17" x 1 1/2" | Tech-MedÂ® Elastic Tourniquet. | velcro-tourniquet-thigh-size-17-x-1-1-2-b07.jpg
SKU: MDPSSLN170 | MediPurpose Surgilance Safety Lancets Needle 1.7mm Depth 28G | Innovative, patented design provides safe and easy micro sampling in low, medium and high blood flow. Color coded for depth of penetration and easy identification. High-speed penetration minimizes patient pain and clinician error. Needles or blades are OSHA compliant, fully concealed before and after use. Ideal for all POC tests requiring whole blood samples, including glucose, cholesterol, HIV and more. Latex-free and hypoallergenic. Safe. Simple. Effective. | surgilance-safety-lancets-needle-17mm-depth-28g-6b8.jpg
SKU: ADC340 | ADC Adult Velcro Tourniquet | Gum rubber tourniquet with Hook and Loop contact closure. Adjusts to any tension desired for clinical or first aid use. | adult-velcro-tourniquet-bf1.jpg
SKU: ADC342 | ADC Adloop Tourniquet Blue | Gum rubber tourniquet with Hook and Loop contact closure, Adjusts to any tension desired for clinical or first aid use. | adloop-tourniquet-blue-832.jpg
SKU: BD368100 | BD QuikHeel Preemie Lancet Pink .85mm Incision Depth 1.75mm Incision Length | BD Quikheel incision lancet, automatic & permanent blade retraction, 0.85mm incision depth, 1.75mm incision length. Preemie. Sterile, Single Use | quikheel-preemie-lancet-pink-85mm-incision-depth-175mm-incision-length-da4.jpg
SKU: BD367296 | BD Vacutainer Safety Lok Blood Collection Set 21G 12" Tubing | BD Safety-Lok Blood Collection Sets have been designed to shield healthcare workers from exposed needles. Following venipuncture, a yellow transparent shield is moved over the exposed needle and locked into protective position, creating a barrier between the healthcare professional and the used needle. | vacutainer-safety-lok-blood-collection-set-21g12-tubing-1ae.jpg
SKU: BD367298 | BD Sample Needles & Collection Sets, Infusion Sets, Collection Sets | 25 G x 0.75 in needle x 12 in tubing BD Safety-Lok blood collection and infusion set without luer adapter. Manually activated safety shield to fully cover needle. (50/sp, 200/ca) BD Safety-LokÂ Blood Collection Sets have been designed to shield healthcare workers from exposed needles. Following venipuncture, a yellow transparent shield is moved over the exposed needle and locked into protective position, creating a barrier between the healthcare professional and the used needle. | sample-needles-collection-sets-infusion-sets-collection-sets-7e6.jpg
SKU: BD366703 | BD Venous Blood Collection Tubes Urine Collection 13 x 75mm 3.0mL Clear | BD VacutainerÂ® Plus tube with clear BD Hemogardâ„¢ closure. Paper label. No additive. | venous-blood-collection-tubes-urine-collection-13-x-75mm-30ml-clear-a49.jpg
SKU: BD367988 | BD Vacutainer Plus plastic serum tube Red Grey conventional closure | BD VacutainerÂ® Plus plastic serum tube. Red / grey conventional closure. | vacutainer-plus-plastic-serum-tube-red-grey-conventional-closure-f94.jpg
SKU: GF4109 | Grafco Disposable Tourniquet - 1" x 18" Latex | Disposable tourniquet - 1" x 18" latex | disposable-tourniquet-1-x-18-latex-fb9.jpg
SKU: CVN8881301512 | Covidien Monoject Blood Collection Tube Silicone Coated Tube Red 13 mm x 100 mm | No additive, silicone coated tubes used for laboratory procedures requiring serum | monoject-blood-collection-tube-silicone-coated-tube-red-13-mm-x-100-mm-e51.jpg
SKU: CVN8881225281 | Covidien Monoject Blood Collection Infusion Set Multi-Sample Luer Adapter | Blood collection / infusion sets with female luer attached are used for routine venipunctures and infusion applications. | monoject-blood-collection-infusion-set-multi-sample-luer-adapter--084.jpg
SKU: COPR24401 | Cooper Surgical Liquid Heel Warmer | CooperSurgical offers 2 types of heel warmer systems. Our leading product is based on the patented WarmGel technology, while our original heel warmer is a liquid-based system.The patented WarmGel system, preferred by many institutions. | liquid-heel-warmer-6dc.jpg
SKU: CVN8881225307 | Covidien Blood Collection Set 23 x Â¾" Blue 12" Tubing Multi Luer Adapter | Blood collection / infusion sets with female luer attached are used for routine venipunctures and infusion applications. | blood-collection-set-23-x-frac34quot-blue-12quot-tubing-multi-luer-adapter-2a1.jpg
SKU: CVN8881311248 | Covidien Monoject Tube 10Â¼ x 64mm Lavender Stopper 3mL Draw Stopper Coating Glycerine EDTA 0.06mL 7.5% Solution | Liquid additive, non-silicone coated tubes used for laboratory procedures | monoject-tube-10frac14-x-64mm-lavender-stopper-3ml-draw-stopper-coating-glycerine-edta-006ml-75-solution-fe9.jpg
SKU: CVN8881311446 | Covidien Monoject Blood Collection Tube, Silicone Coated Lavender Stopper,13 mm x 75 mm | Liquid additive, non-silicone coated tubes used for laboratory procedures | monoject-blood-collection-tube-silicone-coated-lavender-stopper13-mm-x-75-mm-839.jpg
SKU: CVN8881301413 | Covidien Standard Blood Collection Tube 13 x 75 5mL Silicone Coated Stopper | No additive, silicone coated tubes used for laboratory procedures requiring serum. | standard-blood-collection-tube-13-x-75-5ml-silicone-coated-stopper-017.jpg
SKU: CVN8881301215 | Covidien Standard Blood Collection Tube 10Â¼ x 64 3mL Glycerine Coated Stopper | No additive, silicone coated tubes used for laboratory procedures requiring serum. Monoject Blood Collection Tube, Silicone Coated Tube, Glycerine Coated Red Stopper, No Additive, 3 mL Draw, 10.25 mm x 64 mm | standard-blood-collection-tube-10frac14-x-64-3ml-glycerine-coated-stopper-057.jpg
SKU: CVNMH00002T | Covidien Argyle Infant Heel Warmer, Attachment Tab | Provides a fast, safe, and economical means to apply just the right amount of heat to infant's heel for blood sampling. Simply squeeze the pouch for instant activation. Heel warmer quickly reaches the proper temperature and maintains this temperature for several minutes. MH00002T has an adhesive tab for convenient attachment to the infant. | argyle-infant-heel-warmer-attachment-tab-ee6.jpg
SKU: CVNMH00002N | Covidien Argyle Infant Heel Warmer, No Attachment Tab | Argyle Infant Heel Warmers provide a fast, safe and economical means for applying just the right amount of heat to an infant's heel for blood sampling. This soft, pliable KENDALL infant heel warmer is easily activated by simply squeezing the pouch. The heel warmer quickly reaches the proper temperature and will retain this temperature for several minutes. This product is completely latex and DEHP free. | argyle-infant-heel-warmer-no-attachment-tab-95c.jpg
SKU: CVN8881610102 | Covidien Monoject Regular Blood Tube Holder 13 mm Diameter | Monoject Blood Collection Needle and Tube Holders | monoject-regular-blood-tube-holder-13-mm-diameter-ab7.jpg
SKU: CVN8881340486 | Covidien Monoject Blood Collection Tube, Silicone Coated Blue Stopper, Buffered Sodium Citrate 0.5 mL 3.2% Solution, 4.5 mL Draw | Liquid additive, non-silicone coated tubes used for laboratory procedures. | monoject-blood-collection-tube-silicone-coated-blue-stopper-buffered-sodium-citrate-05-ml-32-solution-45-ml-draw-629.jpg
SKU: CVN8881340478 | Covidien Monoject Blue Stopper Collection Tube | Monoject Blood Collection Tube, Silicone Coated Blue Stopper, Buffered Sodium Citrate 0.5 ml 3.8% Solution, 4.5 ml Draw, 13 mm x 75 mm. | monoject-blue-stopper-collection-tube-3c5.jpg
SKU: AUI880125 | Arkray TechLite Lancets | Sterile, disposable devices used to obtain a capillary blood sample. Compatible with most standard lancing devices. The lower gauge lancets work best on callused fingers where it is sometimes difficult to obtain a sample. The higher gauge lancets work best for individuals that lance their finger frequently or have thin skin (such as a child or elderly person). The Arkray TechLite Lancet is used to obtain capillary blood samples. The lancet is sterile and disposable. The lancet is tri-beveled and can be used with most standard lancing devices.TechLite is a great solution for thin skin or those who have to lance often. Available in two gauge sizes and quantities. Purchase right here online, simply press add to cart above! | techlite-lancets-2af.jpg
SKU: AUI880125 | Arkray TechLite Lancets | Sterile, disposable devices used to obtain a capillary blood sample. Compatible with most standard lancing devices. The lower gauge lancets work best on callused fingers where it is sometimes difficult to obtain a sample. The higher gauge lancets work best for individuals that lance their finger frequently or have thin skin (such as a child or elderly person). The Arkray TechLite Lancet is used to obtain capillary blood samples. The lancet is sterile and disposable. The lancet is tri-beveled and can be used with most standard lancing devices.TechLite is a great solution for thin skin or those who have to lance often. Available in two gauge sizes and quantities. Purchase right here online, simply press add to cart above! | techlite-lancets-2af.jpg
SKU: OMIAN3530 | Owen Mumford Unifine Pentips Short 8mm 31G Pen Needle | Unifine Pentips pen needles have been developed to give users the most comfortable injection experience possible. Unifine Pentips pen needles are triple-sharpened, ultra-thin gauge needles that combined with anti-coring technology and the world's most advanced silicone have been shown to give the lowest penetration force*. | unifine-pentips-short-8mm-31g-pen-needle-4c3.jpg
SKU: OMIAT0704 | Owen Mumford Unistik 2 Lancet Normal 21G 2.4mm Penetration Depth Yellow | To sample blood safely, simply and successfully, the UnistikÃ‚Â® 2 range of single-use safety lancets comprises five versions, offering a variety of needle gauges and penetration depths to meet all your sampling requirements. All have the same unique single-use mechanism to avoid needle stick injuries and prevent cross-infection, and a side firing action to provide extra comfort for both patient and professional. | unistik-2-lancet-normal-21g-24mm-penetration-depth-yellow-9ce.jpg
SKU: OMIAT0714 | Owen Mumford Unistik 2 Lancet Extra 21G 3.0mm Penetration Depth Orange | To sample blood safely, simply and successfully, the Unistik 2 range of single-use safety lancets comprises five versions, offering a variety of needle gauges and penetration depths to meet all your sampling requirements. | unistik-2-lancet-extra-21g-30mm-penetration-depth-orange-2ae.jpg
SKU: SMTH80215 | Smiths Medical Multi-Sampling Blood Collection Needle, 21g x 1 1/2" | Blood collection needles are available in a wide range of sizes and can be used with Venipuncture Needle-Pro safety holders. Compatible with Venipuncture Needle-Pro devices, Available in 20g, 21g, and 22g in lengths 1â€ and 1 Â½â€, Color-coded caps and hubs allows rapid identification of needle gauge size. | multi-sampling-blood-collection-needle-21g-x-1-1-2-967.jpg
SKU: SMTH80221 | Smiths Medical Multi-Sampling Blood Collection Needle 22g x 1" | Blood collection needles are available in a wide range of sizes and can be used with Venipuncture Needle-Pro safety holders. | multi-sampling-blood-collection-needle-22g-x-1-fa2.jpg
SKU: SMTH96000 | Smiths Medical Saf-T Holder with Male Luer Adapter | Saf-T Holder devices come with the back-end needle and multi-sample Luer permanently attached to the holder to eliminate potential exposures and holder re-use. Available with Saf-T Wing Blood Collection & Infusion Sets, Saf-T Holder devices also provide easy needless transfer after a syringe draw. Back-end needle and Luer permanently attached to the holder to assure compliance with OSHA directives. Provide safe needleless transfer after a syringe draw. Available separately or with Saf-T Wing Blood Collection Sets. | saf-t-holder-with-male-luer-adapter-db8.jpg
SKU: SMTH982112 | Smiths Medical Blood Collection Set 21G x Â¾" 12" Tubing & Saf-T HolderÂ® | The Saf-T Wing Blood Collection & Infusion Set handles delicate venous blood draws, utilizing a safety feature activated with a simple one- or two- handed technique. The Saf-T Wing Blood Collection & Infusion Set is available in three needle sizes , two tubing lengths, and with or without a pre-attached Saf-T Holder device. Available with or without pre-attached Saf-T Holder device, Available with 21g, 23g, 25g needles and 6â€ and 12â€ tubing lengths, Safety feature is activated while the device is in the patient with a simple one- or two-handed technique, Available with Saf-T Holder devices, which come with the back-end needle and Luer permanently attached to the holder to reduce potential exposures and holder re-use, compliant with OSHA directives. Clamp minimizes blood leakage from tubing upon disposal. | blood-collection-set-21g-x-frac34quot-12quot-tubing-amp-saf-t-holderreg-252.jpg
SKU: SMTH982312 | Smiths Medical Blood Collection Set 23G x Â¾" 12" Tubing & Saf-T HolderÂ® | The Saf-T Wing Blood Collection & Infusion Set handles delicate venous blood draws, utilizing a safety feature activated with a simple one- or two- handed technique. The Saf-T Wing Blood Collection & Infusion Set is available in three needle sizes , two tubing lengths, and with or without a pre-attached Saf-T Holder device.Available with or without pre-attached Saf-T Holder device, Available with 21g, 23g, 25g needles and 6â€ and 12â€ tubing lengths, Safety feature is activated while the device is in the patient with a simple one- or two-handed technique, Available with Saf-T Holder devices, which come with the back-end needle and Luer permanently attached to the holder to reduce potential exposures and holder re-use, compliant with OSHA directives. Clamp minimizes blood leakage from tubing upon disposal. | blood-collection-set-23g-x-frac34quot-12quot-tubing-amp-saf-t-holderreg-9bf.jpg
SKU: SMTH982106 | Smiths Medical Blood Collection Set 21G x Â¾" 6" Tubing & Saf-T-HolderÂ® | The Saf-T Wing Blood Collection & Infusion Set handles delicate venous blood draws, utilizing a safety feature activated with a simple one- or two- handed technique. The Saf-T Wing Blood Collection & Infusion Set is available in three needle sizes , two tubing lengths, and with or without a pre-attached Saf-T Holder device.Available with or without pre-attached Saf-T Holder device, Available with 21g, 23g, 25g needles and 6â€ and 12â€ tubing lengths, Safety feature is activated while the device is in the patient with a simple one- or two-handed technique, Available with Saf-T Holder devices, which come with the back-end needle and Luer permanently attached to the holder to reduce potential exposures and holder re-use, compliant with OSHA directives. Clamp minimizes blood leakage from tubing upon disposal. | blood-collection-set-21g-x-frac34quot-6quot-tubing-amp-saf-t-holderreg-57f.jpg
SKU: SMTH982306 | Smiths Medical Blood Collection Set 23G x Â¾" 6" Tubing & Saf-T-HolderÂ® | The Saf-T Wing Blood Collection & Infusion Set handles delicate venous blood draws, utilizing a safety feature activated with a simple one- or two- handed technique. The Saf-T Wing Blood Collection & Infusion Set is available in three needle sizes , two tubing lengths, and with or without a pre-attached Saf-T Holder device.Available with or without pre-attached Saf-T Holder device, Available with 21g, 23g, 25g needles and 6â€ and 12â€ tubing lengths, Safety feature is activated while the device is in the patient with a simple one- or two-handed technique, Available with Saf-T Holder devices, which come with the back-end needle and Luer permanently attached to the holder to reduce potential exposures and holder re-use, compliant with OSHA directives. Clamp minimizes blood leakage from tubing upon disposal. | blood-collection-set-23g-x-frac34quot-6quot-tubing-amp-saf-t-holderreg-e48.jpg
SKU: SMTH982506 | Smiths Medical Blood Collection Set 25G x Â¾" 6" Tubing and Saf T Holder | The Saf-T Wing Blood Collection & Infusion Set handles delicate venous blood draws, utilizing a safety feature activated with a simple one- or two- handed technique. The Saf-T Wing Blood Collection & Infusion Set is available in three needle sizes , two tubing lengths, and with or without a pre-attached Saf-T Holder device. | blood-collection-set-25g-x-frac34quot-6quot-tubing-and-saf-t-holder-3f5.jpg
SKU: SMTH982512 | Smiths Medical Blood Collection Set 25G x Â¾" 12" Tubing & Saf-T-HolderÂ® | The Saf-T Wing Blood Collection & Infusion Set handles delicate venous blood draws, utilizing a safety feature activated with a simple one- or two- handed technique. The Saf-T Wing Blood Collection & Infusion Set is available in three needle sizes , two tubing lengths, and with or without a pre-attached Saf-T Holder device.Available with or without pre-attached Saf-T Holder device, Available with 21g, 23g, 25g needles and 6â€ and 12â€ tubing lengths, Safety feature is activated while the device is in the patient with a simple one- or two-handed technique, Available with Saf-T Holder devices, which come with the back-end needle and Luer permanently attached to the holder to reduce potential exposures and holder re-use, compliant with OSHA directives. Clamp minimizes blood leakage from tubing upon disposal. | blood-collection-set-25g-x-frac34quot-12quot-tubing-amp-saf-t-holderreg-549.jpg
SKU: SMTH1028 | Smiths Medical Safe-T-Lance Safety Lancets, Pediatric Blade. Color Coded Pink | Safe-T-Lance Plus Safety Lancets provide retractable safety technology for capillary blood sampling. Automatic retraction reduces needlestick injuries and cross-contamination exposure while providing a quick, gentle puncture. The needle is shielded before and after use. Safety lancets are available in six different sizes for maximum, high, normal, low, micro flow, and pediatric applications. Lancets are color coded for easy reference. | safe-t-lance-safety-lancets-pediatric-blade-color-coded-pink-af7.jpg
SKU: EXEL27764 | Exel Safety Blood Collection Set, 21G x 3/4", Green | Latex free. Safety feature reduces possibility of accidental needle sticks. Sterile. Non-toxic. Nonpyrogenic. Siliconized, thin wall needle allows for maximum fluid flow. Flexible, color coded wings allow for easy gauge selection and can be taped or sutured to hold needle in place after venipuncture. Convenient peel pack packaging. | safety-blood-collection-set-21g-x-3-4-green-d97.jpg
SKU: EXEL27766 | Exel Safety Blood Collection Set, 23G x 3/4", Light Blue | Latex free. Safety feature reduces possibility of accidental needle sticks. Sterile. Non-toxic. Nonpyrogenic. Siliconized, thin wall needle allows for maximum fluid flow. Flexible, color coded wings allow for easy gauge selection and can be taped or sutured to hold needle in place after venipuncture. Convenient peel pack packaging. | safety-blood-collection-set-23g-x-3-4-light-blue-652.jpg
SKU: EXEL27768 | Exel Safety Blood Collection Set, 25G x 3/4", Blue | Safety Blood Collection Set, 25G x 3/4", Blue | safety-blood-collection-set-25g-x-3-4-blue-be5.jpg
SKU: MYCOSVMSP-21L | Myco Medical Safety Blood Collection Set, 21G x 3/4", 8" Tubing | Color coded wings for easy gauge identification. Shielded needle minimizes risk of accidental needle stick. OSHA compliant shielded needle features single handed activation. 100% latex free, constructed with kink-resistant tubing and preassembled multiple sample luer adapter. Available with and without safety shields. | safety-blood-collection-set-21g-x-3-4-8-tubing-6f1.png
SKU: MYCOSVMSP-25L | Myco Medical Safety Blood Collection Set, 25G x 3/4", 8" Tubing, 100/bx | Color coded wings for easy gauge identification. Shielded needle minimizes risk of accidental needle stick. OSHA compliant shielded needle features single handed activation. 100% latex free, constructed with kink-resistant tubing and preassembled multiple sample luer adapter. Available with and without safety shields. | safety-blood-collection-set-25g-x-3-4-8-tubing-100-bx-470.png
SKU: OMIAT0703 | Owen Mumford Unistik 2 Lancet, Normal, 21G, 2.4mm Penetration Depth, Yellow | To sample blood safely, simply and successfully, the UnistikÃ‚Â® 2 range of single-use safety lancets comprises five versions, offering a variety of needle gauges and penetration depths to meet all your sampling requirements. All have the same unique single-use mechanism to avoid needle stick injuries and prevent cross-infection, and a side firing action to provide extra comfort for both patient and professional. | unistik-2-lancet-normal-21g-24mm-penetration-depth-yellow-433.jpg
SKU: OMIAT0713 | Owen Mumford Unistik 2 Lancet, Extra, 21G, 3.0mm Penetration Depth, Orange | To sample blood safely, simply and successfully, the UnistikÃ‚Â® 2 range of single-use safety lancets comprises five versions, offering a variety of needle gauges and penetration depths to meet all your sampling requirements. All have the same unique single-use mechanism to avoid needle stick injuries and prevent cross-infection, and a side firing action to provide extra comfort for both patient and professional. | unistik-2-lancet-extra-21g-30mm-penetration-depth-orange-e6f.jpg
SKU: CVN8881340270 | Covidien Monoject Blood Collection Tube Silicone Coated Blue Stopper Buffered Sodium Citrate 0.3 mL 3.8% Solution, 2.7 mL Draw, 10.25 mm x 64 mm | For use in laboratory procedures requiring plasma or whole blood routine coagulation. Liquid additive, non-silicone coated tubes used for laboratory procedures | monoject-blood-collection-tube-silicone-coated-blue-stopper-buffered-sodium-citrate-03-ml-38-solution-27-ml-draw-1025-mm-x-64-mm-d73.jpg
SKU: CVN8881352580 | Covidien Standard Blood Collection Tube, 13 x 100, 7mL, Silicone Coated Stopper, 14mg Potassium Oxalate, 17.5mg Sodium Fluoride, 1000/cs | Powdered additive, non-silicone coated tubes. Laboratory procedures requiring plasma or whole blood-chemistry procedures where glycolytic inhibition of specimen is required. Sterile tube interior. | standard-blood-collection-tube-13-x-100-7ml-silicone-coated-stopper-14mg-potassium-oxalate-175mg-sodium-fluoride-1000-cs-a60.jpg
SKU: CVN8881352788 | Covidien Standard Blood Collection Tube 16 x 100 10mL Silicone Coated Stopper 20mg Potassium Oxalate 25mg Sodium Fluoride | Powdered additive, non-silicone coated tubes used for laboratory procedures. | standard-blood-collection-tube-16-x-100-10ml-silicone-coated-stopper-20mg-potassium-oxalate-25mg-sodium-fluoride-5fb.jpg
SKU: ADI10921 | ADI Medical Tourniquets, 1 x 18 Rolled and Banded, Latex-free, Blue | Latex and Latex-free Tourniquets from ADI Medical have excellent durability and elasticity. Primary uses are for starting I.V's and blood drawing. | tourniquets-1-x-18-rolled-and-banded-latex-free-blue-b45.jpg
SKU: EXEL26530 | Exel Multi-Sample Luer Holders, 5 ml-7.5 ml, non-sterile | Latex Free, Multi-sample needles permit several samples to be taken with a single puncture, Sharp and smooth edges make penetration painless for patients andprovides easy connection to rubber stoppers. | multi-sample-luer-holders-5-ml-75-ml-non-sterile-012.jpg
SKU: HTLS7244 | HTL-STREFA Inc. Medlance Plus Universal Needle 1.88 mm | MedlanceÂ® plus Universal assures larger blood samples, optimal/sufficient for conducting most of the common capillary blood tests, like glucose level, hemoglobin, cholesterol, blood type studies, coagulation, blood gas, virology analyses and many others. | medlance-plus-universal-needle-188-mm-f09.jpg
SKU: HTLS7245 | HTL-STREFA Inc. Lancet 2.4mm Penetration Depth Needle 21G Color Coding Green | Patient skin is tough? More blood is needed? Reach for the Medlance Plus Extra and collect over 10ul. | lancet-24mm-penetration-depth-needle-21g-color-coding-green-ce5.jpg
SKU: HTLS7246 | HTL-STREFA Inc. Medlance Plus Special Blade Yellow Depth: 2.0 mm | Perfect for heel sticks on neonates and finger sticks on adults for high flow. | medlance-plus-special-blade-yellow-depth-20-mm-919.jpg
SKU: TCMD4408 | Tech-Med Tourniquet Powder Free 18" x 1" Blue Synthetic Rubber | Tourniquet Powder Free 18" x 1" Blue Synthetic Rubber | tourniquet-powder-free-18-x-1-blue-synthetic-rubber-670.jpg
SKU: TCMD4409 | Tech-Med Disposable Natural Latex Tourniquet 18" x 1" | Disposable Natural Latex Tourniquet, 18" x 1". | disposable-natural-latex-tourniquet-18-x-1-af6.jpg
SKU: TCMD4419C | Tech-Med Velcro Tourniquet Child Size 10" x 1" | Pinch-less velcro-type closure.Size: 10" x 1" Elastic Tourniquet. | velcro-tourniquet-child-size-10-x-1-08c.jpg
SKU: CVN8881303005 | Covidien Corvac Integrated Serum Separator Tube 8.5 mL Draw | Silicone Coated Tubes, New Crown Corvac gel placement is Improved performance and more sample yield for laboratory procedures requiring serum with a positive gel barrier between blood cells and serum. TDM compatible is Allows for sensitive and routine pharmacokinetic testing. Plastic tube is Prevents cracking. | corvac-integrated-serum-separator-tube-85-ml-draw-bd0.jpg
SKU: CVN8881302171 | Covidien Corvac Integrated Serum Separator Tube 8 ml | Silicone coated tubes new crown corvac gel placement which improved performance and more sample yield for laboratory procedures requiring serum with a positive gel barrier between blood cells and serum. TDM compatible allows for sensitive and routine pharmacokinetic testing. Plastic tube prevents cracking. | corvac-integrated-serum-separator-tube-8-ml-96c.jpg
SKU: HTLS7391 | HTL-STREFA Inc. Safety Lancet Low Flow 25G 1.4MM | Safety Lancet, Low Flow, 25G, 1.4MM, 100/bx | safety-lancet-low-flow-25g-14mm-b74.jpg
SKU: HTLS7395 | HTL-STREFA Inc. Safety Lancet Blade Pediatric 1.5MM 1.2MM | Safety Lancet Blade, Pediatric, 1.5MM, 1.2MM, 100/bx | safety-lancet-blade-pediatric-15mm-12mm-e57.jpg
SKU: HTLS7393 | HTL-STREFA Inc. Safety Lancet High Flow 18G 1.8MM | Safety Lancet, High Flow, 18G, 1.8MM, 100/bx | safety-lancet-high-flow-18g-18mm-c1b.jpg
SKU: HTLS7392 | HTL-STREFA Inc. Safety Lancet Normal Flow 21G 1.8MM | Safety Lancet, Normal Flow, 21G, 1.8MM, 100/bx | safety-lancet-normal-flow-21g-18mm-5f1.jpg
SKU: HTLS7394 | HTL-STREFA Inc. Safety Lancet Blade Max Flow 1.5MM 1.6MM | Safety Lancet Blade, Max Flow, 1.5MM, 1.6MM, 100/bx | safety-lancet-blade-max-flow-15mm-16mm-22b.jpg
SKU: HTLS7390 | HTL-STREFA Inc. Safety Lancet Micro Flow 28G 1.6MM | Safety Lancet, Micro Flow. Designed to control needle depth. Single use only. | safety-lancet-micro-flow-28g-16mm-1bd.jpg
SKU: RCHE03136752001 | Roche Diagnostics Lancets Safe T Wings tabs 23G | Designed with Safe-T-Wings tabs for patient and user protection from reuse or accidental contact | lancets-safe-t-wings-tabs-23g-4f8.jpg
SKU: GMP36648 | Graham Medical Medical Tourniquet 1" x 18" White | 100% latex free tourniquet that protects both patients and healthcare personnel alike from the dangers of latex allergies. Performs all the functions of the standard latex tourniquet. Patients appreciate the smooth comfort and ease of application. Strong with superior elasticity and tear-resistance for maximum performance. | medical-tourniquet-1-x-18-white-35d.jpg
SKU: TMCP1MN*SVS23B30 | Terumo Medical Safety Winged Blood Collection Set 23G x 3/4" 12" Tubing Adapter | The needle sets with one-handed activation provides a solution with a cost-effective, easy to use design. Press shield over the needle until it locks into place. Helps reduce the risk of needlestick injuries. | safety-winged-blood-collection-set-23g-x-3-4-12-tubing-adapter-891.jpg
SKU: AUI980128 | Arkray Lancet 28G x 1mm Light Blue | Used by healthcare professionals to obtain capillary blood samples. Designed to help facilities meet OSHA requirements for needlestick safety. The needle is shielded before and after use. | lancet-28g-x-1mm-light-blue-ef8.jpg
SKU: PROP929900 | Pro Advantage Tourniquet 1" x 18" Latex Free White Rolled & Banded | White, 1 x 18 inch latex-free elastic straps used to help restrict blood flow. Disposable to reduce cross contamination and infections between patients and healthcare providers. Latex-free. Tear resistant. Textured for non-slip performance. Individually rolled and banded. Easily tied and untied. Non-sterile. | tourniquet-1-x-18-latex-free-white-rolled-amp-banded-f09.jpg
SKU: IMTI596123 | Innovative Medical Technologies Safety Blood Collection Set Male Luer Adapter 23G x 3/4" 12" Tube | INNOSET Blood Collection and Infusion Sets are winged blood collection needles with flexible tubing and a female luer adapter intended for venipuncture to obtain blood samples from patients. Some reorder numbers are provided with a male luer adapter. The male luer adapter contains a non-patient multi-sample needle for puncturing the stopper of an evacuated blood collection tube. Those without a male luer adapter are provided with a protective cap on the end of the female luer adapter. | safety-blood-collection-set-male-luer-adapter-23g-x-3-4-12-tube-bfe.jpg
SKU: IMTI596121 | Innovative Medical Technologies Safety Blood Collection Set Male Luer Adapter 21G x 3/4" 12" Tube | INNOSET Blood Collection and Infusion Sets are winged blood collection needles with flexible tubing and a female luer adapter intended for venipuncture to obtain blood samples from patients. Some reorder numbers are provided with a male luer adapter. The male luer adapter contains a non-patient multi-sample needle for puncturing the stopper of an evacuated blood collection tube. Those without a male luer adapter are provided with a protective cap on the end of the female luer adapter. | safety-blood-collection-set-male-luer-adapter-21g-x-3-4-12-tube-bfe.jpg
SKU: IMTI596125 | Innovative Medical Technologies Safety Blood Collection Set Male Luer Adapter 25G x 3/4" 12" Tube | INNOSET Blood Collection and Infusion Sets are winged blood collection needles with flexible tubing and a female luer adapter intended for venipuncture to obtain blood samples from patients. Some reorder numbers are provided with a male luer adapter. The male luer adapter contains a non-patient multi-sample needle for puncturing the stopper of an evacuated blood collection tube. Those without a male luer adapter are provided with a protective cap on the end of the female luer adapter. | safety-blood-collection-set-male-luer-adapter-25g-x-3-4-12-tube-bfe.jpg
SKU: GMP36647 | Graham Medical Tourniquet 1" x 18" White | 100% latex free tourniquet that protects both patients and healthcare personnel alike from the dangers of latex allergies. Performs all the functions of the standard latex tourniquet. Patients appreciate the smooth comfort and ease of application. Strong with superior elasticity and tear-resistance for maximum performance. | tourniquet-1-x-18-white-699.jpg
SKU: EXEL26530G | Exel Clear Luer Holder 5mL - 100 per Bag | Latex free. | clear-luer-holder-5ml-100-per-bag-95e.jpg
SKU: EXEL26537G | Exel Multi Sample Luer Adapter | EXEL Multi Sample Luer Adapter. | multi-sample-luer-adapter-95e.jpg
SKU: GMP53829G | Graham Medical Tourniquet 1" x 18" Blue Textured to Reduce Slipping & Pinching Tear Resistant Powder Free - Bag | 100% latex free tourniquet that protects both patients and healthcare personnel alike from the dangers of latex allergies. Performs all the functions of the standard latex tourniquet. Patients appreciate the smooth comfort and ease of application. Strong with superior elasticity and tear-resistance for maximum performance. | tourniquet-1-x-18-blue-textured-to-reduce-slipping-amp-pinching-tear-resistant-powder-free-bag-6d7.jpg
SKU: BD367294G | BD Blood Collection Set 25G x 3/4" Needle 7" Tubing Luer Adapter - 50 per Pack | BD VACUTAINERÂ® WINGED BLOOD COLLECTION SETS | blood-collection-set-25g-x-3-4-needle-7-tubing-luer-adapter-50-per-pack-625.jpg
SKU: BD367203G | BD Stretch Tourniquet in Dispensing Box Latex Free - 25 per Pack | Ideal product for those looking to eliminate latex from their healthcare environment. Our latex-free tourniquet will not cause an allergic reaction in latex-sensitive patients or employees. The convenient packaging allows for easy, one-at-a-time dispensing of tourniquets that facilitates a single-use policy. By adopting the single-use tourniquet, you will reduce the danger of cross-contamination between patients and healthcare workers. | stretch-tourniquet-in-dispensing-box-latex-free-25-per-pack-877.jpg
SKU: BD368101G | BD QuikHeel Infant Lancet Teal 1.0mm Incision Depth 2.5mm Incision Length | A safety-engineered product designed for heelsticks on babies and neonates. | quikheel-infant-lancet-teal-10mm-incision-depth-25mm-incision-length-f55.jpg
SKU: HCCN10204G | Hygenic Corporation Tourniquet Straps 1" x 18" x .025" - 25 per Roll, 4 Rolls per Box | Light blue. Non-latex. Latex protein free. 25 tourniquets per reel. Perforated every 18" for easy dispensing | tourniquet-straps-1-x-18-x-025-25-per-roll-4-rolls-per-box-f95.jpg
SKU: EXEL27766G | Exel Blood Collection Set 23G x 3/4" 12" Tube Multi-Sample Luer Adaptor - 50 per Box | Latex free. Safety feature reduces possibility of accidental needle sticks. Sterile. Non-toxic. Nonpyrogenic. Siliconized, thin wall needle allows for maximum fluid flow. Flexible, color coded wings allow for easy gauge selection and can be taped or sutured to hold needle in place after venipuncture. Convenient peel pack packaging. | blood-collection-set-23g-x-3-4-12-tube-multi-sample-luer-adaptor-50-per-box-22f.jpg
SKU: EXEL27768G | Exel Blood Collection Set 25G x 3/4" 12" Tube Multi-Sample Luer Adaptor - 50 per Box | Latex free. Safety feature reduces possibility of accidental needle sticks. Sterile. Non-toxic. Nonpyrogenic. Siliconized, thin wall needle allows for maximum fluid flow. Flexible, color coded wings allow for easy gauge selection and can be taped or sutured to hold needle in place after venipuncture. Convenient peel pack packaging. | blood-collection-set-25g-x-3-4-12-tube-multi-sample-luer-adaptor-50-per-box-22f.jpg
SKU: TMCP1MN*SVS21B30G | Terumo Medical Safety Winged Blood Collection Set 21G x 3/4" 12" Tubing Adapter | Safety Winged Blood Collection Set 21G x 3/4" 12" Tubing Adapter. | safety-winged-blood-collection-set-21g-x-3-4-12-tubing-adapter-891.jpg
SKU: TMCP1MN*SVS23B30G | Terumo Medical Safety Winged Blood Collection Set 23G x 3/4" 12" Tubing Adapter - 50 per Box | The needle sets with one-handed activation provides a solution with a cost-effective, easy to use design. Press shield over the needle until it locks into place. Helps reduce the risk of needlestick injuries. | safety-winged-blood-collection-set-23g-x-3-4-12-tubing-adapter-50-per-box-891.jpg
SKU: TMCP1MN*SVS25B30G | Terumo Medical Safety Winged Blood Collection Set 25G x 3/4" 12" Tubing Adapter - 50 per Box | The needle sets with one-handed activation provides a solution with a cost-effective, easy to use design. Press shield over the needle until it locks into place. Helps reduce the risk of needlestick injuries. | safety-winged-blood-collection-set-25g-x-3-4-12-tubing-adapter-50-per-box-891.jpg
SKU: TMCP3T-MGAG | Terumo Medical Amber-Colored Gel Barrier Capillary Blood Collection Tube Contains Silica Particles to Accelerate Clotting & an Inert Gel Ideal for Bilirubin Testing - 50 per Bag, 5 Bags per Box | Printed lot number and expiration date on every tube. Color coded fill lines for accurate sample measurement. Extra-wide, built in collection lip for easier specimen flow and reduced contamination. Sleek, tapered silicone coated tube design for reduced clotting and easier handling. Ridged cap that conveniently nests on the bottom of the tube. Olefin-based gel gives a clean separation and allows for a wide range of clinical testing. | amber-colored-gel-barrier-capillary-blood-collection-tube-contains-silica-particles-to-accelerate-clotting-amp-an-inert-gel-ideal-for-bilirubin-testin-156.jpg
SKU: TMCP3T-MQKG | Terumo Medical Potassium EDTA Capillary Blood Collection Tube Lavender Contains 0.78mg of Dipotassium EDTA - 50 per Bag, 5 Bags per Box | Printed lot number and expiration date on every tube. Color coded fill lines for accurate sample measurement. Extra-wide, built in collection lip for easier specimen flow and reduced contamination. Sleek, tapered silicone coated tube design for reduced clotting and easier handling. Ridged cap that conveniently nests on the bottom of the tube. Olefin-based gel gives a clean separation and allows for a wide range of clinical testing. | potassium-edta-capillary-blood-collection-tube-lavender-contains-078mg-of-dipotassium-edta-50-per-bag-5-bags-per-box-156.jpg
SKU: BD366480G | BD Glass Tube Conventional Stopper 16 x 100mm 10.0mL Green Paper Label Sodium Heparin 143 USP Units - 100 per Pack | BD VACUTAINERÂ® HEPARIN GLASS TUBES | glass-tube-conventional-stopper-16-x-100mm-100ml-green-paper-label-sodium-heparin-143-usp-units-100-per-pack-83e.jpg
SKU: BD367983G | BD Plastic Tube Hemogardâ„¢ Closure 13mm x 75mm 3.5mL Gold Paper Label Silica/ Gel - 100 per Pack | A safer method for blood collection. Plastic tubes reduce the risk of tube breakage and specimen spillage. Disposal of plastic tubes is safe, simple and in accordance with EPA guidelines. | plastic-tube-hemogardtrade-closure-13mm-x-75mm-35ml-gold-paper-label-silica-gel-100-per-pack-877.jpg
SKU: BD367986G | BD Plastic Tube Hemogardâ„¢ Closure 13mm x 100mm 5.0mL Gold Paper Label Silica/ Gel - 100 per Pack | A safer method for blood collection. Plastic tubes reduce the risk of tube breakage and specimen spillage. Disposal of plastic tubes is safe, simple and in accordance with EPA guidelines. | plastic-tube-hemogardtrade-closure-13mm-x-100mm-50ml-gold-paper-label-silica-gel-100-per-pack-877.jpg
SKU: BD367987G | BD Plastic Tube Conventional Stopper 16mm x 100mm 7.5mL - 100 per Pack | A safer method for blood collection. Plastic tubes reduce the risk of tube breakage and specimen spillage. Disposal of plastic tubes is safe, simple and in accordance with EPA guidelines. | plastic-tube-conventional-stopper-16mm-x-100mm-75ml-100-per-pack-e6e.jpg
SKU: CVN8881302015G | Covidien Monoject Corvac Tube 16 x 100mm Red/ Grey Mottled Stopper 9.0mL Approx. Draw - Pack | Gel placement for improved performance and more sample yield. Laboratory procedures requiring serum with a positive gel barrier between blood cells and serum-general chemistry, serology and toxicology procedures. TDM compatible. Can be used with both angle-had and horizontal-head centrifuges. Sterile tube interior. | monoject-corvac-tube-16-x-100mm-red-grey-mottled-stopper-90ml-approx-draw-pack-c0a.jpg
SKU: CVN8881225281G | Covidien Blood Collection Set 19 x 3/4" Cream 12" Tubing Multi Luer Adapter - Each | One-handed activation of safety mechanism. Easy-to-handle textured wings. Luer adapter for multi-sample collection. | blood-collection-set-19-x-3-4-cream-12-tubing-multi-luer-adapter-each-987.jpg
SKU: TMCP200103G | Terumo Medical Lancet 1.5mm Blade 2.0 Depth Blue - 200 per Box | TERUMO CAPIJECTÂ® SAFETY LANCETS | lancet-15mm-blade-20-depth-blue-200-per-box-af6.jpg
SKU: TMCP200104G | Terumo Medical Lancet 23G 2.25mm Depth Orange - 200 per Box | TERUMO CAPIJECTÂ® SAFETY LANCETS | lancet-23g-225mm-depth-orange-200-per-box-af6.jpg
SKU: TMCP200105G | Terumo Medical Lancet 28G 1.25mm Depth Purple - 200 per Box | TERUMO CAPIJECTÂ® SAFETY LANCETS | lancet-28g-125mm-depth-purple-200-per-box-af6.jpg
SKU: PROP929900G | Pro Advantage Tourniquet 1" x 18" Latex Free White Rolled & Banded - 100 per Bag | White, 1 x 18 inch latex-free elastic straps used to help restrict blood flow. Disposable to reduce cross contamination and infections between patients and healthcare providers. Latex-free. Tear resistant. Textured for non-slip performance. Individually rolled and banded. Easily tied and untied. Non-sterile. | tourniquet-1-x-18-latex-free-white-rolled-amp-banded-100-per-bag-f09.jpg
SKU: DKLLXS118G | Dukal Tourniquet Rolled & Banded White 1" x 18" Latex - 250 per Bag | 100% natural latex used for constricting or compression. Low powder content. High tensile and tear strength. Convenient packaging designed for kit assembly and resale. Latex free tourniquets feel like latex, are hypoallergenic, and have superior strength. | tourniquet-rolled-amp-banded-white-1-x-18-latex-250-per-bag-1d9.jpg
SKU: DKLLXS118FPG | Dukal Dawnmist Tourniquet Flat White 1" x 18" Latex | Dawnmist Tourniquet Flat White 1" x 18" Latex. | dawnmist-tourniquet-flat-white-1-x-18-latex--1d9.jpg
SKU: DKLLXS3418G | Dukal Tourniquet Rolled & Banded White 3/4" x 18" Latex - 250 per Bag | 100% natural latex used for constricting or compression. Low powder content. High tensile and tear strength. Convenient packaging designed for kit assembly and resale. Latex free tourniquets feel like latex, are hypoallergenic, and have superior strength. | tourniquet-rolled-amp-banded-white-3-4-x-18-latex-250-per-bag-1d9.jpg
SKU: DKLNLT4364G | Dukal Tourniquet Flat White 3/4" x 18" Ultra Latex Free - 250 per Box | 100% natural latex used for constricting or compression. Low powder content. High tensile and tear strength. Convenient packaging designed for kit assembly and resale. Latex free tourniquets feel like latex, are hypoallergenic, and have superior strength. | tourniquet-flat-white-3-4-x-18-ultra-latex-free-250-per-box-cab.jpg
SKU: DKLNLT4425WG | Dukal Tourniquet Flat White 1" x 18" Ultra Latex Free - 250 per Box | 100% natural latex used for constricting or compression. Low powder content. High tensile and tear strength. Convenient packaging designed for kit assembly and resale. Latex free tourniquets feel like latex, are hypoallergenic, and have superior strength. | tourniquet-flat-white-1-x-18-ultra-latex-free-250-per-box-cab.jpg
SKU: HCCN002002G | Hygenic Corporation Tourniquet Straps 1" x 18" x .025" | Hygenic Corporation 02002 Tourniquet Straps, 1" x 18" x 0.025". | tourniquet-straps-1-x-18-x-025-bb0.jpg
SKU: BD364815G | BD Needle Holder One Use Clear | Compatible with the entire BD VacutainerÂ® Blood Collection System. | needle-holder-one-use-clear--fbc.jpg
SKU: BD367281G | BD Blood Collection Set 21G x 3/4" Needle 12" Tubing Luer Adapter | Safety-engineered winged sets for both infusion and blood collection. | blood-collection-set-21g-x-3-4-needle-12-tubing-luer-adapter-625.jpg
SKU: BD367283G | BD Blood Collection Set 23G x 3/4" Needle 12" Tubing Luer Adapter | Safety-engineered winged sets for both infusion and blood collection. | blood-collection-set-23g-x-3-4-needle-12-tubing-luer-adapter-625.jpg
SKU: BD367285G | BD Blood Collection Set 25G x 3/4" Needle 12" Tubing Luer Adapter - 50 per Pack | Safety-engineered winged sets for both infusion and blood collection. They feature a translucent, integrated, protective shield that allows for one-handed activation immediately after use to help minimize the risk of needlestick injuries as well as clear visibility of blood flashback. | blood-collection-set-25g-x-3-4-needle-12-tubing-luer-adapter-50-per-pack-625.jpg
SKU: BD367287G | BD Blood Collection Set 21G x 3/4" Needle 7" Tubing Luer Adapter - 50 per Pack | Safety-engineered winged sets for both infusion and blood collection. They feature a translucent, integrated, protective shield that allows for one-handed activation immediately after use to help minimize the risk of needlestick injuries as well as clear visibility of blood flashback. | blood-collection-set-21g-x-3-4-needle-7-tubing-luer-adapter-50-per-pack-625.jpg
SKU: BD367292G | BD Blood Collection Set 23G x 3/4" Needle 7" Tubing Luer Adapter - 50 per Pack | Safety-engineered winged sets for both infusion and blood collection. They feature a translucent, integrated, protective shield that allows for one-handed activation immediately after use to help minimize the risk of needlestick injuries as well as clear visibility of blood flashback. | blood-collection-set-23g-x-3-4-needle-7-tubing-luer-adapter-50-per-pack-625.jpg
SKU: BD367296G | BD Blood Collection Set 21G x 3/4" Needle 12" Tubing No Luer Adapter - 50 per Pack | Safety-engineered winged sets for both infusion and blood collection. They feature a translucent, integrated, protective shield that allows for one-handed activation immediately after use to help minimize the risk of needlestick injuries as well as clear visibility of blood flashback. | blood-collection-set-21g-x-3-4-needle-12-tubing-no-luer-adapter-50-per-pack-625.jpg
SKU: BD367297G | BD Blood Collection Set 23G x 3/4" Needle 12" Tubing No Luer Adapter - 50 per Pack | Safety-engineered winged sets for both infusion and blood collection. They feature a translucent, integrated, protective shield that allows for one-handed activation immediately after use to help minimize the risk of needlestick injuries as well as clear visibility of blood flashback. | blood-collection-set-23g-x-3-4-needle-12-tubing-no-luer-adapter-50-per-pack-625.jpg
SKU: BD367298G | BD Blood Collection Set 25G x 3/4" Needle 12" Tubing No Luer Adapter - 50 per Pack | Safety-engineered winged sets for both infusion and blood collection. They feature a translucent, integrated, protective shield that allows for one-handed activation immediately after use to help minimize the risk of needlestick injuries as well as clear visibility of blood flashback. | blood-collection-set-25g-x-3-4-needle-12-tubing-no-luer-adapter-50-per-pack-625.jpg
SKU: BD368653G | BD Blood Collection Set 23G x 3/4" Needle 12" Tubing Pre-Attached Holder | Safety-engineered winged sets for both infusion and blood collection. | blood-collection-set-23g-x-3-4-needle-12-tubing-pre-attached-holder-625.jpg
SKU: EXEL27764G | Exel Blood Collection Set 21G x 3/4" 12" Tube Multi-Sample Luer Adaptor | Blood Collection Set 21G x 3/4" 12" Tube Multi-Sample Luer Adaptor. | blood-collection-set-21g-x-3-4-12-tube-multi-sample-luer-adaptor-22f.jpg
SKU: RCHE05888662160 | Roche Diagnostics Accu Chek Safe T Pro Uno Lancets Uno Lancets 28G | Designed to reduce the spread of infection and meet the latest safety requirements while minimizing pain for patients. Roche Diagnosticsâ„¢ Accu-Chekâ„¢ Safe-T-Pro Uno Lancets are suitable for all blood sample needs. | accu-chek-safe-t-pro-uno-lancets-uno-lancets-28g-51f.jpg
SKU: HTLS7006 | HTL-STREFA Inc. Safety Lancet 23G Blade 1.8mm Depth | Safety Lancet, 23G Blade, 1.8mm Depth, 200/bx | safety-lancet-23g-blade-18mm-depth-ff8.jpg
SKU: STMDSAN-100 | Stat Medical Devices Safety Lancet 21 G x 2.4 mm | Simple one-step function. | safety-lancet-21-g-x-24-mm-19d.jpg
SKU: TUT9000 | Tuttnauer Steam Distiller 1 Gallon Capacity | Tuttnauer offers a distiller that provides pure water that is 99% free of total dissolved solids. These distillers eliminate the inconvenience and expense of buying bottled water. Their ease of operation makes them ideal for any medical, dental or laboratory application. | steam-distiller-1-gallon-capacity-bb4.jpg
SKU: BMCIRG-006 | Bowman Quick Reference Card for Transmission Based Precautions 25 Card Pack Horizontal | Quick Reference Card for Transmission Based Precautions, 25 Card Pack - Horizontal, Provides a quick reference to the HICPAC/CDC guidelines for precautions required for frequently isolated organisms. | quick-reference-card-for-transmission-based-precautions-25-card-pack-horizontal-f17.png
SKU: LWSCTL-REFM-PRSG | LW Scientific Protein Specific Gravity Refractometer | Achieve accurate, quantitative measurements of specific gravity and protein determinations in bodily fluids with our hand-held refractometer. Simply read the numerical scales through the eyepiece. Rubber grip and optical focus system allow for easy viewing in any environment. Automatic temperature compensation allows for immediate results, even when sample temperatures vary.The optical BRIX Refractometer from LW Scientific measures sugar content in liquids, such as wine, beer, fruit juices, soft drinks, milk, colostrum, and yeast cultures. It can be used in the lab or in the field, simply by putting a few drops of liquid onto the prism and reading the scale under ambient light. The BRIX Refractometer features a 0-32% scale, focusing eyepiece, automatic temperature compensation, and comes in a hard carry case.Measuring the quality of equine and bovine colostrum is easy, with BRIX scores of 22% or higher representing good quality in colostrum. 18-21% readings represent colostrum that can be used for second feedings, and scores below 17% will need to be supplemented. | protein-specific-gravity-refractometer-244.jpg
SKU: CASCXH-90 | C and A Scientific Wax Trimmer | For removing excess paraffin from embedding tissue cassette. Our convenient PE disposable tray liner allows easy disposal of the runoff wax, No need to scrape out the collection tray! | wax-trimmer-34f.jpg
SKU: CASCXH-1003 | C and A Scientific Tissue Floating Bath Lighted | LED Lighted Rectangular basin. | tissue-floating-bath-lighted-795.jpg
SKU: CASCXH-2001 | C and A Scientific Slide Warmer Large | The C and A Scientific thermal heater ensures heat transfer over its entire surface. The unique Anodized black surface that the C and A Scientific thermal heater has been designed with provides high quality contrast with samples. The device also features LED temperature display for easy access and control. | slide-warmer-large-baa.jpg
SKU: CASCXH-2002 | C and A Scientific Slide Warmer Small | Ideal for use in the fields of cytology, histology, pathology, and biology for paraffin tissue section mounting. | slide-warmer-small-888.jpg
SKU: MADA7036 | MADA Medical Green Oxygenated Cleaner | Mild deodorizing scent from natural essence. Concentrated for economy. Free rinsing, leaves no residue. Colorless.Not for use on oxygen equipment | green-oxygenated-cleaner-15f.jpg
SKU: CASCXH-1001 | C and A Scientific Tissue Floating Bath | The low profile, 2.3 liter, black, finished interior chamber of this unit reduces glare, improving visibility of the tissue specimens. It includes a glazed glass lid for easy viewing of interior, and the top ledge allows space for preheating or for evaporating away any remaining water on the glass slides. | tissue-floating-bath-520.jpg
SKU: GF3245 | Grafco Measuring Beakers Capacity 32 oz 1000 cc | Graduated with raised lettering, oz/cc. | measuring-beakers-capacity-32-oz-1000-cc-d50.jpg
SKU: BMCILB001-0111 | Bowman Bio Shield - Large | Bio-Shield - LargeFor use in laboratories to prevent splashes of blood and body fluids. | bio-shield-large-4f5.jpeg
SKU: GF3562 | Graham Field Chenille Wire Wicking 50ft. Roll | Chenille-wrapped, flexible wire, ideal for cleaning laboratory glassware, pipets, funnel stems, stopcocks, or small lumen. | chenille-wire-wicking-50ft-roll-16c.jpg
SKU: GF3414 | Graham Field Small Bore Test Tube Brush - 6" Length, 1/2" x 3" Bristles | White bristles with 1/2" spongeend. Galvanized twisted wire handle. Ideal for cleaning small culture tubes, test tubes, sahli tubes and all small bore glassware. | small-bore-test-tube-brush-6-length-1-2-x-3-bristles-e46.jpg
SKU: GF1667 | Grafco Minute Minder | Minute Minder | minute-minder-b40.jpg
SKU: GF3244 | Grafco Measuring Beakers Capacity 16 oz 500 cc | Graduated in raised lettering, oz/cc. | measuring-beakers-capacity-16-oz-500-cc-35d.jpg
SKU: PLW8Y | Polar Ware Container 8.75" x 9 5/8" 8 Qt | Highly non-corrosive stainless steel can be safely heated. | container-875-x-9-5-8-8-qt-b8f.jpg
SKU: PLWT1062 | Polar Ware Graduated Measure, 16 oz, 3 3/4" x 4 5/8" | Graduated in ounces and cc's. Measures have easy grip handles and large, smooth pouring spouts. Stainless steel. | graduated-measure-16-oz-3-3-4-x-4-5-8-ef5.jpg
SKU: PLWT1063 | Polar Ware Graduated Measure 32 Ounce 4 3/4" x 5 1/4" | Graduated in ounces and cc's. | graduated-measure-32-ounce-4-3-4-x-5-1-4-d23.jpg
SKU: PLWT1064 | Polar Ware Graduated Measure 64 oz 5.5" x 6.5" | Graduated Measure 64 oz 5.5" x 6.5". | graduated-measure-64-oz-55-x-65-ae2.jpg
SKU: PLWT1065 | Polar Ware Graduated Measure 5 Liter | Graduated in ounces and cc's. | graduated-measure-5-liter-741.jpg
SKU: PLWT1808F | Polar Ware Funnel 64 oz | Attached hang rings allow for convenient storage. | funnel-64-oz--327.jpg
SKU: CVN8888280412 | Covidien Argyle Bubble Tubing Non Conductive Type Â¼" x 100 ft | Argyleâ„¢ Bubble Tubing that can be cut to exact length needed. | argyle-bubble-tubing-non-conductive-type-frac14quot-x-100-ft--d5c.jpg
SKU: CVN8888280214 | Covidien Argyle Bubble Tubing Non conductive 3/16" x 100' | Laboratory grade BUBBLE tubing. Tapered bubbles every 36" may be cut to form appropriate size female or male connector end. Uniform wall thickness and a smooth, nonporous, nonwetting surface. Conductive type meets N.F.P.A. specifications for use with flammable gas agents. Clear, flexible polyvinyl chloride formulation is nontoxic, highly stable, chemically resistant, and autoclavable. Goes on and stays on most size barbed connections. | argyle-bubble-tubing-non-conductive-3-16-x-100-b72.jpg
SKU: CVN8888280610 | Covidien Argyle Bubble Tubing Non conductive 9/32" x 100' | Argyleâ„¢ Bubble Tubing that can be cut to exact length needed. | argyle-bubble-tubing-non-conductive-9-32-x-100-fc6.jpg
SKU: MLTXV93-10 | Miltex 3-Prong Sterilizer Forceps, 8" | Feature | 3-prong-sterilizer-forceps-8-5bc.jpg
SKU: SPPSF490-1 | Simport 55mm Funnel Polystyrene | Disposable Funnels. | 55mm-funnel-polystyrene--13c.jpg
SKU: PIPS1150 | PlastiProducts Plasti Graduate, Capacity Up to 1200ml | Made of heavy wall polypropylene. Graduations clearly printed in black numbers. Graduated in both oz and cc. May be poured from any corner. | plasti-graduate-capacity-up-to-1200ml-30b.jpg
SKU: MMPLPB5935-050 | Medegen Medical Products Tri-Pour Beaker 50mL | Tri-Pour Beakers have a pour spout on three sides with easy-to-read graduations on the outside of each beaker. | tri-pour-beaker-50ml--2b2.png
SKU: MMPLPB5935-400 | Medegen Medical Products Tri Pour Beaker 400mL Translucent | Tri Pour Beaker 400mL Translucent. | tri-pour-beaker-400ml-translucent-ebb.jpg
SKU: MMPL02069G | Medegen Medical Products Intake Measuring Container Polystyrene - Each | Available in polystyrene or polypropylene, these 8 oz containers are ideal for measuring fluids. Each container is graduated in 10 cc (ml) and .25 oz increments up to 240 cc's. | intake-measuring-container-polystyrene-each-777.jpg
SKU: MMPL02068AG | Medegen Medical Products Intake Measuring Container Polypropylene - Each | Available in polystyrene or polypropylene, these 8 oz containers are ideal for measuring fluids. Each container is graduated in 10 cc (ml) and .25 oz increments up to 240 cc's. | intake-measuring-container-polypropylene-each-8ef.jpg
SKU: MMPLH971-01G | Medegen Medical Products Triangular Measuring Container Polypropylene | Rigid-walled container with triangular shaped body. | triangular-measuring-container-polypropylene-a53.jpg
SKU: CNTR14-975R | Contour Health CPAP Mask Spray Cleaner | Contour's CPAP Spray Cleaner is unscented and comes in 8 oz. spray bottles. These cleaning formulas are natural, and are derived from citrus, coconut and other plant extracts. They are alcohol and latex free. Clean CPAP equipment lasts longer and is healthier for the patient. | cpap-mask-spray-cleaner-7ef.png
SKU: CASCXH-2004 | C and A Scientific Slide Warmer with Hinged Cover Large | Ideal for use in the fields of cytology, histology, pathology, and biology for paraffin tissue section mounting. Thermal heater ensures even heat transfer. Anodized black surface provides contrast. LED temperature display. | slide-warmer-with-hinged-cover-large-198.jpg
SKU: CASCXH-2005 | C and A Scientific Slide Warmer with Hinged Cover Small | Ideal for use in the fields of cytology, histology, pathology, and biology for paraffin tissue section mounting. Thermal heater ensures even heat transfer. Anodized black surface provides contrast. LED temperature display. | slide-warmer-with-hinged-cover-small-da4.jpg
SKU: CORLCR-F16 | Cool Renewal Isolation Funnels Disposable 16mm | Isolation Funnels, Disposable, 16mm, 50/bx, 1bx/ea | isolation-funnels-disposable-16mm-060.jpg
SKU: CORLCR-F8 | Cool Renewal Isolation Funnels Disposable 8mm | Isolation Funnels, Disposable, 8mm, 50/bx, 1bx/ea | isolation-funnels-disposable-8mm-2ae.jpg
SKU: CORLCR-F12 | Cool Renewal Isolation Funnels Disposable 12mm | Isolation Funnels, Disposable, 12mm, 50/bx, 1bx/ea | isolation-funnels-disposable-12mm-ac7.jpg
SKU: CORLCR-FA | Cool Renewal Isolation Funnels Disposable Assorted Sizes | Isolation Funnels, Disposable, Assorted Sizes, 10 of Each Size (5mm, 8mm, 12mm, 14mm, 16mm) 50/bx, 1bx/ea | isolation-funnels-disposable-assorted-sizes-0f8.jpg
SKU: CORLCR-F14 | Cool Renewal Isolation Funnels Disposable 14mm | Isolation Funnels, Disposable, 14mm, 50/bx, 1bx/ea | isolation-funnels-disposable-14mm-a4c.jpg
SKU: CORLCR-F5 | Cool Renewal Isolation Funnels Disposable 5mm | Isolation Funnels, Disposable, 5mm, 50/bx, 1bx/ea | isolation-funnels-disposable-5mm-858.jpg
SKU: CORLFTA-A | Cool Renewal Foam Tipped Applicators Assorted Sizes 20 Small 20 Medium 20 Large | Foam Tipped Applicators, Assorted Sizes, 20 Small, 20 Medium, 20 Large, 60/bg, 1bg/ea | foam-tipped-applicators-assorted-sizes-20-small-20-medium-20-large-1de.jpg
SKU: CORLFTA-M | Cool Renewal Foam Tipped Applicators Double Ended Disposable Medium | Foam Tipped Applicators, Double Ended, Disposable, Medium, 60/bg, 1bg/ea | foam-tipped-applicators-double-ended-disposable-medium-a81.jpg
SKU: CORLFTA-LXL | Cool Renewal Foam Tipped Applicators Double Ended Disposable Large/X-Large | Foam Tipped Applicators, Double Ended, Disposable, Large/X-Large, 60/bg, 1bg/ea | foam-tipped-applicators-double-ended-disposable-large-x-large-671.jpg
SKU: CORLFTA-S | Cool Renewal Foam Tipped Applicators Double Ended Disposable Small | Foam Tipped Applicators, Double Ended, Disposable, Small, 60/bg, 1bg/ea | foam-tipped-applicators-double-ended-disposable-small-11a.jpg
SKU: ASP1450-20-PDC | Aspen Surgical Superfrost Marker Extra Fine Tip Black Non-Sterile | Superfrost Marker, Extra Fine Tip. | superfrost-marker-extra-fine-tip-black-non-sterile-a01.jpg
SKU: MIDM9-022R | Midmark UltraClave Automatic Sterilizer Refurbished | The M9 autoclave couldn't be easier and is time tested for reliability. You simply load itâ€¦set itâ€¦and forget it. Select your cycle and the time is set for you. Press â€œStartâ€ and the M9 fills with the correct amount of water. Once the sterilization process is complete, the door opens automatically and quietly to dissipate the steam, giving you fast drying time for your instruments. | ultraclave-automatic-sterilizer-refurbished-9f9.jpg
SKU: MIDM9D-022U | Midmark M9D AutoClave Automatic Sterilizer, Manual Door (Open Box) | Today, more than ever, you need products that are reliable and simple to use. Load it.. . set it. . . and forget it. Select your cycle and the time is set for you. Once the sterilization process is complete, the door opens automatically and quietly to dissipate the steam to give you fast drying time for your instruments. Easy front access for filling and draining and controls that are easy to understand. The chamber size is 9" diameter by 15" deep. Pre-programmed sterilization cycle controls: Unwrapped (132Â°C or 270Â°F for 3 minutes), Pouches (132Â°C or 270Â°F for 5 minutes), and Packs (121Â°C or 250Â°F for 30 minutes). Programmable cycle features allow custom creation of different cycle parameters for special sterilization needs, such as the following; time (3 to 90 minutes), temperature (230 to 275Â°F), dry time (0 to 60 minutes), vent (slow or fast) and two program buttons allow you to store the custom cycles. | m9d-autoclave-automatic-sterilizer-manual-door-open-box-9d5.jpg
SKU: MKS25461900 | McKesson Calculi Strainer All 24 Hour Specimen Collectors | Calculi Strainer All 24 Hour Specimen Collectors. | calculi-strainer-all-24-hour-specimen-collectors-d53.jpg
SKU: CRTLVC338G | Certol V Cide Chemical Vapor Sterilant Solution Liter Bottle | Liquid chemical sterilant solution designed for use in unsaturated chemical vapor sterilizers. | v-cide-chemical-vapor-sterilant-solution-liter-bottle-f07.jpg
SKU: MID9A307001 | Midmark M9/ M11 Cool Hand Tool | Today, more than ever, you need products that are reliable and simple to use. Load it.. . set it. . . and forget it. Select your cycle and the time is set for you. Once the sterilization process is complete, the door opens automatically and quietly to dissipate the steam to give you fast drying time for your instruments. Easy front access for filling and draining and controls that are easy to understand. The chamber size is 9" diameter by 15" deep. Pre-programmed sterilization cycle controls: Unwrapped (132Â°C or 270Â°F for 3 minutes), Pouches (132Â°C or 270Â°F for 5 minutes), and Packs (121Â°C or 250Â°F for 30 minutes). Programmable cycle features allow custom creation of different cycle parameters for special sterilization needs, such as the following; time (3 to 90 minutes), temperature (230 to 275Â°F), dry time (0 to 60 minutes), vent (slow or fast) and two program buttons allow you to store the custom cycles. | m9-m11-cool-hand-tool--51f.jpg
SKU: MIDM9-022 | Midmark M9 UltraClave Automatic Sterilizer | The M9 autoclave couldn't be easier and is time tested for reliability. You simply load itâ€¦set itâ€¦and forget it. Select your cycle and the time is set for you. Press "Start" and the M9 fills with the correct amount of water. Once the sterilization process is complete, the door opens automatically and quietly to dissipate the steam, giving you fast drying time for your instruments. | m9-ultraclave-automatic-sterilizer-b7a.jpg
SKU: MID9A226001 | Midmark Pouch Rack | Today, more than ever, you need products that are reliable and simple to use. Load it.. . set it. . . and forget it. Select your cycle and the time is set for you. Once the sterilization process is complete, the door opens automatically and quietly to dissipate the steam to give you fast drying time for your instruments. | pouch-rack--f57.jpg
SKU: MIDM9D-022 | Midmark M9D AutoClave Automatic Sterilizer With Manual Door | Today, more than ever, you need products that are reliable and simple to use. Load it.. . set it. . . and forget it. Select your cycle and the time is set for you. Once the sterilization process is complete, the door opens automatically and quietly to dissipate the steam to give you fast drying time for your instruments. Easy front access for filling and draining and controls that are easy to understand. The chamber size is 9" diameter by 15" deep. Pre-programmed sterilization cycle controls: Unwrapped (132Â°C or 270Â°F for 3 minutes), Pouches (132Â°C or 270Â°F for 5 minutes), and Packs (121Â°C or 250Â°F for 30 minutes). Programmable cycle features allow custom creation of different cycle parameters for special sterilization needs, such as the following; time (3 to 90 minutes), temperature (230 to 275Â°F), dry time (0 to 60 minutes), vent (slow or fast) and two program buttons allow you to store the custom cycles. | m9d-autoclave-automatic-sterilizer-with-manual-door-55e.jpg
SKU: MID9A259001 | Midmark Printer Accessory For M9-022 M9D-022 M11-022 & M11D-022 | Printer Accessory For M9-022, M9D-022, M11-022 & M11D-022 | printer-accessory-for-m9-022-m9d-022-m11-022-amp-m11d-022-fa6.jpg
SKU: MID9A401001 | Midmark Printer For Ritter M3 | Printer For Ritter M3 | printer-for-ritter-m3-f2e.jpg
SKU: MID9A402001 | Midmark Door Tray For Ritter M3 | Door Tray For Ritter M3 | door-tray-for-ritter-m3-f8f.jpg
SKU: MIDM3-003 | Midmark Ritter M3 Ultrafast Automatic Sterilizer 115V | When your practice requires instruments and handpieces to be processed quickly, the M3 UltraFastÂ® delivers. Sterilize unwrapped instruments in only 6 minutes and pouched instruments in just over 10 minutes. From the simple way you load and unload the tray to the thoughtful touches like the ergonomic condensate tank handle and quick-release top, the M3 is sophisticated technology that is easy to use. Features include: | ritter-m3-ultrafast-automatic-sterilizer-115v-226.jpg
SKU: MLTX1-5023 | Miltex Loupes Frame Red | Loupes Frame Red | loupes-frame-red-e48.jpg
SKU: LWSLPM-C25F-3807 | LW Scientific Clip-on 2.5x | Working distance 360 +/- 40mm. Depth of field 80mm. Field of view 80mm. | clip-on-25x-cbd.jpg
SKU: LWSLPM-C35F-3807 | LW Scientific Clip-on 3.5x, Depth : 20mm | Working distance 375 +/- 10mm. Depth of field 20mm. Field of view 50mm. | clip-on-35x-depth-20mm-de3.jpg
SKU: LWSLPM-P25F-4607 | LW Scientific Premium 2.5x - Long WD | Stand-up surgeries. Razor sharp, edge-to-edge clarity. Working distance 460 +/- 30mm. | premium-25x-long-wd-b5f.jpg
SKU: LWSLPM-P25F-3407 | LW Scientific Premium 2.5x - Short WD | Close-up bench work. Razor sharp, edge-to-edge clarity. Working distance 340 +/- 25mm | premium-25x-short-wd-117.jpg
SKU: LWSLPM-P35F-3807 | LW Scientific Premium 3.5x - Short WD | Close-up bench work. Ultra light weight for superior comfort. Working distance 365 +/- 15mm | premium-35x-short-wd-7a3.jpg
SKU: GF1202 | Grafco Standard Magnifying Binocular Loupe 6" Working Distance 2.75 X Power | Standard magnifying binocular loupe, 6" working distance, 2.75 x power | standard-magnifying-binocular-loupe-6-working-distance-275-x-power-c0d.jpg
SKU: LWSLPM-P35V-4407 | LW Scientific Variable 2.5x / 3.5x, 2.5oz | 2.5x magnification : Working distance 400 65mm, Depth of field 130mm, Field of view 100mm, Weight 2.5oz.3.5x magnification : Working distance 275 25mm, Depth of field 50mm, Field of view 40mm, Weight 2.5oz. | variable-25x-35x-25oz-dc0.jpg
SKU: HMC110706 | HemoCue Glucose 201 Microcuvettes | Glucose 201 Microcuvettes. | glucose-201-microcuvettes--1ef.jpg
SKU: HMC121422 | HemoCue Glucose 201 DM Analyzer | Glucose 201 DM Analyzer (mg/dL). | glucose-201-dm-analyzer--aac.jpg
SKU: AUI761100 | Arkray Glucocard Vital Blood Glucose Black Meter Kit | Everything a blood glucose meter should be â€“ fast, accurate and easy to use. | glucocard-vital-blood-glucose-black-meter-kit-0a8.jpg
SKU: SMNS122521 | Siemens Diagnostics Air Filters For DCA Vantage | Air Filters For DCA Vantage. | air-filters-for-dca-vantage-bcd.jpg
SKU: AUI740001 | Arkray Glucocard 01 Meter | Designed with auto code technology at a competitive price. Clinical data shows GLUCOCARD 01 to be highly accurate. Share strips with the GLUCOCARD 01-mini so you never get caught with the wrong test strips. And fewer open test strip bottles mean less waste for even greater savings. | glucocard-01-meter-70e.jpg
SKU: AUI740006 | Arkray GLUCOCARD 01 Control Solution (Normal/High) | Designed with auto code technology at a competitive price. Clinical data shows GLUCOCARD 01 to be highly accurate. Share strips with the GLUCOCARD 01-mini so you never get caught with the wrong test strips. And fewer open test strip bottles mean less waste for even greater savings. | glucocard-01-control-solution-normal-high-56a.jpg
SKU: AUI741100 | Arkray Blood Glucose Meter Kit Includes: 1 Meter 1 Lancing Device 10 Lancets 10 Strips 1 Control Solution Logbook User Manual Carrying Case & 1 Battery CLIA Waived | Designed with auto code technology at a competitive price. Clinical data shows GLUCOCARD 01 to be highly accurate. Share strips with the GLUCOCARD 01-mini so you never get caught with the wrong test strips. And fewer open test strip bottles mean less waste for even greater savings. | blood-glucose-meter-kit-includes-1-meter-1-lancing-device-10-lancets-10-strips-1-control-solution-logbook-user-manual-carrying-case-amp-1-battery-clia-eea.jpg
SKU: SMNS5068A | Siemens Diagnostics DCA 2000 A1C Normal & Abnormal Control Combination Kit | Siemens Diagnostics DCA A1C Normal & Abnormal Control Combination Kit. | dca-2000-a1c-normal-abnormal-control-combination-kit-1c2.jpg
SKU: SMNS5075US | Siemens Diagnostics DCA Vantage Analyzer Diabetes Care CLIA Waived | The Siemens DCA Vantage Analyzer leverages robust technology and delivers the proven performance of the DCA HbA1c and DCA Microalbumin/Creatinine tests and Albumin-to-Creatining (A:C) ratio results. Simple enough to use in your office or clinic, and yet powerful enough to deliver lab-quality performance at the point-of-care.Optimal diabetes care: HbA1c and A:C Ratio testing results in just six and seven minutes, respectively. Increases patient comfort by requiring a smaller whole blood sample (1 uL) for HbA1c. Provides HbA1c patient trend graph. Online GFR calculator provides a tool for kidney disease staging. Improved clinical confidence: Proven to provide accurate and precise lab-quality results. Barcode patient data entry to reduce transcription errors. Enhanced productivity: Onboard printed results; eliminates transcription errors and saves time. Automatically uploads results to a LIS/HIS. Largest memory stores up to 4000 records; easily downloaded and transferred to a PC. Proven simplicity: Add sample to test cartridge, load, and walk away. No sample or reagent preparation. Color touch screen display; easier menu navigation, data entry and recall. Minimal maintenance required with automatic reminders. | dca-vantage-analyzer-diabetes-care-clia-waived-717.jpg
SKU: AUI720005 | Arkray GLUCOCARD 01 Control Solution (Normal) | Designed with auto code technology at a competitive price. Clinical data shows GLUCOCARD 01 to be highly accurate. Share strips with the GLUCOCARD 01-mini so you never get caught with the wrong test strips. And fewer open test strip bottles mean less waste for even greater savings. | glucocard-01-control-solution-normal--980.jpg
SKU: BYRD7253M | Bayer Blood Glucose Monitoring System Simple Pack Meter Includes: Meter Carrying Case User Guide Clinilog & Reference Guide | Blood Glucose Monitoring System, Simple Pack Meter, Includes: Meter, Carrying Case, User Guide, Clinilog & Reference Guide (DME-M) | blood-glucose-monitoring-system-simple-pack-meter-includes-meter-carrying-case-user-guide-clinilog-amp-reference-guide--459.jpg
SKU: AUI570001 | Arkray Glucocard Expression Meter Kit | The GLUCOCARD Expression Blood Glucose Monitoring System is a talking blood glucose meter that includes bilingual voice features for hearing a test result. Oversized picture icons and large tactile buttons make this meter easy to use. Testing is more comfortable with small sample size and alternate site testing. Accurate and reliable test results are displayed in six seconds. | glucocard-expression-meter-kit-2a6.gif
SKU: AUI570001 | Arkray Glucocard Expression Meter Kit | The GLUCOCARD Expression Blood Glucose Monitoring System is a talking blood glucose meter that includes bilingual voice features for hearing a test result. Oversized picture icons and large tactile buttons make this meter easy to use. Testing is more comfortable with small sample size and alternate site testing. Accurate and reliable test results are displayed in six seconds. | glucocard-expression-meter-kit-2a6.gif
SKU: AUI761102 | Arkray Blood Glucose Blue Meter Kit Includes: 1 Meter 10 test Strips 1 Bottle of Control Solution Lancing Device 10 Lancets Log Book User Manual & Quick Reference Guide | Everything a blood glucose meter should be â€“ fast, accurate and easy to use. A small 0.5 ÂµL sample size in our GO-based test strip platform gives accurate results in as little as 7 seconds. And the auto coded meter has a 250-test memory to help you keep track of your "Vitals." | blood-glucose-blue-meter-kit-includes-1-meter-10-test-strips-1-bottle-of-control-solution-lancing-device-10-lancets-log-book-user-manual-amp-quick-ref-c1e.jpg
SKU: AUI762050 | Arkray Glucocard Vital Retail Test Strips | Everything a blood glucose meter should be â€“ fast, accurate and easy to use. A small 0.5mL sample size in our GO-based test strip platform gives accurate results in as little as 7 seconds. And the auto coded meter has a 250 test-memory to help you keep track of your "Vitals." | glucocard-vital-retail-test-strips-4d2.jpg
SKU: AUI530001 | Arkray Assure Prism Multi Meter | The Assure Prism multi meter is designed for use by healthcare professionals. This value-packed meter offers the features and quality you have come to expect from Arkray, the leaders in diabetes management in long-term care.One in every three residents in long-term care have diabetes.Â Nationally, it costs an additional 14 billion dollars each year to care for these residents compared to residents without diabetes.The Assure Prism multi Blood Glucose Monitoring System provides healthcare professionals with a fast, accurate and easy way to monitor their residentsâ€™ blood glucose levels.Reliable Diabetes Care: The Assure Prism multi Blood Glucose Monitoring System has a clinically driven design and advanced technology. This multi-resident meter complies with ISO 15197:2013 accuracy requirements.Â Design features like a test strip that points toward the resident and backlit display are designed to make it easier for the healthcare professional to monitor a residentâ€™s blood glucose level.Performance Focus:Test Results in 5 Seconds an fast test results reduce downtimeOptimized Readout Display: Large, thick numbers are intended to improve readabilityCompact Design: Small, lightweight design provides better portability | assure-prism-multi-meter--050.jpg
SKU: AUI530006 | Arkray Assure Prism Multi Control Solution 1 and 2 | Arkray Assure Prism Control Solution 1 and 2 is designed to check Assure Prism Multi Meter and Assure Prism Test strips. It serves to verify the measurement results accuracy. The solution contains a certain level of glucose and should simply be applied to the test strip the same way as it is done with a blood sample. The measurement results should fall within the ranges that are printed on the Control Solution labels.It is highly advised to carry out the verification procedure before using new test stripes. | assure-prism-multi-control-solution-1-and-2--285.jpg
SKU: AUI530050 | Arkray Assure Prism Multi Blood Glucose Test Strips Auto Code | The Assure Prism multi Blood Glucose Monitoring System provides healthcare professionals with a fast, accurate and easy way to monitor their residentsâ€™ blood glucose levels. | assure-prism-multi-blood-glucose-test-strips-auto-code-149.jpg
SKU: RCHE07299702001 | Roche Diagnostics Accu Chek Performa Meter Kit Test Strips | Accu-Chek Performa Meter Kit Test Strips. | accu-chek-performa-meter-kit-test-strips-988.gif
SKU: SMNS6011A | Siemens Diagnostics DCA 2000/Vantage Reagent Kit | The Microalbumin/Creatinine Kits are for the DCA 2000 Analyzer from Siemens Diagnostics. | dca-2000-vantage-reagent-kit-216.jpg
SKU: SMNS6011AG | Siemens Diagnostics DCA Microalbumin/ Creatinine - Kit | SIEMENS DCA ANALYZER | dca-microalbumin-creatinine-kit-216.jpg
SKU: BYRD2881G | Bayer Reagent Strips CLIA Waived - 100 per Pack | **Must Be Authorized To Sell - See Manufacturer Detail Page** | reagent-strips-clia-waived-100-per-pack-0f4.jpg
SKU: LNMPBGSDCS01 | Links Medical Products Gluco Navii Glucose Control Solutions 2 x 2.5 ml | Gluco Navii Glucose Control Solutions, 2 x 2.5 ml (Includes: Normal Solution and High Solution) | gluco-navii-glucose-control-solutions-2-x-25-ml--e27.jpg
SKU: SMNSPLACEDCA5 | Siemens Diagnostics DCA Vantage Analyzer | Siemens Diagnostics' DCA Vantage Analyzer is a popular and reliable analyzer. | dca-vantage-analyzer-450.jpg
SKU: SMNSSTARTA1C5 | Siemens Diagnostics Program Specifics: DCA Vantage Analyzer DCA HbA1c Reagent Kit DCA HbA1c Normal & Abnormal Controls Kit 12 Month Standard Warranty + 2-Year Extended Warranty Coverage Extra 24 Month Extended Warranty for a total of 60 Months - Effective 4/1/17 | Program Specifics: (1) DCA Vantage Analyzer (#5075US), (1) DCA HbA1c Reagent Kit (#5035C), (1) DCA HbA1c Normal & Abnormal Controls Kit (#5068A), 12 Month Standard Warranty + 2-Year Extended Warranty Coverage, Extra 24 Month Extended Warranty for a total of 60 Months (Extended Warranty needs to be purchased along with new analyzer), (Paperwork and DSS approval is needed for this promo) - Effective 4/1/17 - 12/31/17 | program-specifics-dca-vantage-analyzer-dca-hba1c-reagent-kit-dca-hba1c-normal-amp-abnormal-controls-kit-12-month-standard-warranty-2-year-extended-war-bf3.jpg
SKU: SMNSSTARTA1C | Siemens Diagnostics Program Specifics: DCA Vantage Analyzer DCA HbA1c Reagent Kit DCA HbA1c Normal & Abnormal Controls Kit 12 Month Standard Warranty + 2-Year Extended Warranty Coverage - Effective 4/1/17 - 12/31/17 | Program Specifics: (1) DCA Vantage Analyzer (#5075US), (1) DCA HbA1c Reagent Kit (#5035C), (1) DCA HbA1c Normal & Abnormal Controls Kit (#5068A), 12 Month Standard Warranty + 2-Year Extended Warranty Coverage (Paperwork and DSS approval is needed for this promo) (Note: This promo does not have any monthly reagent commitments and has a special transfer price of $54/bx for #5035C reorders) - Effective 4/1/17 - 12/31/17 | program-specifics-dca-vantage-analyzer-dca-hba1c-reagent-kit-dca-hba1c-normal-amp-abnormal-controls-kit-12-month-standard-warranty-2-year-extended-war-828.jpg
SKU: CLSDTG-GL7 | Clarity Diagnostics Clarity Lancets | Clarity Diagnostics Clarity Lancets, sold 100 per box. | clarity-lancets-ed2.png
SKU: CLSDTG-GL6 | Clarity Diagnostics Clarity Lancing Device | Clarity Diagnostics Clarity Lancing Device, sold 1 per box. | clarity-lancing-device-134.png
SKU: CLSDTG-SL23100 | Clarity Diagnostics Clarity Safety Lancets 23G | Clarity Diagnosics Clarity Safety Lancets are 23 Gauge, sold 100 per box. They are pre-cocked and designed for single use only. | clarity-safety-lancets-23g-cdb.png
SKU: CLSCD-BG4 | Clarity Diagnostics Clarity BG1000 Glucose Controls Set | Clarity BG1000 Glucose Controls Set, (1) Vial of Normal, (1) Vial of High Controls. | clarity-bg1000-glucose-controls-set-766.png
SKU: CLSCD-BG1 | Clarity Diagnostics Clarity BG1000 Blood Glucose Meter Kit Only | Clarity Blood Glucose Meter Kit, sold 1 per box | clarity-bg1000-blood-glucose-meter-kit-only-b67.png
SKU: CLSCD-BG5 | Clarity Diagnostics Clarity BG1000 Blood Glucose Meter Strips | Clarity Diagnostics Clarity BG1000 Blood Glucose Meter Strips, sold 50 per box. | clarity-bg1000-blood-glucose-meter-strips-03b.png
SKU: CLSDTG-SL23100 | Clarity Diagnostics Clarity Safety Lancets 23G | Clarity Diagnosics Clarity Safety Lancets are 23 Gauge, sold 100 per box. They are pre-cocked and designed for single use only. | clarity-safety-lancets-23g-cdb.png
SKU: BYRD7818 | Bayer Contour Next ONE Blood Glucose Meter with Bluetooth, Lancets and Lancing Device | Simplicity Helps Patients Test with ConfidenceThe CONTOUR NEXT ONE smart meter and app system combines remarkable accuracy with ease-of-use to benefit a broad range of patients living with diabetes. 92% of users think it is quicker and easier to interpret readings using the CONTOUR NEXT ONE smartLIGHT feature. CONTOUR NEXT ONE is our most accurate meter yet, shown to deliver remarkable accuracy within Â±8.4% of lab values. | contour-next-one-blood-glucose-meter-with-bluetooth-lancets-and-lancing-device-ce9.jpg
SKU: MKS63742901 | McKesson Triangular Graduated Container McKesson Polypropylene Without Lid 32 oz. | Triangular Graduated Container McKesson Polypropylene Without Lid 32 oz. | triangular-graduated-container-mckesson-polypropylene-without-lid-32-oz-fbf.jpg
SKU: CM217 | Complete Medical Microscope Slides Plain | Microscope Slides.25 Frosted. | microscope-slides-plain--fe1.jpg
SKU: CM3021 | Complete Medical Pill Envelopes Box Printed | CM 3021 Pill Envelopes Box Printed. | pill-envelopes-box-printed-a3c.jpg
SKU: CASCXH-2001 | C and A Scientific Slide Warmer Large | The C and A Scientific thermal heater ensures heat transfer over its entire surface. The unique Anodized black surface that the C and A Scientific thermal heater has been designed with provides high quality contrast with samples. The device also features LED temperature display for easy access and control. | slide-warmer-large-baa.jpg
SKU: PROP460025 | Pro Advantage Plain Microscope Slides 75mm x 25mm | Microscope slides are guaranteed pre-cleaned. Premium quality glass resistant to corrosion and fogging. Tissue between each slide prevents sticking. Precision polished edges on all four sides. Rounded corners prevent injury.Cover Glass is the highest quality white glass. Free from ragged edges, oily film, striae and fingerprints. Desiccant in each 1-oz. box prevents fogging and sticking. | plain-microscope-slides-75mm-x-25mm-66a.jpg
SKU: PROP460125 | Pro Advantage Frosted Microscope Slides 75mm x 25mm | Microscope slides are guaranteed pre-cleaned. Premium quality glass resistant to corrosion and fogging. Tissue between each slide prevents sticking. Precision polished edges on all four sides. Rounded corners prevent injury.Cover Glass is the highest quality white glass. Free from ragged edges, oily film, striae and fingerprints. Desiccant in each 1-oz. box prevents fogging and sticking. | frosted-microscope-slides-75mm-x-25mm-064.jpg
SKU: PROP460025G | Pro Advantage Plain Microscope Slides 75mm x 25mm - 72 per Box | Microscope slides are guaranteed pre-cleaned. Premium quality glass resistant to corrosion and fogging. Tissue between each slide prevents sticking. Precision polished edges on all four sides. Rounded corners prevent injury.Cover Glass is the highest quality white glass. Free from ragged edges, oily film, striae and fingerprints. Desiccant in each 1-oz. box prevents fogging and sticking. | plain-microscope-slides-75mm-x-25mm-72-per-box-66a.jpg
SKU: PROP460125G | Pro Advantage Frosted Microscope Slides 75mm x 25mm - 72 per Box | Microscope slides are guaranteed pre-cleaned. Premium quality glass resistant to corrosion and fogging. Tissue between each slide prevents sticking. Precision polished edges on all four sides. Rounded corners prevent injury.Cover Glass is the highest quality white glass. Free from ragged edges, oily film, striae and fingerprints. Desiccant in each 1-oz. box prevents fogging and sticking. | frosted-microscope-slides-75mm-x-25mm-72-per-box-064.jpg
SKU: GF3703-2F | Grafco Microscope Slides Frosted 3" x 1" | Exceptionally clear, water-white, extra hard glass. | microscope-slides-frosted-3-x-1-001.jpg
SKU: CASC6101 | C and A Scientific Plain 3" x 2" | Plain slide with ground edges. | plain-3-x-2--76d.jpeg
SKU: TCMD9025 | Tech-Med Slide Storage Boxes Holds 25 Slides | Holds 25 standard 3â€ x 1â€ slides.Numbered index in lid.Cork lined for added protection.Made from durable ABS plastic. | slide-storage-boxes-holds-25-slides-00a.jpg
SKU: CASC8205 | C and A Scientific Single Frosted, One End, One Side, 144/gr, 10 gr/cs | Patients who wander. | single-frosted-one-end-one-side-144-gr-10-gr-cs-8be.jpg
SKU: PROP460122 | Pro Advantage Microscope Slides and Cover Glass 25mm x 75mm x 1mm | Microscope Slides and Cover Glass 25mm x 75mm x 1mm. | microscope-slides-and-cover-glass-25mm-x-75mm-x-1mm-06b.png
SKU: LWSR3M-B04A-DAH3 | LW Scientific Revelation lll Achromat Binocular | The Revelation III is a best-seller into physician and veterinarian clinics, as well as universities and medical schools. The Revelation lll comes with LED illumination, for daylight color, low heat, low power consumption, and super-long bulb life (30,000). Equipped for performance, its features include titanium-finished DIN achromatic or DIN Plan optics and a 30-year anti-fungal coating. The Revelation III is the choice for superior performance at a great value! | revelation-lll-achromat-binocular-27b.jpg
SKU: GF1201 | Grafco Standard Magnifying Binocular Loupe 8" Working Distance 2.25 X Power | Standard magnifying binocular loupe, 8" working distance, 2.25 x power/p> | standard-magnifying-binocular-loupe-8-working-distance-225-x-power-8da.jpg
SKU: LWSBVC-1080-TVK3 | LW Scientific BioVIEW HD1080 and Camera and Monitor | The BioVIEW microscope camera and monitor is the essential tool for live presentations and client education. The premium BioVID HD1080+ camera paired with the 1080p 11.6â€ HD Monitor provides a bright and beautiful image. Simply mount the camera onto any trinocular C-mount for amazing resolution and fast-action video (60fps).The BioVID HD 1080+ camera has 1920x1080 resolution, increased sensitivity, low-noise, and great color rendition, creating stunning, high-resolution imaging on the attached 1080p HD monitorâ€¦or on any large HDTV or projector. The extra large pixel size on the Sony IMX236(C) CMOS chip ensures crisp images in bright field (even at high magnifications) while providing the sensitivity needed to view and capture precise images in low-light applications, such as dark field, phase contrast, and epi-fluorescence. | bioview-hd1080-and-camera-and-monitor-b5b.jpg
SKU: CASCMFL-06 | C and A Scientific Microscope Dual LED Light 4X 10X 40X | My First Lab Duo-Scope (Model MFL-06) is now the most popular in the My First Lab series! Two light sources allow this microscope to magnify both slides and solid objects! View slides, coins, plants, stamps, insects, jewelry and more! You would need two instruments to view what this one does -- a basic biological scope to look at specimens on a slide (light shines up from under the slide and through the tissue) and a traditional stereo or dissecting microscope to view solid objects at lower power (light shines down onto the specimen to be observed). This new Duo Scope with dual lighting allows for both types of applications! Cordless battery power makes it possible for field study. Priced to fit any budget with the same fine quality as our other scopes. | microscope-dual-led-light-4x-10x-40x--7d8.jpg
SKU: AVNT7AM4603 | Avante Health Compass LED ENT Setup | Compass LED, ENT Setup | compass-led-ent-setup--fc1.jpg
SKU: SLIMLX817 | Seiler Instruments Microlux IV Microscope | The Microlux IV is our most versatile compound microscope with optional video or digital configurations as well as Phase Contrast, LED, Simple Polarization, and MOHâ€™s for Dermatology procedures. The Microlux comes with five Infinity Corrected Plan Objectives: 4x, 10x, 20x, 40x, 100x for sharper images and virtually no aberrations. Several Objective configurations are also available for different magnification needs. | microlux-iv-microscope-f98.jpeg
SKU: LWSM5M-B05A-IPL3 | LW Scientific Mi5: 5 Objective Infinity Binocular, 26 lb | LW Scientific is proud to introduce the new Mi5 microscope, our most advanced modular microscope to date. The Mi5 was developed for use in a broad range of applications from routine research and lab inspections, to more specific health care applications such as pathology, cytology, oncology, hematology, and gynecology .Bright white LED illumination provides clarity and maintains constant color temperature for most specimens. Superior infinity optics and proven, ergonomic design make the Mi5 comfortable to use for extended periods of time. The Mi5 is equipped to ease the burden on the busiest and most discriminating lab technicians and specialists. | mi5-5-objective-infinity-binocular-26-lb-d5d.jpg
SKU: LWSM5M-T05A-IPL3 | LW Scientific Mi5 Infinity LabScope PLAN Trinoc, 5 obj, LED | LW Scientific is proud to introduce the new Mi5 microscope, our most advanced modular microscope to date. The Mi5 was developed for use in a broad range of applications from routine research and lab inspections, to more specific health care applications such as pathology, cytology, oncology, hematology, and gynecology. Bright white LED illumination provides clarity and maintains constant color temperature for most specimens. Superior infinity optics and proven, ergonomic design make the Mi5 comfortable to use for extended periods of time. The Mi5 is equipped to ease the burden on the busiest and most discriminating lab technicians and specialists. | mi5-infinity-labscope-plan-trinoc-5-obj-led-8c4.jpg
SKU: LWSEDM-M03A-DALP | LW Scientific Student Advanced Monoc head, 4-10-40 objectives, LED illumination, cordless | For the teacher that wants more than just the basic microscope for his classroom this advanced model is an excellent choice. The 1.25 ABBE condenser allows the addition of a100x oil immersion objective. The iris diaphragm allows precision adjustments to the cool fluorescent light. | student-advanced-monoc-head-4-10-40-objectives-led-illumination-cordless-645.jpg
SKU: LWSEDM-M04A-DALP | LW Scientific Student Advanced Monoc head, 4-10-40-100 objectives, LED illumination, cordless, 6.1 lbs | For the teacher that wants more than just the basic microscope for his classroom this advanced model is an excellent choice. The 1.25 ABBE condenser allows the addition of a100x oil immersion objective. The iris diaphragm allows precision adjustments to the cool fluorescent light. | student-advanced-monoc-head-4-10-40-100-objectives-led-illumination-cordless-61-lbs-dda.jpg
SKU: LWSM5M-BPOL-IPH3 | LW Scientific Mi5 Polarizer: Infiinty Plan Binocular | The Mi5 Polarizing microscope is an essential tool for synovial fluid analysis. Crystal-induced arthritis, such as gout or pseudo gout, can be identified and differentiated with the use of the polarizing attachment and red compensator lens.The Mi5 also functions as a flat-field, laboratory-grade microscope for routine cytology, hematology, urinalysis, etc. This specialized system was designed to combine high-resolution optics with functionality at an affordable price for rheumatologists, gemologists, and more. | mi5-polarizer-infiinty-plan-binocular-8ae.jpg
SKU: LWSEDM-M03D-DAF1 | LW Scientific Student Standard Monoc head, 4X, 10X, 40X, fluorescent illumination | This student microscope has everything necessary for the middle school or high school classroom. This is a proven design with student proof features such as locked-in eyepieces, and a durable disk diaphragm. Clear DIN optics, coarse and fine focus, illumination and stage options make this scope a guaranteed winner. | student-standard-monoc-head-4x-10x-40x-fluorescent-illumination-348.jpg
SKU: LWSZ2M-TZMC-7FH1 | LW Scientific Trinoc head, pole base stand, halogen / fluorescent illumination (top/bottom) | Trinoc head, pole base stand, halogen / fluorescent illumination (top/bottom) | trinoc-head-pole-base-stand-halogen-fluorescent-illumination-top-bottom-a78.jpg
SKU: LWSI4M-T04A-IPL3 | LW Scientific i4 4 Objective Infinity Trinocular - Semi Plan | The i4 modular series microscope features exceptional optical quality and expandability for top-notch performance in the lab. Use the rotating head to adjust the height for taller users. Infinity Plan optics with a 30-year anti-fungal coating match quality with value within any clinic's budget. The i5 microscope provides comfort, durability, dependability and superior imaging for the lifetime of the laboratory. | i4-4-objective-infinity-trinocular-semi-plan-5de.jpg
SKU: LWSR3M-M04A-DAH3 | LW Scientific Revelation III Monoc head, DIN Achromatic objectives, 14 lbs | The Revelation III professional-grade microscope is a best-seller into physician and veterinarian clinics, as well as universities and medical schools. Equipped for performance, its features include titanium-finished DIN achromatic or DIN Plan optics and a 30-year anti-fungal coating. The Revelation III is the choice for superior performance at a great value! Included accessories: three 0.5 amp fuses, mirror attachment (for field use), blue and green filters, dust cover, immersion oil, spare bulb, manual and warranty card. | revelation-iii-monoc-head-din-achromatic-objectives-14-lbs-4da.jpg
SKU: LWSR3M-B04A-DAH | LW Scientific Revelation III Binoc head, DIN Achromatic objectives, 14 lbs | The Revelation III professional-grade microscope is a best-seller into physician and veterinarian clinics, as well as universities and medical schools. Equipped for performance, its features include titanium-finished DIN achromatic or DIN Plan optics and a 30-year anti-fungal coating. The Revelation III is the choice for superior performance at a great value! Included accessories: three 0.5 amp fuses, mirror attachment (for field use), blue and green filters, dust cover, immersion oil, spare bulb, manual and warranty card. | revelation-iii-binoc-head-din-achromatic-objectives-14-lbs-ae9.jpg
SKU: DKL2950 | Dukal DawnMist Adult Combs, 8 5/8â€, Black, Handle | DawnMist Adult Combs, 8 5/8â€, Black, Handle | dawnmist-adult-combs-8-5-8-black-handle-f9b.jpg
SKU: SLI202-001-D | Seiler Instruments Ssi-202-Ent Microscope, Floor Model | Seiler 202/402â€²s Available at a great price! They come equipped with Halogen Illumination System, 200mm Objective Lens, 10x Eyepieces, Straight Binocular Head, Counterbalanced Pantographic Arm, and 3 Levels of Magnification. | ssi-202-ent-microscope-floor-model-786.jpg
SKU: LWSZ3M-BZM7-PA77 | LW Scientific Z3 on Pneu Flex Arm | Combining powerful Z3 zoom capabilities, with the freedom of movement of a pneumatic arm â€“ the Pneu (new) Flex Arm is a symbol of functionality and ingenuity. Unlike fixed magnification stereoscopes, the Z3 head features a magnification range of 3.5x to 45x to create 3-D depth with ease, and the ability to change and customize magnifications with a simple twist of a knob. Each Z3 Zoom also includes the 0.5x supplementary lens standard. This means your field of view doubles, your magnification optionsare increased, and your working distance is expanded to create â€œhands underâ€ workspace. The new pneumatic flex arm allows for vertical, horizontal, and complete 360Â° adjustments. Control your space, field of view, and sample positioning while knowing that your scope is sturdy and secure â€“ but highly mobile and customizable. | z3-on-pneu-flex-arm-efb.jpg
SKU: MKS25461901 | McKesson Calculi Strainer All 24 Hour Specimen Collector | Calculi Strainer All 24 Hour Specimen Collectors. | calculi-strainer-all-24-hour-specimen-collector-0a7.jpg
SKU: LWSEDM-MM4A-DAL3 | LW Scientific Student Pro Monocular - 4 Objectives, 6.1 lbs | Taking the student scope to the next level â€“ the Student Pro is ready for any teacher, student, or hobbyist that wants the â€œprofessional gradeâ€ in student scopes.With our proven design the Student Pro includes many of the advanced features you would find on any laboratory quality microscope â€“ built in mechanical stage. Heavy cast alloy, all metal gearing, moveable 1.25 ABBE condenser, and clear DIN objectives.Get accurate, clear results on a student-friendly scope without sacrificing the quality of observation with the Student Pro. | student-pro-monocular-4-objectives-61-lbs-7c1.jpg
SKU: LWSI4S-EPB4-IPL3 | LW Scientific i4 Epi Fluorescence LED - Binocular, 24 lbs | For users requiring a multi-purpose microscope for expanding health services, LW Scientific introduces the new i4 Epi Lumin Fluorescence microscope. With integrated LED technology for both bright field and epifluorescence microscopy, the i4 Epi Lumin offers superior clarity and crisp imagingâ€”all at a price that allows even labs on a limited budget to benefit from the latest technological advances.The Lumin epifluorescence module converts our standard i4 microscope to a fully functional epifluorescence microscope. The resulting images rival those obtained from traditional, expensive epifluorescence systems. | i4-epi-fluorescence-led-binocular-24-lbs-0e3.jpg
SKU: LWSZ2M-BZM7-7FH1 | LW Scientific Z2 Zoom Stereoscope | Starting with CAD design techniques, we have manufactured the new Z2 to exceed the clarity and quality of any zoom microscope available today. The depth of focus, field flatness, zoom parfocality and long working distance improve inspection accuracy and flexibility. The high point eyepieces offer ergonomic comfort and allow users to wear eyeglasses. The mechanical two-finger operation is smooth and easy to use, reducing hand strain and improving productivity.The Z2 is the premium choice for industrial inspection or laboratory dissection. | z2-zoom-stereoscope-37f.jpg
SKU: LWSI4M-B04A-ISL3 | LW Scientific i4: 4 Objective Infinity Semi Plan Binocular | The i4 modular series microscope features exceptional optical quality and expandability for top-notch performance in the lab. Use the rotating head to adjust the height for taller users. Infinity Plan and Semi-Plan optics with a 30-year anti-fungal coating match quality with value within any clinicâ€™s budget. The i4 microscope provides comfort, durability, dependability and superior imaging for the lifetime of the laboratory. Accessories include: blue and green filters,dust cover, immersion oil, manual and warranty card. | i4-4-objective-infinity-semi-plan-binocular-d47.jpg
SKU: LWSR3M-B04A-DPH3 | LW Scientific Revelation lll Binoc head Plan Binocular, 14 lbs | The Revelation III professional-grade microscope is a best-seller into physician and veterinarian clinics, as well as universities and medical schools. Equipped for performance, its features include titanium-finished DIN achromatic or DIN Plan optics and a 30-year anti-fungal coating. The Revelation III is the choice for superior performance at a great value! Included accessories: three 0.5 amp fuses, mirror attachment (for field use), blue and green filters, dust cover, immersion oil, spare bulb, manual and warranty card. | revelation-lll-binoc-head-plan-binocular-14-lbs-b8c.jpg
SKU: LWSR3M-T04A-DAH3 | LW Scientific Revelation III Trinoc head, DIN Achromatic objectives, 14 lbs | The Revelation III professional-grade microscope is a best-seller into physician and veterinarian clinics, as well as universities and medical schools. Equipped for performance, its features include titanium-finished DIN achromatic or DIN Plan optics and a 30-year anti-fungal coating. The Revelation III is the choice for superior performance at a great value! Included accessories: three 0.5 amp fuses, mirror attachment (for field use), blue and green filters, dust cover, immersion oil, spare bulb, manual and warranty card. | revelation-iii-trinoc-head-din-achromatic-objectives-14-lbs-59d.jpg
SKU: LWSI4M-B04A-IPL3 | LW Scientific i4: 4 Objective Infinity Plan Binocular | The i4 modular series microscope features exceptional optical quality and expandability for top-notch performance in the lab. Use the rotating head to adjust the height for taller users. Infinity Plan and Semi-Plan optics with a 30-year anti-fungal coating match quality with value within any clinicâ€™s budget. The i4 microscope provides comfort, durability, dependability and superior imaging for the lifetime of the laboratory. Accessories include: blue and green filters,dust cover, immersion oil, manual and warranty card. | i4-4-objective-infinity-plan-binocular-21c.jpg
SKU: LWSEDM-MM3A-DAL3 | LW Scientific Student Pro Monocular head, 4X, 10X, 40XR objectives, LED base, 6.2 lbs | Taking the student scope to the next level â€“ the Student Pro is ready for any teacher, student, or hobbyist that wants the â€œprofessional gradeâ€ in student scopes. With our proven design the Student Pro includes many of the advanced features you would find on any laboratory quality microscope â€“ built in mechanical stage. Heavy cast alloy, all metal gearing, moveable 1.25 ABBE condenser, and clear DIN objectives. Get accurate, clear results on a student-friendly scope without sacrificing the quality of observation with the Student Pro. | student-pro-monocular-head-4x-10x-40xr-objectives-led-base-62-lbs-8cd.jpg
SKU: CM218 | Complete Medical Microscope Slides 1/4 Frosted | Complete Medical Microscope Slides- 1/4 Frosted. | microscope-slides-1-4-frosted--68f.jpg
SKU: CM215 | Complete Medical Lens Paper Booklet | Lens Paper Booklet. | lens-paper-booklet--25d.jpg
SKU: MKS62222500 | McKesson Cover Glass McKesson Square 2 Thickness 22 X 22 mm | Cover Glass McKesson Square 2 Thickness 22 X 22 mm. | cover-glass-mckesson-square-2-thickness-22-x-22-mm-e77.jpg
SKU: CASC94-1-1818 | C and A Scientific Cover Glass 18x18mm Thickness #1 | Cover Glass, 18x18mm, Thickness #1. | cover-glass-18x18mm-thickness-1-169.jpg
SKU: GF3704 | Grafco Grafco Micro Cover Glasses - 22 x 22 mm, #1 (0.13 - 0.18 mm thickness) | 22 x 22 mm, #1 (0.13 - 0.18 mm thickness) | grafco-micro-cover-glasses-22-x-22-mm-1-013-018-mm-thickness-139.jpg
SKU: GF3705 | Grafco Micro Cover Glasses 22 x 22 mm #2 | 22 x 22 mm, #2 (0.17 - 0.25 mm thickness) | micro-cover-glasses-22-x-22-mm-2-4c6.jpg
SKU: TRMO3419 | Smiths Medical 3419 Minicorr Oximeter Protective Rubber Boot W/Carrying Strap | Bci 3419 MiniCorr Oximeter Protective Rubber Boot Carrying Strap. | 3419-minicorr-oximeter-protective-rubber-boot-w-carrying-strap-cee.jpgSKU: SAMPA9401 | Sammons Preston Mesh Bag for Dishwasher | Heavy-duty nylon mesh bag holds adaptive eating equipment for washing in institutional dishwashers, helping prevent loss. Also use as a laundry bag. | mesh-bag-for-dishwasher-279.jpg
SKU: RBW100D91 | R & B Wire Narrow Laundry Cart with Single Pole Rack 2 Bushel | 2 Bushel Capacity. The right cart for narrow aisles - built for years of service. This product is used for tight spaces by the majority of America's coin laundry, on-premise and commercial laundries. | narrow-laundry-cart-with-single-pole-rack-2-bushel-578.jpg
SKU: 3M5200373 | 3M Health Care Smart Battery Charger Respiratory Protection Single Unit Black | Battery Charger Smart Charger Single Unit. | smart-battery-charger-respiratory-protection-single-unit-black-dd2.JPG
SKU: MAI44-13 | Medical Action Industries Biohazardous Waste Bag 40"x46" | Made of resilient, high density polymer film. They offer excellent value and outstanding puncture resistance. Red. | biohazardous-waste-bag-40x46-97f.jpg
SKU: MAIF116BX | Medical Action Industries Infectious Waste Bags 23" x 23" Red | Biohazardous Waste Bag, Meet A.S.T.M. Dart /Elmendorf & DOT CFR 49 173-197; LLDPE Film, Flat Pack, Red/Black, 7-10 gal, Gauge : 1.2 mil | infectious-waste-bags-23-x-23-red-b16.jpg
SKU: GOJ2429-TB | GOJO Industries Tissue Bracket | An optional attachment to the Visitor Wellnes Center. | tissue-bracket-0ca.jpg
SKU: RBWCSTR88G | R & B Wire Mega Caster Clean Wheel System Gray 5" | The first caster in the history of the industry to be specifically designed for laundries. Our proprietary patented thread guard design, has been rigorously tested and will clearly outperform your expectations in minimizing lint & thread pick up GUARANTEED! | mega-caster-clean-wheel-system-gray-5-102.jpg
SKU: GF1294 | Grafco L.E.D. Flashlight | L.E.D. flashlight | led-flashlight-276.jpg
SKU: BDMI177055601 | Bunzl Distribution Quick Connect Frame Microfiber Q560 18" | Reduces the physical demands of cleaning. Lightweight aluminum construction for improved productivity. | quick-connect-frame-microfiber-q560-18-dcf.png
SKU: BDMI17706147 | Bunzl Distribution 6144 Step-on Waste Container 12 Gal Red | Bunzl/Rubbermaid Step-On Container 6144 Step-on Waste Container. | 6144-step-on-waste-container-12-gal-red-2dd.jpg
SKU: KCC37469 | Kimberly-Clark Kleenex Wood Refresh Stand | The LIVEWELL* Refresh Stand dispenses useful products such as KLEENEXÂ® Hand Sanitizer and KLEENEXÂ® facial Tissue, enabling guests or visitors feel protected and cared for. Includes dispenser, products must be ordered separately.Use with sanitizer B0040ZOKF2, disinfectant wipes B009PCKAXQ and facial tissue B0040ZOEYY for complete solution. Not included with this purchase. | kleenex-wood-refresh-stand-c84.jpg
SKU: MMPL44-00 | Medegen Medical Products Infectious Bag, 24" x 24", 8 microns, 1000/cs | Made of resilient, high density polymer film. They offer excellent value and outstanding puncture resistance. Red. | infectious-bag-24-x-24-8-microns-1000-cs-a94.jpg
SKU: MMPL44-01 | Medegen Medical Products Infectious Bag, 33" x 40", 16 microns, 250/cs | Made of resilient, high density polymer film. They offer excellent value and outstanding puncture resistance. Red. | infectious-bag-33-x-40-16-microns-250-cs-4ef.jpg
SKU: MMPL44-03 | Medegen Medical Products Infectious Bag, 17" x 18", 8 microns, 1000/cs | Made of resilient, high density polymer film. They offer excellent value and outstanding puncture resistance. Red. | infectious-bag-17-x-18-8-microns-1000-cs-106.jpg
SKU: MMPL44-04 | Medegen Medical Products Infectious Bag, 24" x 32", 11 microns, 500/cs | Made of resilient, high density polymer film. They offer excellent value and outstanding puncture resistance. Red. | infectious-bag-24-x-32-11-microns-500-cs-705.jpg
SKU: MMPL44-05 | Medegen Medical Products Infectious Bag, 31" x 41", 16 microns, 250/cs | Made of resilient, high density polymer film. They offer excellent value and outstanding puncture resistance. Red. | infectious-bag-31-x-41-16-microns-250-cs-a00.jpg
SKU: MMPL44-13 | Medegen Medical Products Infectious Bag, 40" x 46", 16 microns, 200/cs | Made of resilient, high density polymer film. They offer excellent value and outstanding puncture resistance. Red. | infectious-bag-40-x-46-16-microns-200-cs-4b7.jpg
SKU: MMPL57-00 | Medegen Medical Products Infectious Bag, 24" x 24", 1.0 mil, 500/cs | Made of resilient, high density polymer film. They offer excellent value and outstanding puncture resistance. Red. | infectious-bag-24-x-24-10-mil-500-cs-49d.jpg
SKU: MMPL57-05 | Medegen Medical Products Infectious Bag, 30 | Made of resilient, high density polymer film. They offer excellent value and outstanding puncture resistance. Red. | infectious-bag-30-272.jpg
SKU: MMPL8-703 | Medegen Medical Products Bag Orange 25" x 35" External Indicator Maximum Autoclave Temp. 280 | Autoclavable bags made from high strength polypropylene film. | bag-orange-25-x-35-external-indicator-maximum-autoclave-temp-280-adf.jpg
SKU: MMPL8-250 | Medegen Medical Products Bag Clear 24" x 36" External Indicator Maximum Autoclave Temp. 280Â°F | Medegen Medical Products Bag. | bag-clear-24quot-x-36quot-external-indicator-maximum-autoclave-temp-280degf-751.jpg
SKU: ELKPHDN3858 | Elkay Plastics 13 Micron High Density 60 gal. Trash Can Liner | High Density Can Liners feature a strong star seal bottom construction that helps them conform to the cans shape. They're a cost-effective solution for everyday use. | 13-micron-high-density-60-gal-trash-can-liner-b70.jpg
SKU: HPCHG-1-2 | Hospeco Toilet Seat Cover Dispenser White Plastic Wall Mounted | Health GardsÂ® Half-Fold Toilet Seat Cover Dispenser | toilet-seat-cover-dispenser-white-plastic-wall-mounted-993.jpg
SKU: PROP120048 | Pro Advantage Twist Dust Mop Quick Change Style Blue 5" x 48" | Twist Dust Mop, Quick-Change Style. | twist-dust-mop-quick-change-style-blue-5quot-x-48quot--793.jpg
SKU: PROP129136 | Pro Advantage Wet Mop Pad Velcro HD Blue Microfiber 5" x 48" | Wet and Finish Mops available in several styles and materials for cleaning floors in healthcare facilities. | wet-mop-pad-velcro-hd-blue-microfiber-5quot-x-48quot--b65.jpg
SKU: PROP121026 | Pro Advantage Charging Bucket with And Casters 6 Gallon Gray | Bucket and wringer for Pro Advantage wet mop use. Charging Buckets for Pro Advantage microfiber mop use. | charging-bucket-with-and-casters-6-gallon-gray--a55.jpg
SKU: PROP121010 | Pro Advantage Bucket and Wringer Combo Side Press 26-32 Qt Yellow | Molded from polyethylene for maximum strength and long life. | bucket-and-wringer-combo-side-press-26-32-qt-yellow--62b.jpg
SKU: GPC54720 | Georgia Pacific Multifold Space Saver Towel Dispenser Chrome | This space saver metal towel dispenser holds up to 275 multifold towels or 175 senior multifold towels to provide low-cost protection from moisture and contaminants on countertops. This simple chrome/metal design color any decor, and the covered, key-lock design protects against waste and pilferage while making refilling towels quick and easy. | multifold-space-saver-towel-dispenser-chrome-8ac.jpg
SKU: CVN31146866 | Covidien Universal Light Handle 3600-9 For Getinge-ALM-ECL/PRC Series & OMI -Non-Center Focus | Designed to standardize all surgical lights. | universal-light-handle-3600-9-for-getinge-alm-ecl-prc-series-amp-omi-non-center-focus-559.jpg
SKU: GPC56620 | Georgia Pacific Chrome Combination C Fold Multifold Paper Towel Dispenser | This economical, versatile combi-matic towel dispenser and plate (included) holds up to 300 C-Fold, 600 multifold, 500 senior multifold, or one package of BigFoldÂ® towels to provide a cost-effective solution for washroom towel dispensing. This simple chrome/metal color complements any decor, and the covered key-lock design protects against waste and pilferage while making refilling towels quick and easy. | chrome-combination-c-fold-multifold-paper-towel-dispenser-1bc.jpg
SKU: GPC24590 | Georgia Pacific Envision Multifold Paper Towels White 9.2" x 9.4'' | Designed to fit into a wide range of multifold or trifold towel dispensers. EnvisionÂ® economy multifold towels help you keep costs under control. This EPA compliant for recycled fiber content paper towel is an economical choice for environmentally concerned customers with areas such as washrooms in government and public facilities, schools, industrial/manufacturing, retail stores, cafeterias/quick service restaurants and lodging. EnvisionÂ® multifold towels let you offer your customers quality and reliable performance while helping protect the environment. (Folded width: 3 1/4") | envision-multifold-paper-towels-white-92-x-94-125.jpg
SKU: GPC20904 | Georgia Pacific Envision Singlefold Paper Towels White 9.25" x 10.25'' | Designed to fit into singlefold dispensers, low per-unit costs makes these towels an affordable choice for areas such as washrooms in government and public facilities, office buildings, foodservice facilities and lodging. EnvisionÂ® singlefold towels let you offer your customers reliable performance at a low cost. (Folded width: 5 5/16") | envision-singlefold-paper-towels-white-925-x-1025-c86.jpg
SKU: TCMD9012 | Tech-Med Lens Paper | Used in cleaning the microscope eyepieces and lenses. | lens-paper--fd1.jpg
SKU: SNHI21381 | Sultan Healthcare Zymex Dual Enzyme 32 oz | A patented dual enzyme formulation that breaks down organic debris such as blood, rust and mineral deposits from all types of surgical instruments and scopes. In addition, it will attack protein, carbohydrate and lipid containing soils. | zymex-dual-enzyme-32-oz-080.jpg
SKU: DRCDL2450BPK | Duracell Battery Lithium Size DL2450 3V | Great for applications with high current pulse and continuous drain with a high-rate 3- and 6-volt lithium battery. | battery-lithium-size-dl2450-3v--641.jpg
SKU: GPC54223 | Georgia Pacific Pro Dixie Ultra Tower Interfold Napkin Wall Mount Dispenser | Dixie Ultra wall or pole mount tower system is a dispenser napkin solution for the 21st century.Dixie Ultra with easy to grab, one at a time napkin dispensing, reduces costs by up to 30% versus MorNap style napkins and helps provide patrons a hygienic experience.This high capacity system holds up to five times the capacity of traditional dispensers, extending napkin service through peak periods. Dixie Ultra comes as a wall mount unit, but is easily adapted for counter freestanding operation with the addition of the 50223/01 base & pole stand (Sold separately).Ideal for high traffic foodservice and concession operators, it's easy to see why Dixie Ultra is the system that meets everyone's needs.One at a time dispensing makes a difference! Independent research has proven napkin usage is reduced by 56.6% when switching from smaller tall fold style and by 30% when switching from larger standard MorNap style to Dixie Ultra in a QSR environment. | pro-dixie-ultra-tower-interfold-napkin-wall-mount-dispenser-f62.jpg
SKU: GPC58470 | Georgia Pacific SofPull Black Automatic Touchless Towel Dispenser | Wave your hand and this dispenser automatically delivers a single towel, saving the cost, the mess and the waste associated with traditional folded towels. Soft, high-quality towels deliver efficiency folded towels just can't match. These automatic, touch-free towel dispensers are the perfect choice for all offices and space constraint areas that need quick, convenient hand drying that reduces the risk of cross-contamination. | sofpull-black-automatic-touchless-towel-dispenser-fa6.jpg
SKU: GPC29712 | Georgia Pacific AccuWipe Recycled 1 Ply Disposable Delicate Task Wiper Small White | AccuWipeÂ® 1-ply recycled delicate task wipers deliver low-lint, low-contaminant performance across a variety of industries and diverse applications. These convenient, palm-sized, "lens", single-ply wipers offer superior conformity, making them ideal for the most delicate tasks. Anti-static poly-shield minimizes Electro Static Discharge to help to protect against damage to sensitive electronic parts. Soft, non-abrasive, pure fiber paper offers greater absorbency and streak-free cleaning for compatibility with many hard polycarbonates and glass surfaces. For added convenience, these wipers can be dispense directly from their protective dispenser box or used in lens cleaning station dispensers. | accuwipe-recycled-1-ply-disposable-delicate-task-wiper-small-white-1c9.jpg
SKU: KCC04442 | Kimberly-Clark Kleenex Slimfold Towels | The KleenexÂ® Slimfold* towel dispenser, with its unique design, fits the tightest spaces inside or outside of the washroom. One-at-a-time dispensing reduces waste. Exclusive Absorbency Pocketsâ„¢ provide excellent absorbency and hand-drying performance in an environmentally sound product. Meets EPA standards for minimum post-consumer waste content and is FSC certified. | kleenex-slimfold-towels-67e.jpg
SKU: KCC09604 | Kimberly-Clark MicroBan | Sleek and durable, this Coreless Double Roll Bathroom Tissue Dispenser holds 2 full standard rolls of coreless tissue. These dispensers meet the ADA Standards for Accessible Design, 28CFR Part 36 (1994), local rules may vary.When installed properly, these dispenser meet the ADA standards for accessible design, 28CFR Part 36 (1994), local rules may vary | microban-8c4.jpg
SKU: MMPL115H | Medegen Medical Products Infectious Waste Bag 23" x 23" Red 1.1 mil | Meets A.S.T.M. dart test requirements. | infectious-waste-bag-23-x-23-red-11-mil--a44.jpg
SKU: LGBWK53GREEN | Boardwalk Natural Green Multi Fold Paper Towels | Boardwalk's absorbent towels are made of recycled materials with a soft, embossed design. They are uniquely designed with a multi-fold application. The paper towel 's are Compliance Green Seal certified and UL Ecologo certified. | natural-green-multi-fold-paper-towels-fcd.jpg
SKU: CLITR-20W | Clinton Industries Medium Round White Waste Receptacle | All steel outer shell and lid, White enamel finish. Step-on foot pedal operated lid. One-piece, plastic base keeps metal from contact with floor surface. | medium-round-white-waste-receptacle-082.jpg
SKU: CLITR-32W | Clinton Industries Large Round White Waste Receptacle | 32 QT white-round waste can | large-round-white-waste-receptacle-814.jpg
SKU: DMI523-1742-1900 | Briggs Healthcare DMI No-Skid Shower Mat | Dmi no-skid shower mat | dmi-no-skid-shower-mat-27d.jpg
SKU: CLITP-24W | Clinton Industries 24 Quart Premium White Waste Receptacle | 24 QT-white-premium waste can | 24-quart-premium-white-waste-receptacle-79a.jpg
SKU: DETC-16 | Detecto Stainless Steel Step-On Cans 16 Qt | Perfect for hospitals, doctors' offices, patients' rooms, and laboratory settings, Detecto Step-On Can Waste Receptacles have unitized construction and are built for durability. The C Series comes in a variety of five different sizes and capacities. The cans are flame retardant, have a self-closing lid for sanitation, heavy gauge stainless steel for easy cleaning, and full width hinges for long-term use. Detecto also includes free bio-hazard and infectious waste adhesive labels to meet OSHA labelling requirements. | -stainless-steel-step-on-cans-16-qt-92b.jpg
SKU: DETC-24 | Detecto Stainless Steel Step-On Cans | Perfect for hospitals, doctors' offices, patients' rooms, and laboratory settings, Detecto Step-On Can Waste Receptacles have unitized construction and are built for durability. The C Series comes in a variety of five different sizes and capacities. The cans are flame retardant, have a self-closing lid for sanitation, heavy gauge stainless steel for easy cleaning, and full width hinges for long-term use. Detecto also includes free bio-hazard and infectious waste adhesive labels to meet OSHA labelling requirements. | stainless-steel-step-on-cans-61f.jpg
SKU: DETC-48 | Detecto Stainless Steel Step-On Cans 48 quart 12 gallon | Perfect for hospitals, doctors' offices, patients' rooms, and laboratory settings, Detecto Step-On Can Waste Receptacles have unitized construction and are built for durability. The C Series comes in a variety of five different sizes and capacities. The cans are flame retardant, have a self-closing lid for sanitation, heavy gauge stainless steel for easy cleaning, and full width hinges for long-term use. Detecto also includes free bio-hazard and infectious waste adhesive labels to meet OSHA labelling requirements. | stainless-steel-step-on-cans-48-quart-12-gallon-976.jpg
SKU: DETC-24 | Detecto Stainless Steel Step-On Cans | Perfect for hospitals, doctors' offices, patients' rooms, and laboratory settings, Detecto Step-On Can Waste Receptacles have unitized construction and are built for durability. The C Series comes in a variety of five different sizes and capacities. The cans are flame retardant, have a self-closing lid for sanitation, heavy gauge stainless steel for easy cleaning, and full width hinges for long-term use. Detecto also includes free bio-hazard and infectious waste adhesive labels to meet OSHA labelling requirements. | stainless-steel-step-on-cans-61f.jpg
SKU: DETP-16 | Detecto Step-On Can 16 Qt, White | Named for their rugged toughness, Step-On Cans are perfect for hospitals, doctorsâ€™ offices, patientsâ€™ rooms, and laboratory settings. Equipped with a heavy-duty foot pedal and linkage and a bag securing mechanism. They come in a variety of five different sizes and capacities and two different materials: stainless steel, or a baked epoxy finish (available in red or white). The cans are flame retardant, have a self-closing lid for sanitation, and feature American-made unitized construction. Free bio-hazard and infectious waste adhesive labels included. | step-on-can-16-qt-white-fbf.jpg
SKU: DETP-24 | Detecto White Baked Epoxy Steel Step-On Cans | Perfect for hospitals, doctors' offices, patients' rooms, and laboratory settings, Detecto Step-On Can Waste Receptacles have unitized construction and are built for durability. The P Series comes in a variety of five different sizes and capacities listed below. The cans are flame retardant, have a self-closing lid for sanitation, epoxy polyester finish for easy cleaning, and full width hinges for long-term use. Detecto also includes free bio-hazard and infectious waste adhesive labels to meet OSHA labelling requirements. | white-baked-epoxy-steel-step-on-cans-bde.jpg
SKU: DETP-24 | Detecto White Baked Epoxy Steel Step-On Cans | Perfect for hospitals, doctors' offices, patients' rooms, and laboratory settings, Detecto Step-On Can Waste Receptacles have unitized construction and are built for durability. The P Series comes in a variety of five different sizes and capacities listed below. The cans are flame retardant, have a self-closing lid for sanitation, epoxy polyester finish for easy cleaning, and full width hinges for long-term use. Detecto also includes free bio-hazard and infectious waste adhesive labels to meet OSHA labelling requirements. | white-baked-epoxy-steel-step-on-cans-bde.jpg
SKU: DETP-24 | Detecto White Baked Epoxy Steel Step-On Cans | Perfect for hospitals, doctors' offices, patients' rooms, and laboratory settings, Detecto Step-On Can Waste Receptacles have unitized construction and are built for durability. The P Series comes in a variety of five different sizes and capacities listed below. The cans are flame retardant, have a self-closing lid for sanitation, epoxy polyester finish for easy cleaning, and full width hinges for long-term use. Detecto also includes free bio-hazard and infectious waste adhesive labels to meet OSHA labelling requirements. | white-baked-epoxy-steel-step-on-cans-bde.jpg
SKU: DETP-100 | Detecto White Baked Epoxy Steel Step-On Can 100 Qt | Perfect for hospitals, doctors' offices, patients' rooms, and laboratory settings, Detecto Step-On Can Waste Receptacles have unitized construction and are built for durability. The P Series comes in a variety of five different sizes and capacities listed below. The cans are flame retardant, have a self-closing lid for sanitation, epoxy polyester finish for easy cleaning, and full width hinges for long-term use. Detecto also includes free bio-hazard and infectious waste adhesive labels to meet OSHA labelling requirements. | white-baked-epoxy-steel-step-on-can-100-qt-8a9.jpg
SKU: DETP-16R | Detecto Red Baked Epoxy Steel Step-On Cans | Perfect for hospitals, doctors' offices, patients' rooms, and laboratory settings, Detecto Step-On Can Waste Receptacles have unitized construction and are built for durability. The PR Series comes in a variety of five different sizes and capacities. The cans are flame retardant, have a self-closing lid for sanitation, epoxy polyester finish for easy cleaning, and full width hinges for long-term use. The cans are painted red making them ideal for containment of biohazard or infectious waste materials. Detecto also includes free bio-hazard and infectious waste adhesive labels to meet OSHA labelling requirements. | red-baked-epoxy-steel-step-on-cans-485.jpg
SKU: DETP-32R | Detecto Baked Epoxy Steel Step-On Can 32 QT Red | Perfect for hospitals, doctors' offices, patients' rooms, and laboratory settings, Detecto Step-On Can Waste Receptacles have unitized construction and are built for durability. The PR Series comes in a variety of five different sizes and capacities. The cans are flame retardant, have a self-closing lid for sanitation, epoxy polyester finish for easy cleaning, and full width hinges for long-term use. The cans are painted red making them ideal for containment of biohazard or infectious waste materials. Detecto also includes free bio-hazard and infectious waste adhesive labels to meet OSHA labelling requirements. | baked-epoxy-steel-step-on-can-32-qt-red-082.jpg
SKU: DETP-16R | Detecto Red Baked Epoxy Steel Step-On Cans | Perfect for hospitals, doctors' offices, patients' rooms, and laboratory settings, Detecto Step-On Can Waste Receptacles have unitized construction and are built for durability. The PR Series comes in a variety of five different sizes and capacities. The cans are flame retardant, have a self-closing lid for sanitation, epoxy polyester finish for easy cleaning, and full width hinges for long-term use. The cans are painted red making them ideal for containment of biohazard or infectious waste materials. Detecto also includes free bio-hazard and infectious waste adhesive labels to meet OSHA labelling requirements. | red-baked-epoxy-steel-step-on-cans-485.jpg
SKU: DETP-16R | Detecto Red Baked Epoxy Steel Step-On Cans | Perfect for hospitals, doctors' offices, patients' rooms, and laboratory settings, Detecto Step-On Can Waste Receptacles have unitized construction and are built for durability. The PR Series comes in a variety of five different sizes and capacities. The cans are flame retardant, have a self-closing lid for sanitation, epoxy polyester finish for easy cleaning, and full width hinges for long-term use. The cans are painted red making them ideal for containment of biohazard or infectious waste materials. Detecto also includes free bio-hazard and infectious waste adhesive labels to meet OSHA labelling requirements. | red-baked-epoxy-steel-step-on-cans-485.jpg
SKU: DETP-24R | Detecto Baked Epoxy Steel Step On Cans Red | Perfect for hospitals, doctors' offices, patients' rooms, and laboratory settings, Detecto Step-On Can Waste Receptacles have unitized construction and are built for durability. The PR Series comes in a variety of five different sizes and capacities. The cans are flame retardant, have a self-closing lid for sanitation, epoxy polyester finish for easy cleaning, and full width hinges for long-term use. The cans are painted red making them ideal for containment of biohazard or infectious waste materials. Detecto also includes free bio-hazard and infectious waste adhesive labels to meet OSHA labelling requirements. | baked-epoxy-steel-step-on-cans-red-459.jpg
SKU: BMCIBG001-0111 | Bowman Bag Dispenser - Single | Bag Dispenser - SingleHolds a single roll of bags (up to 9" long). | bag-dispenser-single-3b3.jpeg
SKU: BMCIBG001-0111 | Bowman Bag Dispenser - Single | Bag Dispenser - SingleHolds a single roll of bags (up to 9" long). | bag-dispenser-single-3b3.jpeg
SKU: BMCIBG002-0111 | Bowman Bag Dispenser - Double | Bag Dispenser - DoubleHolds two rolls of bags (up to 9" long). | bag-dispenser-double-0b5.png
SKU: BMCIBG002-0111 | Bowman Bag Dispenser - Double | Bag Dispenser - DoubleHolds two rolls of bags (up to 9" long). | bag-dispenser-double-0b5.png
SKU: BMCIMW-001 | Bowman Biohazard Bag Holder | Biohazard Bag HolderHolds a one gallon biohazard bag. | biohazard-bag-holder-6fb.png
SKU: BMCIMW-001 | Bowman Biohazard Bag Holder | Biohazard Bag HolderHolds a one gallon biohazard bag. | biohazard-bag-holder-6fb.png
SKU: BMCIMW-001 | Bowman Biohazard Bag Holder | Biohazard Bag HolderHolds a one gallon biohazard bag. | biohazard-bag-holder-6fb.png
SKU: BMCINC001-0512 | Bowman Bedpan Urinal Dispenser | Bedpan/Urinal DispenserHolds standard size bedpans, urinals, and specimen collection containers. | bedpan-urinal-dispenser-9aa.png
SKU: BMCIQB-001 | Bowman Cup Dispenser | Cup DispenserHolds disposable cups (no larger than 6 oz)Cups dispense from the bottom of the unit. | cup-dispenser-75c.png
SKU: BMCITB-002 | Bowman Towel Dispenser | Towel DispenserHolds packages of quarter-fold towels. | towel-dispenser-b3d.png
SKU: BMCITB-002 | Bowman Towel Dispenser | Towel DispenserHolds packages of quarter-fold towels. | towel-dispenser-b3d.png
SKU: GPC44500 | Welch Allyn Centerpull Wiper Airlaid Light Medium Duty White 200 ct Per Roll 9" x 13Â¼" | This Brawny Industrial light weight general purpose wiper is made from airlaid bonded cellulose to deliver an exceptional cloth replacement with high capacity for tackling oil-based and grease clean-up tasks. This wiper material is a better wet wiper than DRC substrates and equal to DRC in wiping oil and grease. Soft airlaid paper with good bulk also makes this a popular choice for machine maintenance wiping tasks. These wipers come in a centerpull roll for quick and easy access. | centerpull-wiper-airlaid-light-medium-duty-white-200-ct-per-roll-9quot-x-13frac14quot-a24.jpg
SKU: RDPSGM26A | Rd Plastics Kick Bucket, 12" x 8" x 25 1/2", White/ Blue Print - Ind Cut, 500/cs | Feature Products are used throughout health care systems and are available with custom printing and sizes to meet individual needs.Size 12 X 8 X 25.5 - 500 | kick-bucket-12-x-8-x-25-1-2-white-blue-print-ind-cut-500-cs-cc3.JPG
SKU: GPC28124 | Georgia Pacific SofPull Premium Regular Capacity Centerpull Paper Towels 1-Ply | SofPull centerpull paper towels provide a hygienic, cost-effective alternative to full-size towel dispensers. Each sheet dispenses fully open and ready to use, delivering the right amount of toweling to handle hand drying or any size clean-up need quickly and easily. These towels are made to deliver absorbency and softness. Try them for hand-drying in the washroom or medium-duty kitchen tasks. SofPull towels are an excellent choice for foodservice, food processing, maintenance, general manufacturing and healthcare facilities. | sofpull-premium-regular-capacity-centerpull-paper-towels-1-ply-857.jpg
SKU: GPC20389 | Georgia Pacific Preference Multifold Paper Towels 9.2" x 9.4'' | Preference brand multifold towels are designed to fit into a wide range of dispensers. Ideal for facilities such as government and public facilities, office buildings, lodging and restaurants, Preference multifold towels deliver reliable performance at a low cost per use...time after time. Your guest, tenants, patients and customers will notice the quality and you'll appreciate the noticeable cost savings. | preference-multifold-paper-towels-92-x-94--ff9.jpg
SKU: GPC21000 | Georgia Pacific Signature Premium Multifold Paper Towels, 2-Ply, 9.2" x 9.4'', White | Signature towels let you pamper your guests, tenants and customers with the ultimate in luxury. These multifold towels feature our patented honeycomb emboss that adds a touch of elegance to any washroom, while two thick and thirsty plies offer super absorbency with every hand dry. (Folded width: 3 1/4") (Not Available in Canada) | signature-premium-multifold-paper-towels-2-ply-92-x-94-white-bee.jpg
SKU: GPC28706 | Georgia Pacific Envision Hardwound Roll Towel, White, 7.87" x 350' | Designed to fit into a wide range of everyday universal roll towel dispensers, Envision economy white hardwound roll towels help you keep costs under control. Low per-unit costs makes these towels an affordable choice for areas such as washrooms in government and public facilities, office buildings, foodservice facilities, and lodging. These hardwound roll towels let you offer your customers reliable performance at a low cost. | envision-hardwound-roll-towel-white-787-x-350-227.jpg
SKU: GPC52109 | Georgia Pacific Towel Dispenser Splash Blue High Capacity Centerpull | Touchless dispensing minimizes the risk of cross contamination. | towel-dispenser-splash-blue-high-capacity-centerpull-410.jpg
SKU: GPC28125 | Georgia Pacific SofPull Premium Junior Capacity Centerpull Towels, 1-Ply, White, 7.8" x 12'' | SofPull junior-sized centerpull towels provide a good alternative to regular kitchen roll towels. Each sheet dispenses fully open and ready to use, delivering the right amount of toweling to handle hand drying or any size clean-up quickly and easily. These premium towels are designed to deliver absorbency and softness. Try them for hand-drying in the washroom or medium-duty kitchen tasks. Perfect for any facility where saving space is critical. | sofpull-premium-junior-capacity-centerpull-towels-1-ply-white-78-x-12-bc6.jpg
SKU: GPC48580 | Georgia Pacific Angel Soft ps Premium Facial Tissue, Flat Box, White, 7.65" x 8.85'' | Now you can roll out the white carpet for your customers by offering the luxury of at-home softness and appearance and the assurance of a nationally known quality brand! Angel Soft ps is the brand of premium facial tissue that delivers the appearance and softness for today's discerning business customers and employees. Whether you manage a hospitality property, restaurant or an upscale office building, you want to make a positive impression on your guests, patrons or tenants - every time. One of the most simple and fool proof ways to impress people at minimal cost is to offer your customers quality, familiar brands to use in your facilities. | angel-soft-ps-premium-facial-tissue-flat-box-white-765-x-885-8b3.jpg
SKU: GPC47410 | Georgia Pacific Envision Facial Tissue Flat Box 8" x 8.33'' White | Our economical, white, 2-ply facial tissue with 100 tissue sheets per box offers an affordable solution for all areas. | envision-facial-tissue-flat-box-8-x-833-white-8d4.jpg
SKU: GPC59209 | Georgia Pacific Vista Translucent Smoke Jumbo Jr Twin Bathroom Tissue Dispenser | High-Impact plastic construction is durable, washable, and stands up to most cleaning agents, ensuring years of cost-saving performance. High-Capacity - holds two roll up to 9" in diameter (the equivalent of 11.5 rolls of standard 2-ply tissue) for continuous service. Stub-roll feature reduces waste by restricting access to the second roll before the main roll is used up. | vista-translucent-smoke-jumbo-jr-twin-bathroom-tissue-dispenser-226.jpg
SKU: GPC20886 | Georgia Pacific BigFold Junior Value C-Fold Replacement Paper Towels, White, 9.25" x 11'' | BigFold Junior value-sized towels fit into existing C-Fold and multifold dispensers (with no adapter required) to provide a low-cost C-Fold substitute. This towel's unique fold allows for reliable, touchless dispensing of one fully-opened, absorbent towel, which reduces the number of towels used as well as the risk of cross-contamination. BigFold Jr. outperforms C-Fold towels by reducing waste and decreasing costs for an economical solution you can count on. | bigfold-junior-value-c-fold-replacement-paper-towels-white-925-x-11-335.jpg
SKU: GPC20887 | Georgia Pacific BigFold Z Premium C-Fold Replacement Paper Towels, 10.2" x 10.8'', White | BigFold Z premium towels with decorative emboss that shouts quality, hand-performance, and hand comfort fit into existing C-Fold and multifold dispensers (with no adapter required) to provide a premium, cost-saving C-Fold substitute. This towel's unique fold allows for reliable, touchless dispensing of one fully-opened, absorbent towel, which reduces the number of towels used as well as the risk of cross-contamination. BigFold Z outperforms C-Fold towels by reducing waste and decreasing costs for an economical solution you can count on. | bigfold-z-premium-c-fold-replacement-paper-towels-102-x-108-white-faf.jpg
SKU: GPC20603 | Georgia Pacific Acclaim C-Fold Paper Towels 10.1" x 13.2' White | Designed to fit into a wide range of appropriate dispensers, Acclaim economy C-Fold towels help you keep costs under control. And low per-unit costs makes these towels the affordable choice for areas such as washrooms in government and public facilities, office buildings, foodservice facilities, and lodging. Acclaim C-Fold towels let you offer your customers reliable performance at a low cost. (Folded width: 3.6") | acclaim-c-fold-paper-towels-101-x-132-white-c3b.jpg
SKU: GPC21924 | Georgia Pacific Envision C-Fold Paper Towels Brown | Designed for environmentally concerned customers and to fit into a wide range of C-Fold dispensers, EnvisionÂ® economical C-Fold towels help you keep costs under control. And low per-unit costs makes these towels the affordable choice for areas such as washrooms in government and public facilities, office buildings, foodservice facilities and lodging. Envision C-Fold towels let you offer your customers quality and reliable performance at a low cost. (Folded width: 3.6") | envision-c-fold-paper-towels-brown-6a1.jpg
SKU: GPC23000 | Georgia Pacific Signature Premium C Fold Paper Towel 2-Ply 10.1" x 13.2'' White | Signature 2-Ply C-Fold paper disposable towels let you pamper your guests, tenants and customers with the ultimate in luxury. These premium C-Fold towels feature our patented honeycomb emboss that adds a touch of elegance to any washroom, while two thick and thirsty plies offer super absorbency with every hand dry. Your customers will know you have their comfort in mind. | signature-premium-c-fold-paper-towel-2-ply-101-x-132-white-4e2.jpg
SKU: GPC23304 | Georgia Pacific Envision Multifold Paper Towels, Brown, 9.2" x 9.4'' | These economical multifold towels help you keep costs under control. Low per-unit costs makes these towels an affordable choice for areas such as washrooms in government and public facilities, office buildings, foodservice facilities, and lodging. EPA compliant for minimum post consumer waste recycled fiber content, Envision multifold towels let you offer your customers reliable performance at a low cost. | envision-multifold-paper-towels-brown-92-x-94-782.jpg
SKU: GPC27385 | Georgia Pacific Preference Perforated Roll Towel, 11" x 8.8'', White | Designed for lasting strength and exceptional absorbency, Preference 2-ply perforated roll towels are ideal for cleaning and wiping in foodservice, healthcare, laboratory and clinic settings. Join the number of facilities that are moving up to better grade quality versus economy towels to enhance the ease and efficiency of clean-up tasks. Each 2-ply roll contains 85 towels and comes in a 30-roll case. | preference-perforated-roll-towel-11-x-88-white-af9.jpg
SKU: GPC54338 | Georgia Pacific Vista Black Hygienic Push Paddle Roll Paper Towel Dispenser | Put the simple, clean performance of the push paddle towel dispenser to work for you. This high-capacity dispenser, which holds an 8" diameter roll, will cut down on labor costs and help maintain user satisfaction. The contemporary design fits perfectly in a variety of market segments including manufacturing, schools, and high-traffic areas. This dispenser meets ADA guidelines when properly installed, giving you peace of mind while enjoying reliable, consistent performance from this dispenser. | vista-black-hygienic-push-paddle-roll-paper-towel-dispenser-99e.jpg
SKU: GPC48242 | Georgia Pacific Gel Freshener Pacific Marine, 60-Day, Blue, 12 pk/cs | Sometimes it's the little things that get noticed most! Pacific Garden air freshener gel in marine fragrance and dispenser is a good example. This proprietary technology creates a high fragrance level that lasts for 60 days and is sure to be appreciated. | gel-freshener-pacific-marine-60-day-blue-12-pk-cs-1dd.jpg
SKU: CRTLPW1505 | Certol Infectious Waste Collection Bag 12 Gal 17" x 7" x 30" | Bright red waste bags constructed of heavy-duty polyethylene with the universally recognized biohazard symbol. | infectious-waste-collection-bag-12-gal-17-x-7-x-30-d31.jpg
SKU: NWWIZIP152 | New World Imports Reclosable Clear Bags 1.5" x 2" | Reclosable Clear Bags 1.5" x 2" | reclosable-clear-bags-15-x-2-051.jpg
SKU: DRCMN175BPK | Duracell Alkaline Battery Size 7.5V UPC# 44487 | Duracell is the trusted name in batteries for long lasting power. The Duracell MN175 is a long lasting photo battery for cameras, pagers, medical equipment, garage door openers, invisible fence collars, powered microphones, instruments, and other electronic devices. The battery comes carded in retail packaging. | alkaline-battery-size-75v-upc-44487-f80.jpg
SKU: DRCDA10B8W | Duracell Hearing Aid Battery Zinc Air Size 10 | DURACELL 1.4V Zinc Air hearing aid batteries with EasyTabs are so simple to handle. Longer tabs make it easy to remove batteries from packaging, easy to hold and easy to insert into hearing aid. Convenient package makes it simple to carry, open, and protect your batteries. | hearing-aid-battery-zinc-air-size-10-737.jpg
SKU: DRCD301/386PK | Duracell Battery Silver Oxide Size 301/386 1.5V UPC# 39887 | Designed specifically for medical and electronic equipment. They provide optimum performance in applications such as glucose meters, pagers, penlights and TV remote controls.Duracell makes dozens of specialty batteries for security and medical devices as well as digital cameras, watches, and electronics that may require smaller batteries or button batteries. Itâ€™s reliable, efficient power in different shapes and sizes. Duracell with Duralock Power Preserveâ„¢ Technology means your specialty batteries now come with up to a 10-year guarantee in storage*.Â Safety Information:Consumers are strongly cautioned to keep coin cell batteries away from and out of the reach of children. If swallowed, coin cell batteries such as the coin shaped lithium batteries (i.e. 1616, 2016, 2025, 2032 etc.) can become lodged in the esophagus where they can cause chemical burns in as little as two hours. Serious permanent injury or even death can result. Batteries should be kept in original packaging until ready for use and promptly disposed of when used and removed from the device. Consumers are further advised to monitor children's use of devices with such batteries and check the security of the battery compartment. Seek immediate medical attention if a battery has been swallowed; for information on treatment call (202)625-3333.Â Â | battery-silver-oxide-size-301-386-15v-upc-39887-844.jpg
SKU: DRCPX76A675PK | Duracell Battery, Alkaline, Size 76A, 1.5V, (UPC# 44887) | Designed specifically for medical and electronic equipment. They provide optimum performance in applications such as glucose meters, pagers, penlights and TV remote controls. | battery-alkaline-size-76a-15v-upc-44887-b16.jpg
SKU: DRCDA146G | Duracell Battery, Zinc Air, 1/pk, 6/pk (UPC# 34648) *TEMPORARILY UNAVAILABLE* | Feature Battery, Zinc Air, 1/pk, 6/pk (UPC# 34648) | battery-zinc-air-1-pk-6-pk-upc-34648-temporarily-unavailable-bae.jpg
SKU: DRCDA312B16 | Duracell Battery Zinc Air Size 312 | Battery Zinc Air Size 312. | battery-zinc-air-size-312--0c6.jpg
SKU: DRCDA312B8W | Duracell Battery, Zinc Air, Size 312, 8/pk, 6/bx (UPC# 74387) | Feature Battery, Zinc Air, Size 312, 8/pk, 6 pk/cs (UPC# 74387) | battery-zinc-air-size-312-8-pk-6-bx-upc-74387-fee.jpg
SKU: DRCD384/392PK | Duracell Battery Silver Oxide Size 384/392 1.5V | Designed specifically for medical and electronic equipment. | battery-silver-oxide-size-384-392-15v-ecd.jpg
SKU: MAI8-912 | Medical Action Industries Autoclavable Biohazardous Waste Bags | Autoclavable Biohazardous Waste Bags - HDPE Film w/ Indicator, Flat Pack, Twist Ties | autoclavable-biohazardous-waste-bags--a37.jpg
SKU: DRCMN1500BKD | Duracell Alkaline Battery, Size AA, 144 Batteries | Designed to provide long lasting, reliable power for the devices that you use most. | alkaline-battery-size-aa-144-batteries-5c3.jpg
SKU: DRCMN2400BKD | Duracell Alkaline Battery, Size AAA, 144 Batteries | Designed to provide long lasting, reliable power for the devices that you use most. | alkaline-battery-size-aaa-144-batteries-a47.jpg
SKU: DRCMN1300 | Duracell Duracell Alkaline battery , Size D, 72 Batteries | Designed to provide long lasting, reliable power for the devices that you use most. | duracell-alkaline-battery-size-d-72-batteries-77a.jpg
SKU: ECGP47993-100 | Encompass Group Easy Grip Telescopic Handle and Easy Grip Ergo Handle | Designed for efficiency and comfort the telescopic and ergonomic adjustable handles are lightweight and adjustable to â€œfit you.â€ Developed for the rigors of the commercial markets, these handles will provide a lifetime of service. | easy-grip-telescopic-handle-and-easy-grip-ergo-handle-7a0.jpg
SKU: GPC29812 | Georgia Pacific AccuWipe Premium Delicate Task Wipers White | AccuWipeÂ® 1-ply premium delicate task wipers deliver low-lint, low-contaminant performance across a variety of industries and diverse applications. These convenient, palm-sized, "lens", single-ply wipers offer superior conformity, making them ideal for the most delicate tasks. Anti-static poly-shield minimizes Electro Static Discharge to help to protect against damage to sensitive electronic parts. Soft, non-abrasive, pure fiber paper offers greater absorbency and streak-free cleaning for compatibility with many hard polycarbonates and glass surfaces. For added convenience, these wipers can be dispense directly from their protective dispenser box or used in our lens cleaning station dispensers. | accuwipe-premium-delicate-task-wipers-white-7a7.jpg
SKU: KCC09618 | Kimberly-Clark Electronic Touchless Dispenser Smoke Grey For 07007 | Electronic touchless toilet Tissues dispenser. Combines advanced electronics with benefits of coreless bathroom tissues. Enhances hygiene; eliminates need to touch dispenser. | electronic-touchless-dispenser-smoke-grey-for-07007-3af.jpg
SKU: KCC13567 | Kimberly-Clark Slimroll Touchless HRT Dispenser Brushed Metallic | The SCOTT SLIMROLL Towel System is a true breakthrough in touchless hard roll technology, proving that good things do come in small, high performance packages! Dries in less space, the dispenser is nearly 50% smaller than standard SANITOUCH* dispensers, but includes the same dependable dispenser module. Automatic transfer stub roll feature and emergency feed knob reduces waste and complaints. | slimroll-touchless-hrt-dispenser-brushed-metallic-ffc.jpg
SKU: KCC13253 | Kimberly-Clark Kleenex Scottfold Towels | KLEENEXÂ® SCOTTFOLD* Towels are made to eliminate dispensing problems--and guaranteed! Designed to dispense one-at-a-time, every time. SCOTTFOLD* Towels can virtually eliminate tear-out and messy towel litter. Now with Zip-Half Pack cases. Meets EPA standards with a minimum of 40% post consumer waste. | kleenex-scottfold-towels-f4c.jpg
SKU: KCC12456 | Kimberly-Clark Cottonelle Ultra Soft Bath Tissue White | A premium bath tissue with unmatched, cushiony softness. Tissue Type: Toilet Number of Plies: 1 Number of Sheets: 165 per roll Length: 4". | cottonelle-ultra-soft-bath-tissue-white-4c6.jpg
SKU: KCC21195 | Kimberly-Clark Kleenex Jr. Facial Tissue 2 Ply White 65 Per Box | Delivers premium quality, with outstanding value, in a smaller box. | kleenex-jr-facial-tissue-2-ply-white-65-per-box-850.jpg
SKU: LKS51503 | Lakeside Canvas Bag | LAKESIDE HOUSEKEEPING ACCESSORIES # 51503 - White Canvas Bag | canvas-bag-33d.jpg
SKU: LKS53511 | Lakeside Replacement Bag, Blue Staph-Chek | Replacement Bag, Blue Staph-Chek. | replacement-bag-blue-staph-chek-a86.jpg
SKU: LKS53513 | Lakeside Vinyl Bag | LAKESIDE HOUSEKEEPING ACCESSORIES # 53513 - Blue Vinyl Bag | vinyl-bag-881.jpg
SKU: LKS53510 | Lakeside Nylon Bag | LAKESIDE HOUSEKEEPING ACCESSORIES # 53510 - Blue Nylon Bag w/ zipper | nylon-bag-370.jpg
SKU: LKS53512 | Lakeside Anti-Bacterial Bag, Zipper | Blue Anti-bacterial Bag zipper | anti-bacterial-bag-zipper-bc4.jpg
SKU: LKS53504 | Lakeside Stainless Steel Bag Lid | LAKESIDE HOUSEKEEPING ACCESSORIES # 53504 - Stainless Steel Bag Lid | stainless-steel-bag-lid-98d.jpg
SKU: LKS53517 | Lakeside Bag Liner Clips | Bag Liner Clips, 12/set | bag-liner-clips-ad3.jpg
SKU: LKS53507 | Lakeside Sign Hanger Bracket | LAKESIDE HOUSEKEEPING ACCESSORIES # 53507 - Sign Hanger Bracket | sign-hanger-bracket-67f.jpg
SKU: LKS50515 | Lakeside Mop Wringer | LAKESIDE HOUSEKEEPING ACCESSORIES # 50515 - Gear Down 8-16qt Mop Wringer | mop-wringer-684.jpg
SKU: LKS50515 | Lakeside Mop Wringer | LAKESIDE HOUSEKEEPING ACCESSORIES # 50515 - Gear Down 8-16qt Mop Wringer | mop-wringer-684.jpg
SKU: LKS50517 | Lakeside Squeeze Type Mop Wringer | LAKESIDE HOUSEKEEPING ACCESSORIES # 50517 - Squeeze Type Mop Wringer | squeeze-type-mop-wringer-5a8.jpg
SKU: LKS50510 | Lakeside Galvanized Oval Bucket | LAKESIDE HOUSEKEEPING ACCESSORIES # 50510 - Galvanized Oval Bucket | galvanized-oval-bucket-6ae.jpg
SKU: LKS50518 | Lakeside Caution Sign | LAKESIDE HOUSEKEEPING ACCESSORIES # 50518 - Caution Sign | caution-sign-927.jpg
SKU: BEMQDQF3000 | Bemis Quick-Drain For Quick-Fitâ„¢ Liners | Drains contents of Bemis suction canisters directly into sanitary sewer system. Reduces red bag waste eliminates solidifiers. Low maintenance. No electricity. Connects to existing plumbing. | quick-drain-for-quick-fittrade-liners-904.jpg
SKU: BRW34000 | Brewer Plastic Bag Holder | Holder easily attaches with two screws to 18" round or tilt-top hamper. Vinyl-coated split rings provide tight grip. Bags are easily removed for disposal. | plastic-bag-holder-cca.jpg
SKU: GPC20204 | Georgia Pacific Acclaim Multifold Paper Towels, 9.2" x 9.4'', White | Designed to fit into a wide range of multifold dispensers, our popular economy white multifold towels help you keep costs under control. Low per-unit costs makes these towels an affordable choice for areas such as washrooms in government and public facilities, office buildings, foodservice facilities and lodging. Acclaim multifold towels let you offer your customers quality and reliable performance at a low cost. (Folded width: 3 1/4") | acclaim-multifold-paper-towels-92-x-94-white-bf7.jpg
SKU: GPC20241 | Georgia Pacific Preference C-Fold Paper Towels, 10.1" x 13.2'', White | Featuring absorbency and thickness, Preference C-Fold towels offer the quality you expect to find in better office buildings, restaurants, lodging, healthcare facilities and resorts. Join the number of facilities that are offering our C-Fold towels to their tenants and guests for better hand-drying performance. (Folded width: 3.6") | preference-c-fold-paper-towels-101-x-132-white-3ff.jpg
SKU: GPC48100 | Georgia Pacific Preference Facial Tissue, Flat Box, White, 7.65" x 8.85'' | This soft, absorbent, value-oriented white 2-ply facial tissue offers a cost-effective solution for high-traffic facilities. Color contrast sheets let you know when it's time to change the box. Your guests, tenants, patients, customers and employees will notice the softness...and the quality. | preference-facial-tissue-flat-box-white-765-x-885-dbd.jpg
SKU: GPC58201 | Georgia Pacific SofPull High Capacity Centerpull Towel Dispenser | Our attractive and innovative SofPullÂ® centerpull hygienic towel system is a smart choice for high-traffic facilities that demand greater capacity and exceptional value without sacrificing style. This easy-to-load, self-threading dispenser holds up to 560 centerpull towels to extend service intervals for enhanced satisfaction. One-at-a time touchless dispensing reduces waste and minimizes the risk of cross-contamination. Our sophisticated Smoke color makes this dispenser the perfect choice for office buildings, high-end retail businesses, or healthcare facilities. | sofpull-high-capacity-centerpull-towel-dispenser-3f5.jpg
SKU: GPC29856 | Georgia Pacific AccuWipe Premium Technical Cleaning Wipers, 1-Ply, White, 15" x 16.7'' | AccuWipe 1-ply light duty technical cleaning wipers deliver low-lint, low-contaminant performance across a variety of industries and diverse applications. These larger, single-ply wipers offer superior conformity, making them ideal for the most delicate of tasks. Anti-static poly-shield minimizes Electro Static Discharge to help to protect against damage to sensitive electronic parts. Soft, non-abrasive, pure fiber paper offers greater absorbency and streak-free cleaning for compatibility with many hard polycarbonates and glass surfaces. For added convenience, these wipers can be dispense directly from their protective box or used in a lens cleaning station dispenser. | accuwipe-premium-technical-cleaning-wipers-1-ply-white-15-x-167-9f3.jpg
SKU: GPC20070/03 | Georgia Pacific Brawny Industrial Medium weight All Purpose DRC Wipers, White, 9.20" x 16.3'' | The Brawny IndustrialÂ® Medium weight all purpose double recreped (DRC) Wiper is engineered to offer excellent bulk, softness and absorption capacity. DRC is the material of choice and ideal for use to clean up both water-based and oil-based products while being versatile enough to be used for personal use. These cost-effective wipers come in a convenient, portable pop up dispenser box for added protection and quick and easy one-at-a-time dispensing. | brawny-industrial-medium-weight-all-purpose-drc-wipers-white-920-x-163-23d.jpg
SKU: KCC09216 | Kimberly-Clark ScottFold Compact Towel Dispenser | Sleek, durable, stainless steel SCOTTFOLD* Towel Dispenser. | scottfold-compact-towel-dispenser-226.jpg
SKU: KCC10441 | Kimberly-Clark Professional Slimroll Towel Dispenser | The ScottÂ® Slimrollâ„¢ Towel System is a true breakthrough in touchless hard roll technology, proving that good things do come in small, high performance packages! It lets you use a roll towel dispenser in places you didn't think it was possible. Like right next to the sink. Or at a nurses' station where you've never been able to fit a roll towel dispenser before. | professional-slimroll-towel-dispenser-505.JPG
SKU: MAI2120 | Medical Action Industries Biohazard Bag 45" x 58" Clear | Polypropylene films with indicator. Flat pack. Twist ties. Autoclavable. | biohazard-bag-45-x-58-clear-7c4.jpg
SKU: MMPL9230 | Medical Action Industries Poly Bag 2mil | High performance poly bags are yellow for instant identification as chemotherapy waste containers. Additionally, both hamper and collection bags are labeled Ã¯Â¿Â½?Ã¯Â¿Â½Chemotherapy WasteÃ¯Â½. Optional cardboard inserts with bag attached give additional stability and increased ease of handling. Hamper bags measure 25Ã¯Â½Â½ x 34Â½Â½. | poly-bag-2mil-770.jpg
SKU: BDMI25950112 | Bunzl Distribution Citrus Air Freshener Blast 6.6 oz Can | This dry formula timed mist eliminates messy fall-out on counters and floors. VOC compliant in all 50 states. Eliminates smoke and other malodors with time interval spray. Proven traditional fragrances. 3000 sprays per can. | citrus-air-freshener-blast-66-oz-can-da6.jpeg
SKU: BDMI38385419 | Bunzl Distribution Pinesol Cleaner Lemon 144 oz | All-Purpose Cleaner â€“ Recommended for most surfaces. | pinesol-cleaner-lemon-144-oz-b4b.jpg
SKU: BDMI276015471 | Bunzl Distribution Graduated Plastic Spray Bottle Center Neck Translucent 32 oz | Graduated Plastic Spray Bottle, Center Neck, Translucent, 32 oz (932CG) | graduated-plastic-spray-bottle-center-neck-translucent-32-oz--34f.jpg
SKU: KCC06904 | Kimberly-Clark Slimfold Folded Towel Dispenser White | A compact 14 inches high and 2.75 inches deep, this innovative design dispenses a regular sized towel that folds five times instead of two for the same drying ability in a compact size. This dispenser accommodates up to 225 towels to help reduce maintenance. | slimfold-folded-towel-dispenser-white-4b5.jpeg
SKU: GPC26601 | Georgia Pacific Envision High Capacity Roll Towel | Designed to fit into a wide range of everyday dispensers, Envision high capacity white economy hardwound towels help you keep costs under control. Low per-unit costs makes these towels the affordable choice for areas such as washrooms in government and public facilities, office buildings, foodservice facilities and lodging. Envision hardwound roll towels let you offer your customers quality and reliable performance at a low cost. | envision-high-capacity-roll-towel-2d2.jpg
SKU: GPC26100 | Georgia Pacific Georgia-Pacific Preference Roll Towel | Preference high quality, high capacity 1000â€™ white hardwound towels let you offer your customers quality and reliable performance while keeping costs under control. Designed to fit into a wide range of universal hardwound roll towel dispensers, the high capacity 1000â€™ rolls with 25% more towel than 800â€™ rolls make these towels the preferred choice for high traffic washrooms in government and public facilities, office buildings, foodservice facilities, entertainment venues (stadiums, arenas, casinos) and lodging. | georgia-pacific-preference-roll-towel--ac9.jpg
SKU: DKLZIP23 | Dukal DawnMist Re-closable Bags, 2â€ x 3â€ | DawnMist Re-closable Bags, 2â€ x 3â€ | dawnmist-re-closable-bags-2-x-3-880.jpg
SKU: DKLZIP34 | Dukal DawnMist Re-closable Bags, 3â€ x 4â€ | DawnMist Re-closable Bags, 3â€ x 4â€ | dawnmist-re-closable-bags-3-x-4-6dc.jpg
SKU: DKLZIP35 | Dukal DawnMist Re-closable Bags, 3â€ x 5â€ | DawnMist Re-closable Bags, 3â€ x 5â€ | dawnmist-re-closable-bags-3-x-5-016.jpg
SKU: DKLZIP44 | Dukal DawnMist Re-closable Bags, 4â€ x 4â€ | DawnMist Re-closable Bags, 4â€ x 4â€ | dawnmist-re-closable-bags-4-x-4-d41.jpg
SKU: DKLZIP46 | Dukal DawnMist Re-closable Bags, 4â€ x 6â€ | DawnMist Re-closable Bags, 4â€ x 6â€ | dawnmist-re-closable-bags-4-x-6-d6d.jpg
SKU: DKLZIP48 | Dukal DawnMist Re-closable Bags, 4â€ x 8â€ | DawnMist Re-closable Bags, 4â€ x 8â€ | dawnmist-re-closable-bags-4-x-8-f36.jpg
SKU: DKLZIP57 | Dukal DawnMist Re-closable Bags, 5â€ x 7â€ | DawnMist Re-closable Bags, 5â€ x 7â€ | dawnmist-re-closable-bags-5-x-7-2b5.jpg
SKU: DKLZIP58 | Dukal DawnMist Re-closable Bags, 5â€ x 8â€ | DawnMist Re-closable Bags, 5â€ x 8â€ | dawnmist-re-closable-bags-5-x-8-ec8.jpg
SKU: DKLZIP610 | Dukal DawnMist Re-closable Bags, 6â€ x 10â€ | DawnMist Re-closable Bags, 6â€ x 10â€ | dawnmist-re-closable-bags-6-x-10-a1d.jpg
SKU: DKLZIP64 | Dukal DawnMist Re-closable Bags, 6â€ x 4â€ | DawnMist Re-closable Bags, 6â€ x 4â€ | dawnmist-re-closable-bags-6-x-4-37b.jpg
SKU: DKLZIP66 | Dukal DawnMist Re-closable Bags, 6â€ x 6â€ | DawnMist Re-closable Bags, 6â€ x 6â€ | dawnmist-re-closable-bags-6-x-6-8e5.jpg
SKU: DKLZIP68 | Dukal DawnMist Re-closable Bags, 6â€ x 8â€ | DawnMist Re-closable Bags, 6â€ x 8â€ | dawnmist-re-closable-bags-6-x-8-22e.jpg
SKU: DKLZIP69 | Dukal DawnMist Re-closable Bags, 6â€ x 9â€ | DawnMist Re-closable Bags, 6â€ x 9â€ | dawnmist-re-closable-bags-6-x-9-2f6.jpg
SKU: DKLZIP810 | Dukal DawnMist Re-closable Bags, 8â€ x 10â€ | DawnMist Re-closable Bags, 8â€ x 10â€ | dawnmist-re-closable-bags-8-x-10-d07.jpg
SKU: DKLZIP88 | Dukal DawnMist Re-closable Bags, 8â€ x 8â€ | DawnMist Re-closable Bags, 8â€ x 8â€ | dawnmist-re-closable-bags-8-x-8-d25.jpg
SKU: DKLZIP912 | Dukal DawnMist Re-closable Bags, 9â€ x 12â€ | DawnMist Re-closable Bags, 9â€ x 12â€ | dawnmist-re-closable-bags-9-x-12-415.jpg
SKU: DKLZIP96 | Dukal DawnMist Re-closable Bags, 9â€ x 6â€ | DawnMist Re-closable Bags, 9â€ x 6â€ | dawnmist-re-closable-bags-9-x-6-598.jpg
SKU: DKL10134M | Dukal Heavy Duty Clear Bags - 4 mil , 10â€ x 13â€ | Heavy Duty Clear Bags - 4 mil , 10â€ x 13â€ | heavy-duty-clear-bags-4-mil-10-x-13-1da.jpg
SKU: DKL12154M | Dukal Zip Bag Clear 4 mil 12" x 15" | Heavy Duty Clear Bags â€“ 4 mil , 12â€ x 15â€ | zip-bag-clear-4-mil-12quot-x-15quot-1c9.jpg
SKU: DKL13154M | Dukal Zip Bag Clear 4 mil 13" x 15" | Heavy Duty Clear Bags â€“ 4 mil, 13â€ x 15â€ | zip-bag-clear-4-mil-13quot-x-15quot-496.jpg
SKU: DKL13184M | Dukal Heavy Duty Clear Bags - 4 mil , 13â€ x 18â€ | Heavy Duty Clear Bags - 4 mil , 13â€ x 18â€ | heavy-duty-clear-bags-4-mil-13-x-18-55d.jpg
SKU: DKL464M | Dukal Heavy Duty Clear Bags - 4 mil ,4â€ x 6â€ | Heavy Duty Clear Bags - 4 mil ,4â€ x 6â€ | heavy-duty-clear-bags-4-mil-4-x-6-505.jpg
SKU: KKPKB200-01 | Koala Kare Horizontal Baby Changing Station, Gray | Constructed of polypropylene and a unibody steel chassis, this baby changing station supports 200 lbs with minimal deflection. The steel-on-steel hinge has greater resistance to wear and improved durability and the gas spring mechanism ensures smooth open and close of the unit. Its sleek design and color palette matches modern restroom design and dÃ©cor. The dual liner cavity with lock minimizes operator refills and discourages potential vandalism. The product includes child protection straps and bag hooks. ASTM and EN compliant. Meets ADA requirements when mounted properly. Bed surface exclusively contains MicrobanÂ® antimicrobial, reducing odor causing bacteria. Liner dispenser features two liner cavities. Each cavity holds 25 liners, for a combined total of 50 liners per unit. Constructed with 16% recycled materials; contributes to LEED certified building requirements. | horizontal-baby-changing-station-gray-170.jpg
SKU: GB558000 | Milwaukee Dustless Brush Speedy Sweep Battery Powered Cordless Sweeper | The Speedy Sweepâ„¢ is lightweight and powerful. It employs a nickel-metal hydride battery that runs up to 90 minutes on a single charge. The battery powered brush roller sweeps dirt and bulkier items into its dustpan, which is easily removed for emptying. The Speedy Sweepâ„¢ comes with battery, charger, pet brush & wall mount. | speedy-sweep-battery-powered-cordless-sweeper-6e2.jpg
SKU: EXCLSW-DSP-01SS | Ex-Cell Sanitizing Wipe Dispenser | Satin Stainless Steel unit compliments any environment with easy dispensing of wipes, Funnel top with 2" diameter opening lifts off lid to easily refill or replace wipes. Integrates a 5.5" diameter trash opening on side of unit for sanitary wipes and disposable waste. Custom colors and logos available. | sanitizing-wipe-dispenser-9dd.jpg
SKU: MIDRIT260 | Midmark Ritter 260 | The Ritter 260 Waste Receptacle features a special retaining ring to ensure that the bags stay in place for optimum convenience. | ritter-260-cbc.jpg
SKU: MIDRIT261 | Midmark Waste Receptacle with Bag Retaining Ring | With the Ritter 261, hands-free waste disposal is safe and effortless. | waste-receptacle-with-bag-retaining-ring-544.jpg
SKU: ENRGECR2450BP | Energizer Battery, Lithium, 3V Coin Cell, 6/bx | There's no need to recharge and every Lithium battery has a 15-year shelf life. That means Lithium is ready to provide longer-lasting power in an instant or a decade. Lithium packs all that power into batteries that are 33% lighter than ordinary AA and AAA alkaline batteries. Overpower the elements with the best batteries in extreme temperatures (from -40 | battery-lithium-3v-coin-cell-6-bx-d7d.jpg
SKU: ENRGEL123APBP | Energizer Battery, Lithium, Size 17 x 34.5, 6/pk, 4 pk/cs | There's no need to recharge and every Lithium battery has a 15-year shelf life. That means Lithium is ready to provide longer-lasting power in an instant or a decade. Lithium packs all that power into batteries that are 33% lighter than ordinary AA and AAA alkaline batteries. Overpower the elements with the best batteries in extreme temperatures (from -40 | battery-lithium-size-17-x-345-6-pk-4-pk-cs-321.jpg
SKU: ENRGEL1CR2BP | Energizer Battery, Lithium, 3V, Photo, 6/pk, 4 pk/cs | There's no need to recharge and every Lithium battery has a 15-year shelf life. That means Lithium is ready to provide longer-lasting power in an instant or a decade. Lithium packs all that power into batteries that are 33% lighter than ordinary AA and AAA alkaline batteries. Overpower the elements with the best batteries in extreme temperatures (from -40 | battery-lithium-3v-photo-6-pk-4-pk-cs-13b.jpg
SKU: ENRGL91BP-4 | Energizer Battery, AA, Lithium, Industrial, 4/pk, 6 pk/bx | There's no need to recharge and every Lithium battery has a 15-year shelf life. That means Lithium is ready to provide longer-lasting power in an instant or a decade. Lithium packs all that power into batteries that are 33% lighter than ordinary AA and AAA alkaline batteries. Overpower the elements with the best batteries in extreme temperatures (from -40 | battery-aa-lithium-industrial-4-pk-6-pk-bx-9d0.jpg
SKU: ENRGL92BP-4 | Energizer Battery, AAA, Lithium, Industrial, 4/pk, 6 pk/bx | There's no need to recharge and every Lithium battery has a 15-year shelf life. That means Lithium is ready to provide longer-lasting power in an instant or a decade. Lithium packs all that power into batteries that are 33% lighter than ordinary AA and AAA alkaline batteries. Overpower the elements with the best batteries in extreme temperatures (from -40 | battery-aaa-lithium-industrial-4-pk-6-pk-bx-f64.jpg
SKU: MMPL108M | Medegen Medical Products Infectious Waste Bag 25" x 34" Red 1.2 mil | Meets A.S.T.M. dart test requirements. | infectious-waste-bag-25-x-34-red-12-mil--68c.jpg
SKU: MMPL108MP | Medegen Medical Products Infectious Waste Bag 25" x 34" | Meets A.S.T.M. dart test requirements. LLDPE film. Flat pack. Print label: Biohazardous/Infectious waste with biohazard symbol. | infectious-waste-bag-25-x-34--ff8.jpg
SKU: MMPL29-14 | Medegen Medical Products Can Liner, 43" x 48", High Density, Clear, 22 mic | Medegen Medical Products Can Liner, 43" x 48", High Density, Clear, 22 mic. | can-liner-43-x-48-high-density-clear-22-mic-be1.jpg
SKU: MMPL50-02 | Medegen Medical Products Kick Bucket Liner 12" x 8" x 24" | Designed to meet the needs of surgery suites in U.S. hospitals, and to meet NFPA standards. | kick-bucket-liner-12-x-8-x-24--4ef.jpg
SKU: MMPL5237 | Medegen Medical Products Biohazard Waste Bag 25" x 35" | Polypropylene films with indicator. | biohazard-waste-bag-25-x-35--2c0.jpg
SKU: MMPL882 | Medegen Medical Products Autoclavable Biohazard Waste Bag 19" x 24" | Biohazard Bag 19" x 24" 1.8 mil 7-10 Gal Orange/ Black Print/ Label: MaxTemp 285Â°F Biohazard Labeling Biohazard Symbol English/ Spanish. | autoclavable-biohazard-waste-bag-19quot-x-24quot--017.jpg
SKU: MMPLF906 | Medegen Medical Products Biohazard Bag 40" x 48" Red Printed 1.2 mil | Isolate hazardous items in hospitals, doctor's offices and healthcare facilities. | biohazard-bag-40-x-48-red-printed-12-mil--744.png
SKU: MMPLRS386012N | Medegen Medical Products Can Liner 38" x 60" Clear High Density 12 mic 60 Gal | Institutional Trash Can Liners â€“ HDPE Film, Coreless Roll. | can-liner-38-x-60-clear-high-density-12-mic-60-gal-2f4.jpg
SKU: MMPLX2691 | Medegen Medical Products Biohazard Bag 24" x 23" Red/ Printed 1 mil | Biohazardous waste collection bags are used to collect, store, and transport biohazardous waste. | biohazard-bag-24-x-23-red-printed-1-mil-741.jpeg
SKU: 640-7680-YEL | Rubbermaid Commercial Products 7680 WaveBrakevDual Water Side Press Combo | The WaveBrakeÂ® mop bucket and wringer system reduces splashing, which means a safer environment, cleaner floors, and improved productivity. | 7680-wavebrakevdual-water-side-press-combo--cbe.png
SKU: CLIH-40 | Clinton Industries Square Tilt-Lid Hamper White | Hamper, 18" square with tilt lid | square-tilt-lid-hamper-white-956.jpg
SKU: CLIH-40R | Clinton Industries Square Tilt-Lid Hamper Red | Hamper, 18" square with red tilt lid | square-tilt-lid-hamper-red-87b.jpg
SKU: CLIH-41 | Clinton Industries 18" Round Tilt-Lid Hamper Chrome | Hamper, 18" round with tilt lid | 18-round-tilt-lid-hamper-chrome-872.jpg
SKU: CLIH-41R | Clinton Industries 18" Round Tilt-Lid Hamper Red | Hamper, 18" round with tilt lid | 18-round-tilt-lid-hamper-red-2c7.jpg
SKU: CLIHS-54 | Clinton Industries 18" Stainless Steel Triangular Hamper With Lid | 18" stainless steel triangular hamper | 18-stainless-steel-triangular-hamper-with-lid-566.jpg
SKU: MJM214-S | MJM International Single Bag Hamper with Zipper Front 23.75" L x 18.75" W x 38.5"H | Standard Features: Wire Frame Support Polybag or Leakproof Bags. User Friendly Zipper Front Opening. | single-bag-hamper-with-zipper-front-2375-l-x-1875-w-x-385h-583.jpg
SKU: MJM214-T | MJM International Triple Bag Hamper With Zipper Front, Gallon Capacity: 28 | Overall Size: 55" L x 18.75" W x 38.5"H. Gallon Capacity: 28. Gallon Capacity: 33 (with Plastic Bags). Threaded Stem Casters: 3" x 1 1/4" (Heavy Duty). Wire Frame Support Polybag or Leakproof Bags. User Friendly Zipper Front Opening. Employees Will Appreciate How Much Easier It Is to Get the Job Done. Helps Prevent Back Injuries. Lid is Constructed of Durable High Impact Plastic. Deluxe Heavy Duty Reinforced Treaded Stem Casters. Floor Plate Will Support Retainer Bag. | triple-bag-hamper-with-zipper-front-gallon-capacity-28-707.jpg
SKU: MJM218-D | MJM International Double Bag Hamper with Zipper Front, 47" L x 22.5" W x 38.5"H | Standard Features: Wire Frame Support Polybag or Leakproof Bags. User Friendly Zipper Front Opening. Employees Will Appreciate How Much Easier It Is to Get the Job Done. Helps Prevent Back Injuries. Lid is Constructed of Durable High Impact Plastic. Deluxe Heavy Duty Reinforced Treaded Stem Casters. Floor Plate Will Support Retainer Bag. Overall Size: 47" L x 22.5" W x 38.5"H. Gallon Capacity: 42. Gallon Capacity: 55 (with Plastic Bags). Threaded Stem Casters: 3" x 1 1/4" (Heavy Duty) | double-bag-hamper-with-zipper-front-47-l-x-225-w-x-385h-b59.jpg
SKU: MJM218-T | MJM International Triple Bag Hamper With Zipper Front, Gallon Capacity: 42 | Overall Size: 66.5" L x 22.5" W x 38.5"H. Gallon Capacity: 42. Gallon Capacity: 55 (with Plastic Bags). Threaded Stem Casters: 3" x 1 1/4" (Heavy Duty). Wire Frame Support Polybag or Leakproof Bags. User Friendly Zipper Front Opening. Employees Will Appreciate How Much Easier It Is to Get the Job Done. Helps Prevent Back Injuries. Lid is Constructed of Durable High Impact Plastic. Deluxe Heavy Duty Reinforced Treaded Stem Casters. Floor Plate Will Support Retainer Bag. | triple-bag-hamper-with-zipper-front-gallon-capacity-42-0e9.jpg
SKU: MJM214-L | MJM International Leakproof Bags For 214 Single, Double and Triple Hampers, Nylon Blue | Nylon bags come with drawstring and barrel lock for easy release. Nylon bag is constructed of 200 denier nylon weight, avaliable in blue. | leakproof-bags-for-214-single-double-and-triple-hampers-nylon-blue-da6.jpg
SKU: MJM218-L | MJM International Leakproof Bags For 218 Single Double and Triple Hampers Nylon Blue | Nylon Bags Come With Drawsting And Barrel Lock For Easy Release. | leakproof-bags-for-218-single-double-and-triple-hampers-nylon-blue-c76.png
SKU: MJM214-LP | MJM International Leakproof Bags For 214 Single, Double and Triple Hampers | Totally Leakproof Bags, Super washable, sonically welded hamper bags available with elastic flip-top or drawstring, Meets OSHA regulations and NFPA701 flame retardant standards. Rot and mildew resistant; a must in every laundry system. Nylon bags come with drawstring and barrel lock for easy release. Nylon bag is constructed of 200 denier nylon weight. | leakproof-bags-for-214-single-double-and-triple-hampers-17c.jpg
SKU: MJM218-LP | MJM International Leakproof Bags For 218 Single, Double and TripleHampers | Totally Leakproof Bags, Super washable, sonically welded hamper bags available with elastic flip-top or drawstring, Meets OSHA regulations and NFPA701 flame retardant standards. Rot and mildew resistant; a must in every laundry system. Nylon bags come with drawstring and barrel lock for easy release. Nylon bag is constructed of 200 denier nylon weight. | leakproof-bags-for-218-single-double-and-triplehampers-9fe.jpg
SKU: MJME195-3TW | MJM International Reclining Shower Chair, Capacity: 250 lbs | Reclining Shower Chair, Capacity: 250 lbs. | reclining-shower-chair-capacity-250-lbs-c6c.jpg
SKU: MJME214-D-3TW | MJM International Double Bag Hamper, 34.25" L x 18.75" W x 38.5"H | Double Bag Hamper, 34.25" L x 18.75" W x 38.5"H, Gallon Capacity: 28 | double-bag-hamper-3425-l-x-1875-w-x-385h-4af.jpg
SKU: MJME325-3C | MJM International Echo Cart, 20" x 25" | Shelf Size: 20" x 25", Length: 27", Height w/Casters: 51", Width: 20", Height Between Shelves: 12", Capacity per Shelf: 60 lbs. | echo-cart-20-x-25-9e3.jpg
SKU: MJME332-3C | MJM International Echo Cart, 20" x 32" | Shelf Size: 20" x 32", Length: 36", Height with Casters: 51", Width: 20", Height Between Shelves: 12", Carring Capacity per Shelf: 75 lbs. | echo-cart-20-x-32-1df.jpg
SKU: MJME345-2C | MJM International Echo Cart, 20" x 45" | Shelf Size: 20" x 45", Length: 46.75", Height w/Casters: 44.25", Width: 20", Height Between Shelves: 16", Carring Capacity per Shelf: 100 lbs. | echo-cart-20-x-45-5da.jpg
SKU: MJME345-2C | MJM International Echo Cart, 20" x 45" | Shelf Size: 20" x 45", Length: 46.75", Height w/Casters: 44.25", Width: 20", Height Between Shelves: 16", Carring Capacity per Shelf: 100 lbs. | echo-cart-20-x-45-5da.jpg
SKU: MJME518-S | MJM International Geri-Chair, Capacity: 250 lbs | Internal Width: 18", External Width: 22", Seat Depth: 22", Capacity: 250 lbs, With Mesh Cushions. | geri-chair-capacity-250-lbs-3b2.jpg
SKU: MJME805 | MJM International Echo Hydration Ice Cart | Echo Hydration Ice Cart, 26"L x 24"W, 41"H | echo-hydration-ice-cart-2d0.jpg
SKU: LKS4512 | Lakeside Square Linen Hamper With Tilt Lid 18 1/2"W X 19 1/2"D X 37"H | Open construction designed for easy unloading and minimal lifting, | square-linen-hamper-with-tilt-lid-18-1-2w-x-19-1-2d-x-37h-e62.jpg
SKU: LKS4515 | Lakeside 18" Round Linen Hamper With Tilt Lid 18"W X 18"D X 36"H | Designed with anâ€œMâ€base for stability and long life, Foot operated lid mechanism allows sanitary hands-free operation. | 18-round-linen-hamper-with-tilt-lid-18w-x-18d-x-36h-fd4.jpg
SKU: LKS4518 | Lakeside Adjustable Folding Linen Hamper, 20"W X 20"D X 39 1/2"H | Wide base hamper adjusts to hold 18â€, 22â€, or 25â€ diameter bags for flexibility, Bag rests on strong open-air slats to allow maximum air circulation and prevent mold, Folds for compact storage, Chrome finish is durable and easy to clean, 3â€rubber wheel,ball bearing casters for smooth movement. | adjustable-folding-linen-hamper-20w-x-20d-x-39-1-2h-9d1.jpg
SKU: AKM39160 | Akro Mils 16.5 Gallon Container Grey | Injection molded from high density polyethylene. | 165-gallon-container-grey--b17.jpg
SKU: MAIZ2.0609 | Medical Action Industries Zip Closure Bag, Clear, LLDPE Film, Flat Pack, 6" x 9", Clear/No Print | Zip Closure Bag, Clear, LLDPE Film, Flat Pack, 6" x 9", Clear/No Print, Gauge : 2 mil | zip-closure-bag-clear-lldpe-film-flat-pack-6-x-9-clear-no-print-d9b.jpg
SKU: MAIZ2.0609 | Medical Action Industries Zip Closure Bag, Clear, LLDPE Film, Flat Pack, 6" x 9", Clear/No Print | Zip Closure Bag, Clear, LLDPE Film, Flat Pack, 6" x 9", Clear/No Print, Gauge : 2 mil | zip-closure-bag-clear-lldpe-film-flat-pack-6-x-9-clear-no-print-d9b.jpg
SKU: MJM230E | MJM International Laundry Baskets with Casters, 27" L x 22.5" W x 26" H | Rust Proof Frame. No Peeling, Chipping or Discoloring. No Sharp Edges. Heavy Duty Threaded Stem and Axle Casters. Non Marking Thread. Ideal for Both Wet or Dry Items. Color Code with 13 Different Colors. Fabrics, Anti-Bacterial Vinyl, Mesh and Nylon. Roomy Baskets. Custom Sizes Available. Overall Size: 27" L x 22.5" W x 26" H (w/Casters). Depth of Basket: 11". Capacity: 2.5 Bushels. 3" Twin | laundry-baskets-with-casters-27-l-x-225-w-x-26-h-8ac.jpg
SKU: MJM241D | MJM International Laundry Baskets, 33" L x 19" W x 31.5" H | MJM Key Advantages: Rust Proof Frame, No Peeling, Chipping or Discoloring, No Sharp Edges, Heavy Duty Threaded Stem and Axle Casters, Non Marking Thread, Ideal for Both Wet or Dry Items, Color Code with 13 Different Colors, Fabrics, Anti-Bacterial Vinyl, Mesh and Nylon, Roomy Baskets, Custom Sizes Available. | laundry-baskets-33-l-x-19-w-x-315-h-bdb.jpg
SKU: MJM250E | MJM International Laundry Basket, 23.5" L x 19.25" W x 35.75" H | MJM Key Advantages: Rust Proof Frame, No Peeling, Chipping or Discoloring, No Sharp Edges, Heavy Duty Threaded Stem and Axle Casters, Non Marking Thread, Ideal for Both Wet or Dry Items, Color Code with 13 Different Colors, Fabrics, Anti-Bacterial Vinyl, Mesh and Nylon, Roomy Baskets, Custom Sizes Available. | laundry-basket-235-l-x-1925-w-x-3575-h-7b3.jpg
SKU: MJM238N | MJM International Laundry Basket with Support Frame & Nylon Cover | MJM Key Advantages: Rust Proof Frame, No Peeling, Chipping or Discoloring, No Sharp Edges, Heavy Duty Threaded Stem and Axle Casters, Non Marking Thread, Ideal for Both Wet or Dry Items, Color Code with 13 Different Colors, Fabrics, Anti-Bacterial Vinyl, Mesh and Nylon, Roomy Baskets, Custom Sizes Available. | laundry-basket-with-support-frame-nylon-cover-5b9.jpg
SKU: MJM214-D-FP | MJM International Double Bag Hamper | Double Bag Hamper With Optional Foot Pedal. | double-bag-hamper-2bb.jpg
SKU: MJM218-D-FP | MJM International Double Bag Hamper With Optional Foot Pedal | Mesh with zipper for easy removal of liner bag. User-friendly zipper front opening will facilitate and eliminate lifting heavy liner bag over the top. Wire frame bag holder for polybag or leakproof bags. Swingaway lid with handle. All casters are double wall reinforced with schedule 40 1" PVC. Single wheel heavy duty zinc plated casters (3" x 1 1/4") come with removable bolt/nut for easy maintenance. All casters have threaded steam for extra security and safety. Casters will not fall/pull out with normal use. 214 Series have 14" x 14" opening bin size; 218 Series have 18" x 18" opening bin size. Foot pedal option available for hampers. | double-bag-hamper-with-optional-foot-pedal-c47.jpg
SKU: BRW11410 | Brewer Tilt-Top Square Hamper | Square hamper Open design for easy unloading and minimal lifting Step-on pedal for hands-free use. | tilt-top-square-hamper-ed4.jpg
SKU: MAI856 | Medical Action Industries Autoclavable Biohazardous Waste Bags | Polypropylene films with indicator. Flat pack. Twist ties. Autoclavable. | autoclavable-biohazardous-waste-bags-871.jpg
SKU: MJM232 | MJM International Laundry Basket With Nylon Basket Cover Hood | Rust Proof Frame, No Peeling, Chipping or Discoloring, No Sharp Edges, Heavy Duty Threaded Stem and Axle Casters, Non Marking Thread, Ideal for Both Wet or Dry Items, Color Code with 13 Different Colors, Fabrics, Anti-Bacterial Vinyl, Mesh and Nylon, Roomy Baskets, Custom Sizes Available. | laundry-basket-with-nylon-basket-cover-hood-fb8.jpg
SKU: MJM213-D | MJM International Double Bag Hamper With Zipper Front, 37" L x 18.5" W x 37.5" H | Overall Size: 37" L x 18.5" W x 37.5" H. Gallon Capacity: 28. Gallon Capacity: 33 (with Plastic Bags). Threaded Stem Casters: 3" Twin. 1" PVC Pipe & Fittings Space Saving Hampers | double-bag-hamper-with-zipper-front-37-l-x-185-w-x-375-h-86c.jpg
SKU: MJM213-S | MJM International Single Bag Hamper with Zipper Front, 21"L x 18.5"W x 37.5"H | Overall Size: 21" L x 18.5" W x 37.5" H. Gallon Capacity: 28. Gallon Capacity: 33 (with Plastic Bag). Threaded Stem Casters: 3" Twin. 1" PVC Pipe & Fittings Space Saving Hampers | single-bag-hamper-with-zipper-front-21l-x-185w-x-375h-6d5.jpg
SKU: MJM213-T | MJM International Triple Bag Hamper With Zipper Front | Healthcare Grade, All Casters Are Reinforced, Zipper Front Opening Will Facilitate And Eliminate Lifting Heavy Loads. | triple-bag-hamper-with-zipper-front-8ba.jpg
SKU: MJM214-S-FP | MJM International Single Bag Hamper | MJM international Single Bag Hamper with Optional Foot Pedal is a Healthcare Grade hamper with reinforced casters. The zipper front opening serves to facilitate and eliminate lifting heavy loads. Floor Plate Will Support Retainer Bag, and Marine Grade Wire Frame will Support Isolation Liners or leakproof bags. The hamper is designed with a High Impact Plastic Lid With Handle.MJM Hamper Lids COME STANDARD With RUBBER BUMPER PADS To Eliminate Banging Noise When Lid Closes. No More Disturbing Annoying Noise For Patients And Caregivers.All MJM's Zipper Front Opening Hampers Help Prevent Back Injuries. | single-bag-hamper-a2e.jpg
SKU: MJM217-D | MJM International Double Bag Hamper With Zipper Front, 44.375" L x 22.5" W x 37.5" H | Overall Size: 44.375" L x 22.5" W x 37.5" H. Gallon Capacity: 42. Gallon Capacity: 55 (with Plastic Bags). Threaded Stem Casters: 3" Twin. 1" PVC Pipe & Fittings Space Saving Hampers | double-bag-hamper-with-zipper-front-44375-l-x-225-w-x-375-h-ffe.jpg
SKU: MJM217-S | MJM International Single Bag Hamper with Zipper Front, Gallon Capacity: 42 | Overall Size: 25" L x 22.5" W x 37.5" H. Gallon Capacity: 42. Gallon Capacity: 55 (with Plastic Bag). Threaded Stem Casters: 3" Twin. 1" PVC Pipe & Fittings Space Saving Hampers | single-bag-hamper-with-zipper-front-gallon-capacity-42-d60.jpg
SKU: MJM217-T | MJM International Triple Bag Hamper With Zipper Front, Gallon Capacity: 42 | Overall Size: 64.5" L x 22.5" W x 37.5" H. Gallon Capacity: 42. Gallon Capacity: 55 (with Plastic Bags). Threaded Stem Casters: 3" Twin. | triple-bag-hamper-with-zipper-front-gallon-capacity-42-194.jpg
SKU: MJM218-D-LP | MJM International Double Hamper, Leakproof Bags | Leakproof Bag Helps Improve Infection Control | double-hamper-leakproof-bags-508.jpg
SKU: MJM218-S-LP | MJM International Single Hamper, Leakproof Bags | Leakproof Bag Helps Improve Infection Control | single-hamper-leakproof-bags-0bb.jpg
SKU: MJME118-3TW | MJM International Echo Shower Chair | Healthcare Grade, Deluxe Elongated Open Front Seat Enhances Resident Comfort. Same quality as our standard line - less frills for budget conscious times. | echo-shower-chair--19d.jpg
SKU: MAI23-55C | Medical Action Industries Low Density Trash Can Liners - Institutional Trash Can Liners, Clear, 55 gal, 36"x58" | Low Density Trash Can Liners - Institutional Trash Can Liners, Clear, 55 gal, 36"x58". | low-density-trash-can-liners-institutional-trash-can-liners-clear-55-gal-36x58-fdd.jpg
SKU: IDPHCR6F | Ideal Products Stainless Drying Rack | A stainless drying rack with collapsing hooks, Polished stainless steel construction. | stainless-drying-rack-8d5.jpg
SKU: HAR40836 | Harloff Replacement Bemis Â® 3 Gallon Sharps Container |  | replacement-bemis-reg-3-gallon-sharps-container-961.jpg
SKU: MKS66109609 | McKesson Tadiran Replacement Lithium Battery AA 3.6 Volt | Tadiran lithium battery AA 3.6 volt | tadiran-replacement-lithium-battery-aa-36-volt-76d.jpg
SKU: METL60001 | Mettler Electronics S-Beam Load Cell Model 60001 | 3 mv/v, 0.03% nonlinearity, 350/350 ohms, 20 ft 4 cond cable, nickel plated steel, IP67. NTEP 86-043 S/M III 5,000 div & IIIL 10,000 div. | s-beam-load-cell-model-60001-c73.jpg
SKU: ENRGECR2016BP | Energizer Watch Battery 3V 1 Blister Card | Watch Battery, 3V, 1 Blister Card, 6 card/bx | watch-battery-3v-1-blister-card-f7d.jpg
SKU: KCC36034 | Kimberly-Clark Dispenser MOD Slimroll Hard Roll Towel Compact Faux Stainless | The MOD* SLIMROLL dispensers' controlled manual delivery offers the hygiene of touchless dispensing without the batteries. Dries in less space, the dispenser is nearly 50% smaller than standard SANITOUCH dispensers, but includes the same dependable dispenser module. The MOD* SLIMROLL system combines touchless technology with the bacteria-reducing benefits of drying with paper towels, supporting and promoting better hand and surface hygiene. Automatic transfer stub roll feature and emergency feed knob reduces waste and complaints. Higher capacity than folded towel dispensers for less waste and maintenance.The MOD* SLIMROLL* Towel System is a true breakthrough in touchless hard roll technology, proving that good things do come in small, high performance packages! Towel has ABSORBENCY POCKETS* that absorb water so effectively that you use less paper. | dispenser-mod-slimroll-hard-roll-towel-compact-faux-stainless--f48.jpg
SKU: WABATT99 | Welch Allyn Lithium-Ion Battery 9 Cell Single Pack | Lithium-Ion Battery, 9 Cell, Single Pack | lithium-ion-battery-9-cell-single-pack-995.jpg
SKU: KCC40836 | Kimberly-Clark Dispenser Touchless Counter Mount Slimline Chrome | The Kimberly Clark Professional Slimline Touchless Counter Mount Skin Care Dispenser System is designed to take hand hygiene to the next level. It features a one-piece head and neck assembly and smaller under-counter footprint specifically designed to fit into a crowded area. The dispenser is outfitted with easy installation and mounting features, along with an easy-to-check product refill bottle. Your bathroom guests wonâ€™t have to touch the dispenser, which helps reduce cross-contamination and the spread of germs. The dispenser includes a remote battery pack (can be powered by batteries or AC Adapter / AC Splitter, sold separately) and is equipped with Smart Shot dispensing technology (which prevents wasteful drips and misfires). The compact soap dispenser accepts high-capacity 1.5 liter KleenexÂ® or Scott soap containers. When properly installed and when using the recommended product, this dispenser meets the ADA Standards for Accessible Design . | dispenser-touchless-counter-mount-slimline-chrome--45c.jpg
SKU: GMP72435 | Graham Medical Mat Abbi | Mat, Abbi, 32X40 20/cs | mat-abbi-6a8.jpg
SKU: PROP124056 | Pro Advantage Microfiber Cloth Waffle Weave Pink 16" x 16" | Microfibers provide superior absorption, making this cloth ideal for cleaning or dusting any surface, wet or dry. Launderable. | microfiber-cloth-waffle-weave-pink-16-x-16-4a5.jpg
SKU: PROP124058 | Pro Advantage Microfiber Cloth Waffle Weave Burgundy 16" x 16" | Microfibers provide superior absorption, making this cloth ideal for cleaning or dusting any surface, wet or dry. Launderable. | microfiber-cloth-waffle-weave-burgundy-16-x-16-4a5.jpg
SKU: PROP124050 | Pro Advantage Microfiber Cloth Waffle Weave Blue 16" x 16" | Microfibers provide superior absorption, making this cloth ideal for cleaning or dusting any surface, wet or dry. Launderable. | microfiber-cloth-waffle-weave-blue-16-x-16-4a5.jpg
SKU: PROP124060 | Pro Advantage Microfiber Cloth Blue Glass 16" x 16" | Microfibers provide superior absorption, making this cloth ideal for cleaning or dusting any surface, wet or dry. Launderable. | microfiber-cloth-blue-glass-16-x-16-3b6.jpg
SKU: PROP124054 | Pro Advantage Microfiber Cloth Waffle Weave Yellow 16" x 16" | Microfibers provide superior absorption, making this cloth ideal for cleaning or dusting any surface, wet or dry. Launderable. | microfiber-cloth-waffle-weave-yellow-16-x-16-4a5.jpg
SKU: PROP124052 | Pro Advantage Microfiber Cloth Waffle Weave Green 16" x 16" | Microfibers provide superior absorption, making this cloth ideal for cleaning or dusting any surface, wet or dry. Launderable. | microfiber-cloth-waffle-weave-green-16-x-16-4a5.jpg
SKU: PROP126120 | Pro Advantage Mop Pad Ultra Looped-End Microfiber Tab Style Blue 5" x 18" | Wet and Finish Mops available in several styles and materials for cleaning floors in healthcare facilities. | mop-pad-ultra-looped-end-microfiber-tab-style-blue-5-x-18-19e.jpg
SKU: PROP126119 | Pro Advantage Wet Mop Pad Green Microfiber Gray Binding 5" x 19" | Wet and Finish Mops available in several styles and materials for cleaning floors in healthcare facilities. | wet-mop-pad-green-microfiber-gray-binding-5-x-19-b00.jpg
SKU: PROP126118 | Pro Advantage Mop Pad Ultra Looped-End Microfiber Pocket Style Blue 5" x 18" | Wet and Finish Mops available in several styles and materials for cleaning floors in healthcare facilities. | mop-pad-ultra-looped-end-microfiber-pocket-style-blue-5-x-18-a05.jpg
SKU: MMPLF116BXG | Medegen Medical Products Waste Bag 23" x 23" Red F-Code Series: Pass the ASTMD1922-67 480 Gram Elmendorf Test 1.2 mil 7-10 gal - 100 per Box | Collection & containment solutions for bio-hazardous waste. See individual items for code. | waste-bag-23-x-23-red-f-code-series-pass-the-astmd1922-67-480-gram-elmendorf-test-12-mil-7-10-gal-100-per-box-4b9.jpg
SKU: MMPL50-42G | Medegen Medical Products Infectious Waste Bag 11" x 14" 1.5 mil 1-2 gal - 50 per Pack | Constructed of high performance resin. Reinforced seams ensure secure load handling. The most cost-effective bag in areas where performance is critical. Red. | infectious-waste-bag-11-x-14-15-mil-1-2-gal-50-per-pack-cc0.jpg
SKU: MMPL1-344G | Medegen Medical Products Collection Bag 19" x 22" Heavy Duty Hot Water Soluble Clear - 25 per Roll | For one-time handling of heavily contaminated linen. The bag and contents can be placed in the washer without additional handling. The bag dissolves quickly to an environmentally safe solution. Polyvinyl alcohol film. | collection-bag-19-x-22-heavy-duty-hot-water-soluble-clear-25-per-roll-9e2.jpg
SKU: MMPL1-341G | Medegen Medical Products Collection Bag 26" x 33" Heavy Duty Hot Water Soluble Clear - 25 per Roll | For one-time handling of heavily contaminated linen. The bag and contents can be placed in the washer without additional handling. The bag dissolves quickly to an environmentally safe solution. Polyvinyl alcohol film. | collection-bag-26-x-33-heavy-duty-hot-water-soluble-clear-25-per-roll-9e2.jpg
SKU: MMPL1-348G | Medegen Medical Products Collection Bag 36" x 39" Heavy Duty Hot Water Soluble Clear - 10 per Roll | For one-time handling of heavily contaminated linen. The bag and contents can be placed in the washer without additional handling. The bag dissolves quickly to an environmentally safe solution. Polyvinyl alcohol film. | collection-bag-36-x-39-heavy-duty-hot-water-soluble-clear-10-per-roll-9e2.jpg
SKU: MMPL541-AG | Medegen Medical Products Collection Bag 26" x 33" Economy Hot Water Soluble Clear - 25 per Roll | For one-time handling of heavily contaminated linen. The bag and contents can be placed in the washer without additional handling. The bag dissolves quickly to an environmentally safe solution. Polyvinyl alcohol film. | collection-bag-26-x-33-economy-hot-water-soluble-clear-25-per-roll-9e2.jpg
SKU: KCC21606G | Kimberly-Clark KleenexÂ® Tissue White - 125 per Package | Offered in a variety of sizes and dispensing options. | kleenexreg-tissue-white-125-per-package-c0a.jpg
SKU: KCC21195G | Kimberly-Clark KleenexÂ® Jr. Facial Tissue 8.4" x 5.8" 2-Ply White - 65 sheets per Box | Offered in a variety of sizes and dispensing options. | kleenexreg-jr-facial-tissue-84-x-58-2-ply-white-65-sheets-per-box-b89.jpg
SKU: KCC21269G | Kimberly-Clark KleenexÂ® BoutiqueÂ® Facial Tissue 8.4" x 8.6" White/Peach - 95 per Box | Offered in a variety of sizes and dispensing options. | kleenexreg-boutiquereg-facial-tissue-84-x-86-white-peach-95-per-box-f09.jpg
SKU: KCC03076G | Kimberly-Clark Facial Tissue White - 125 per Pack | Offered in a variety of sizes and dispensing options. | facial-tissue-white-125-per-pack-4f5.jpg
SKU: KCC21270G | Kimberly-Clark KleenexÂ® BoutiqueÂ® Facial Tissue 8.4" x 8.6" White - 95 per Box | Offered in a variety of sizes and dispensing options. | kleenexreg-boutiquereg-facial-tissue-84-x-86-white-95-per-box-f09.jpg
SKU: KCC21320G | Kimberly-Clark Surpass BOUTIQUEÂ® Facial Tissue White 2-Ply Pop-IP Box - 110 sheets per Box | Offered in a variety of sizes and dispensing options. | surpass-boutiquereg-facial-tissue-white-2-ply-pop-ip-box-110-sheets-per-box-e5c.jpg
SKU: KCC11974G | Kimberly-Clark KleenexÂ® Tissue Pocket Pack 3-Ply White - 10 tissues per Pack, 8 per Package | Offered in a variety of sizes and dispensing options. | kleenexreg-tissue-pocket-pack-3-ply-white-10-tissues-per-pack-8-per-package-ea9.jpg
SKU: KCC07304G | Kimberly-Clark KleenexÂ® Cottenelle JRT Jr. Jumbo Roll Bathroom Tissue 2-Ply - 750 ft per Roll | KIMBERLY-CLARK BATHROOM TISSUE | kleenexreg-cottenelle-jrt-jr-jumbo-roll-bathroom-tissue-2-ply-750-ft-per-roll-477.jpg
SKU: KCC07805G | Kimberly-Clark Scott JRT Jr. Jumbo Roll Bathroom Tissue 2-Ply - 1000 ft per Roll | KIMBERLY-CLARK BATHROOM TISSUE | scott-jrt-jr-jumbo-roll-bathroom-tissue-2-ply-1000-ft-per-roll-a36.jpg
SKU: KCC07223G | Kimberly-Clark Scott JRT Jr. Jumbo Roll Bathroom Tissue 1-Ply - 2000 ft per Roll | KIMBERLY-CLARK BATHROOM TISSUE | scott-jrt-jr-jumbo-roll-bathroom-tissue-1-ply-2000-ft-per-roll-a36.jpg
SKU: KCC07005G | Kimberly-Clark Coreless JRT Jr Bathroom Tissue White - 2300 sheets per Roll | KIMBERLY-CLARK BATHROOM TISSUE | coreless-jrt-jr-bathroom-tissue-white-2300-sheets-per-roll-2b3.jpg
SKU: KCC17713G | Kimberly-Clark KleenexÂ® CottonelleÂ® standard roll White 2 Ply 451 sheets/roll - Roll | KIMBERLY-CLARK BATHROOM TISSUE | kleenexreg-cottonellereg-standard-roll-white-2-ply-451-sheets-roll-roll-a58.jpg
SKU: KCC07001G | Kimberly-Clark Coreless Standard Roll Bathroom Tissue - Roll | KIMBERLY-CLARK BATHROOM TISSUE | coreless-standard-roll-bathroom-tissue-roll-bf8.jpg
SKU: KCC07006G | Kimberly-Clark Coreless JRT Jr. Bathroom Tissue White - 1150 sheets per Roll | KIMBERLY-CLARK BATHROOM TISSUE | coreless-jrt-jr-bathroom-tissue-white-1150-sheets-per-roll-08a.jpg
SKU: KCC07007G | Kimberly-Clark SCOTT Coreless JRT Jr. Bathroom Tissue 3.78"x1000' | SCOTTÂ® Coreless 1000 foot JRT* Jr. 2-ply Bathroom Tissue brings together high capacity bathroom tissue and innovation. With this system there are no cores and no headaches. | scott-coreless-jrt-jr-bathroom-tissue-378x1000-423.jpg
SKU: KCC12456G | Kimberly-Clark CottonelleÂ® Ultra Soft Bath Tissue White - 12 per Pack | KIMBERLY-CLARK BATHROOM TISSUE | cottonellereg-ultra-soft-bath-tissue-white-12-per-pack-389.jpg
SKU: KCC02129G | Kimberly-Clark Tradition JRT Jr Jumbo Bathroom Tissue White - 1000 sheets per Roll | KIMBERLY-CLARK BATHROOM TISSUE | tradition-jrt-jr-jumbo-bathroom-tissue-white-1000-sheets-per-roll-adf.jpg
SKU: KCC01700G | Kimberly-Clark Scott S-Fold Towels 1-Ply - 250 sheets per Pack | KIMBERLY-CLARK FOLDED TOWELS | scott-s-fold-towels-1-ply-250-sheets-per-pack-34e.jpg
SKU: KCC13254G | Kimberly-Clark KleenexÂ® ScottFold Towels 1-Ply - 120 sheets per Pack | KIMBERLY-CLARK FOLDED TOWELS | kleenexreg-scottfold-towels-1-ply-120-sheets-per-pack-110.jpg
SKU: KCC13253G | Kimberly-Clark KleenexÂ® ScottFold Towels 8.1" x 12.4" White - 120 sheets per Pack | KIMBERLY-CLARK FOLDED TOWELS | kleenexreg-scottfold-towels-81-x-124-white-120-sheets-per-pack-baf.jpg
SKU: KCC28791G | Kimberly-Clark KleenexÂ® Towels - 94 sheets per Pack | KIMBERLY-CLARK FOLDED TOWELS | kleenexreg-towels-94-sheets-per-pack-b1f.jpg
SKU: KCC01080G | Kimberly-Clark Kleenex Hard Roll Towels 425â€™ 1-Ply - 425 ft per Roll | Soft feel and premium quality in a roll towel, preferred for exceptional hand drying performance. KleenexÂ® Hard Roll Towels have Absorbency Pocketsâ„¢ that absorb lots of water fast, for superior hand drying. | kleenex-hard-roll-towels-425-1-ply-425-ft-per-roll-d27.jpg
SKU: KCC02068G | Kimberly-Clark Scott Hard Roll Towels 1-Ply - 400 ft per Roll | KIMBERLY-CLARK HARD ROLL TOWELS | scott-hard-roll-towels-1-ply-400-ft-per-roll-89a.jpg
SKU: KCC01040G | Kimberly-Clark Scott Hard Roll Towels 1-Ply - 800 ft per Roll | KIMBERLY-CLARK HARD ROLL TOWELS | scott-hard-roll-towels-1-ply-800-ft-per-roll-89a.jpg
SKU: KCC01032G | Kimberly-Clark Scott Roll Control Center-Pull Towels 8" x 12" White - 700 per Roll | KIMBERLY-CLARK HARD ROLL TOWELS | scott-roll-control-center-pull-towels-8-x-12-white-700-per-roll-29a.jpg
SKU: KCC50606G | Kimberly-Clark KleenexÂ® Hard Roll Towels White 8" x 600 13/4" Core - 600 sheets per Roll | KIMBERLY-CLARK HARD ROLL TOWELS | kleenexreg-hard-roll-towels-white-8-x-600-13-4-core-600-sheets-per-roll-c5a.jpg
SKU: KCC02000G | Kimberly-Clark Scott 1000 Hard Roll Towels 8" sheets - 950 sheets per Roll | KIMBERLY-CLARK HARD ROLL TOWELS | scott-1000-hard-roll-towels-8-sheets-950-sheets-per-roll-06f.jpg
SKU: KCC41482G | Kimberly-Clark ScottÂ® Kitchen Roll Towels Perforated White 11" x 8.78" - 128 sheet per Roll | KIMBERLY-CLARK PERFORATED ROLL TOWELS | scottreg-kitchen-roll-towels-perforated-white-11-x-878-128-sheet-per-roll-e79.jpg
SKU: KCC13608G | Kimberly-Clark ScottÂ® Kitchen Roll Towels White 96 sheets/roll - Roll | KIMBERLY-CLARK PERFORATED ROLL TOWELS | scottreg-kitchen-roll-towels-white-96-sheets-roll-roll-fcc.jpg
SKU: KCC13964G | Kimberly-Clark KleenexÂ® Premiere Perforated Roll Towels 1-Ply - 70 sheets per Roll | KIMBERLY-CLARK PERFORATED ROLL TOWELS | kleenexreg-premiere-perforated-roll-towels-1-ply-70-sheets-per-roll-a03.jpg
SKU: KCC34770G | Kimberly-Clark WYPALL X60 Hydroknitâ„¢ Wipers 1/4 fold 11" x 23" White - 100 per Pack | Towels are strong enough to wipe off equipment, yet soft enough for personal use. Ideal for health clubs, mining/manufacturing and schools. | wypall-x60-hydroknittrade-wipers-1-4-fold-11-x-23-white-100-per-pack-744.jpg
SKU: KCC34790G | Kimberly-Clark WYPALL Hydroknitâ„¢ Wipers 9.1" x 16.8" 4-Ply White - 126 per Box | Towels are strong enough to wipe off equipment, yet soft enough for personal use. Ideal for health clubs, mining/manufacturing and schools. | wypall-hydroknittrade-wipers-91-x-168-4-ply-white-126-per-box-d80.jpg
SKU: KCC34865G | Kimberly-Clark WYPALL X60 Hydroknitâ„¢ Wipers 12 1/2" x 12" - 76 per Pack | Towels are strong enough to wipe off equipment, yet soft enough for personal use. Ideal for health clubs, mining/manufacturing and schools. | wypall-x60-hydroknittrade-wipers-12-1-2-x-12-76-per-pack-544.jpg
SKU: KCC41083G | Kimberly-Clark WYPALL X60 Hygienic Washcloth 12.5" X 10" Hydroknit - 70 sheets per Box | Towels are strong enough to wipe off equipment, yet soft enough for personal use. Ideal for health clubs, mining/manufacturing and schools. | wypall-x60-hygienic-washcloth-125-x-10-hydroknit-70-sheets-per-box-eb1.jpg
SKU: KCC05701G | Kimberly-Clark WYPALL L40 Wipers DRC - 56 sheets per Box | Towels are strong enough to wipe off equipment, yet soft enough for personal use. Ideal for health clubs, mining/manufacturing and schools. | wypall-l40-wipers-drc-56-sheets-per-box-b55.jpg
SKU: KCC05770G | Kimberly-Clark WYPALL Pop-Up Box White 12" x 23" - 45 per Box | Towels are strong enough to wipe off equipment, yet soft enough for personal use. Ideal for health clubs, mining/manufacturing and schools. | wypall-pop-up-box-white-12-x-23-45-per-box-bdb.jpg
SKU: KCC41200G | Kimberly-Clark Manufactured Rags White 12 1/2" x 14.4" - 76 per Pack | Durable, absorbent rags that stay strong for better cleaning performance. Reusable, long lasting performance. Cleans oil, grime, and solvents. Made with our high-tech HYDROKNITÂ® fast absorbing material. Ideal for all manufacturing and maintenance and repair. | manufactured-rags-white-12-1-2-x-144-76-per-pack-6e9.jpg
SKU: KCC07410G | Kimberly-Clark ScottÂ® Personal Seats 125/pk 24 pk/cs - 125 per Pack | SCOTTÂ® Personal seats are flushable and offer sanitary protection. Helps reduce litter and clogging. Meets EPA guidelines for post consumer waste. Recommended dispensers are #09505, #09506 & #09512. | scottreg-personal-seats-125-pk-24-pk-cs-125-per-pack-964.jpg
SKU: NWWIZIP33G | New World Imports Reclosable Clear Bag 2 mil 3" x 3" - 100 per Bag | NEW WORLD IMPORTS RECLOSABLE BAGS | reclosable-clear-bag-2-mil-3-x-3-100-per-bag-a55.jpg
SKU: NWWIZIP44G | New World Imports Reclosable Clear Bag 2 mil 4" x 4" - 100 per Bag | NEW WORLD IMPORTS RECLOSABLE BAGS | reclosable-clear-bag-2-mil-4-x-4-100-per-bag-a55.jpg
SKU: NWWIZIP46G | New World Imports Reclosable Clear Bag 2 mil 4" x 6" - 100 per Bag | NEW WORLD IMPORTS RECLOSABLE BAGS | reclosable-clear-bag-2-mil-4-x-6-100-per-bag-a55.jpg
SKU: KCC91067G | Kimberly-Clark Air Freshener Citrus For Use in Dispenser #92620 or #92621 - Each | The KIMCAREÂ® Continuous Air Freshener system is the sensible way to keep your restrooms smelling fresh. There are no batteries to replace, it's completely self-powered and provides continuous air freshening 24 hours, 7 days a week. Each cartridge lasts for 60 days. Dispenser is easy to use and requires no program, unlike other air freshening systems. | air-freshener-citrus-for-use-in-dispenser-92620-or-92621-each-f9b.jpg
SKU: KCC48280G | Kimberly-Clark Bathroom Tissue 4 1/2" x 8.3" White 250 sheets/pk 36 pk/cs Recommended Dispenser 74418 or 74417 - Pack | Hygienic Bathroom Tissue, 1-ply. Balances strength, absorbency and economy. Fully enclosed system reduces potential of product contamination. Meets EPA standards with a minimum of 20% post consumer waste. | bathroom-tissue-4-1-2-x-83-white-250-sheets-pk-36-pk-cs-recommended-dispenser-74418-or-74417-pack-128.jpg
SKU: NWWITIS15G | New World Imports Tissue 2-Ply - 15 ct per Pack, 10 Packs per Bag | NEW WORLD IMPORTS POCKET TISSUE | tissue-2-ply-15-ct-per-pack-10-packs-per-bag-6a4.jpg
SKU: ENRGEN91G | Energizer Battery AA Alkaline Industrial | EnergizerÂ® IndustrialÂ® Alkaline batteries are produced to the same specifications as EnergizerÂ® Alkaline batteries - and designated for today's heavy current or continuous use applications. EnergizerÂ® offers primary batteries over a range of sizes, which operate well in temperature extremes (-18Â° C to 55Â° C), have excellent shelf life up to 7 years of storage, and require no special disposal requirements because of the no mercury-added composition. Features Include: Long lasting performance in all device applications. Broadest portfolio of cell types and package configurations. Seven-year shelf life. No added mercury. | battery-aa-alkaline-industrial-179.jpg
SKU: ENRGEN92G | Energizer Battery AAA Alkaline Industrial - 4 per Pack | EnergizerÂ® IndustrialÂ® Alkaline batteries are produced to the same specifications as EnergizerÂ® Alkaline batteries - and designated for today's heavy current or continuous use applications. EnergizerÂ® offers primary batteries over a range of sizes, which operate well in temperature extremes (-18Â° C to 55Â° C), have excellent shelf life up to 7 years of storage, and require no special disposal requirements because of the no mercury-added composition. Features Include: Long lasting performance in all device applications. Broadest portfolio of cell types and package configurations. Seven-year shelf life. No added mercury. | battery-aaa-alkaline-industrial-4-per-pack-541.jpg
SKU: KCC01701G | Kimberly-Clark Hand Towel Pop-Up Box White 1-Ply 9" x 10 1/2" - 120 Sheet per Box | One-at-a-time dispensing reduces waste. No mounted dispenser to load or maintain. Water-resistant coating keeps unused towels fresh and clean. Say goodbye to soggy, messy of paper hand towels. Now you've got a more convenient, hygienic countertop towel solution. KLEENEXÂ® Hand Towels in a Pop-Up* Box. They're a great solution for high-end offices, lodging, or any facility that prefers convenient countertop dispensing. | hand-towel-pop-up-box-white-1-ply-9-x-10-1-2-120-sheet-per-box-587.jpg
SKU: TCMD9012G | Tech-Med Lens Paper (50 sheets) | TECH-MED LENS PAPER | lens-paper-50-sheets-ced.jpg
SKU: MMPL116BXG | Medegen Medical Products Infectious Waste Bag 23" x 23" Red F-Code Series: Pass the ASTMD1922-67 480 Gram Elmendorf Test 1.5 mil - 100 per Box | Meets A.S.T.M. dart test requirements. LLDPE film. Flat pack. Print label: Biohazardous/Infectious waste with biohazard symbol. | infectious-waste-bag-23-x-23-red-f-code-series-pass-the-astmd1922-67-480-gram-elmendorf-test-15-mil-100-per-box-be9.jpg
SKU: MMPL108MBXG | Medegen Medical Products Infectious Waste Bag 25" x 34" Red F-Code Series: Pass the ASTMD1922-67 480 Gram Elmendorf Test 1.2 mil - 50 per Box | Meets A.S.T.M. dart test requirements. LLDPE film. Flat pack. Print label: Biohazardous/Infectious waste with biohazard symbol. | infectious-waste-bag-25-x-34-red-f-code-series-pass-the-astmd1922-67-480-gram-elmendorf-test-12-mil-50-per-box-be9.jpg
SKU: MMPLR108MG | Medegen Medical Products Hamper Bags 25" x 34" 1.2 mil Red "Biohazardous Waste" - 30 per Roll | MEDEGEN LAUNDRY & LINEN BAGS | hamper-bags-25-x-34-12-mil-red-biohazardous-waste-30-per-roll-4b9.jpg
SKU: MMPLZ2.0609G | Medegen Medical Products Bag 6" x 9" Print Label No Print 2 Mil Clear/ No Print - 100 per Box | MEDEGEN ZIP CLOSURE BAGS | bag-6-x-9-print-label-no-print-2-mil-clear-no-print-100-per-box-327.jpg
SKU: MMPL547-AG | Medegen Medical Products Bag 28" x 39" Print/ Label No Print 0.8 Mil 30-32 Gal Clear Polyvinyl Alcohol Film - 25 per Box | Hot water (150Â°F, 65Â°C). Standard duty. | bag-28-x-39-print-label-no-print-08-mil-30-32-gal-clear-polyvinyl-alcohol-film-25-per-box-9e2.jpg
SKU: MMPL548-AG | Medegen Medical Products Bag 36" x 39" Print/ Label No Print 0.8 Mil 40-45 Gal Clear Polyvinyl Alcohol Film - 25 per Box | Hot water (150Â°F, 65Â°C). Standard duty. | bag-36-x-39-print-label-no-print-08-mil-40-45-gal-clear-polyvinyl-alcohol-film-25-per-box-9e2.jpg
SKU: GPC28143G | Georgia Pacific Premium High Capacity Centerpull Towels White 7.8" x 15" Sheets - 560 sht per Roll | GEORGIA-PACIFIC SOFPULÂ® PREMIUM CENTERPULL TOWELS | premium-high-capacity-centerpull-towels-white-78-x-15-sheets-560-sht-per-roll-2ea.jpg
SKU: GPC28124G | Georgia Pacific Premium Regular Capacity Centerpull Towels White 7.8" x 15" Sheets - 320 sht per Roll | GEORGIA-PACIFIC SOFPULÂ® PREMIUM CENTERPULL TOWELS | premium-regular-capacity-centerpull-towels-white-78-x-15-sheets-320-sht-per-roll-c2f.jpg
SKU: GPC28125G | Georgia Pacific Premium Junior Capacity Centerpull Towels White 7.8" x 12" Sheets - 375 sht per Roll | GEORGIA-PACIFIC SOFPULÂ® PREMIUM CENTERPULL TOWELS | premium-junior-capacity-centerpull-towels-white-78-x-12-sheets-375-sht-per-roll-803.jpg
SKU: GPC20887G | Georgia Pacific Premium C-Fold Replacement Paper Towels White 101/4" x 11" Sheets - 220 ct per Pack | GEORGIA-PACIFIC BIGFOLD ZÂ® PREMIUM C-FOLD REPLACEMENT PAPER TOWELS | premium-c-fold-replacement-paper-towels-white-101-4-x-11-sheets-220-ct-per-pack-e2f.jpg
SKU: GPC20886G | Georgia Pacific C-Fold Replacement Paper Towels White 91/4" x 11" Sheets - 220 ct per Pack | BigFold Z towels have a decorative emboss that shouts quality, hand-performance, and hand comfort. This towel's unique fold allows for reliable, touchless dispensing of one fully-opened, absorbent towel, which reduces the number of towels used as well as the risk of cross-contamination. | c-fold-replacement-paper-towels-white-91-4-x-11-sheets-220-ct-per-pack-285.jpg
SKU: GPC20603G | Georgia Pacific Acclaim White C-Fold Paper Towels - Pack | Designed to fit into a wide range of appropriate dispensers, Acclaim economy C-Fold towels help you keep costs under control. And low per-unit costs makes these towels the affordable choice for areas such as washrooms in government and public facilities, office buildings, foodservice facilities, and lodging. Acclaim C-Fold towels let you offer your customers reliable performance at a low cost. (Folded width: 3.6") | acclaim-white-c-fold-paper-towels-pack-07b.jpg
SKU: GPC21924G | Georgia Pacific C-Fold Paper Towels Paper Band Brown 101/4" x 131/4" Sheets - 240 ct per Pack | GEORGIA-PACIFIC ENVISIONÂ® C-FOLD PAPER TOWELS | c-fold-paper-towels-paper-band-brown-101-4-x-131-4-sheets-240-ct-per-pack-0ec.jpg
SKU: GPC21000G | Georgia Pacific Premium Multifold Paper Towels 2-Ply Paper Band White 91/4" x 9 1/2" Sheets - 125 ct per Pack | GEORGIA-PACIFIC SIGNATUREÂ® 2-PLY PREMIUM PAPER TOWELS | premium-multifold-paper-towels-2-ply-paper-band-white-91-4-x-9-1-2-sheets-125-ct-per-pack-c57.jpg
SKU: GPC23000G | Georgia Pacific Premium C-Fold Paper Towels 2-Ply Paper Band White 101/4" x 131/4" Sheets - 120 ct per Pack | GEORGIA-PACIFIC SIGNATUREÂ® 2-PLY PREMIUM PAPER TOWELS | premium-c-fold-paper-towels-2-ply-paper-band-white-101-4-x-131-4-sheets-120-ct-per-pack-b7d.jpg
SKU: GPC20241G | Georgia Pacific C-Fold Paper Towels Paper Band White 101/4" x 13 1/2" Sheets - 200 ct per Pack | GEORGIA-PACIFIC PREFERENCEÂ® TOWELS | c-fold-paper-towels-paper-band-white-101-4-x-13-1-2-sheets-200-ct-per-pack-a88.jpg
SKU: GPC20389G | Georgia Pacific Multifold Paper Towels Paper Band White 91/4" x 9 1/2" Sheets - 250 ct per Pack | GEORGIA-PACIFIC PREFERENCEÂ® TOWELS | multifold-paper-towels-paper-band-white-91-4-x-9-1-2-sheets-250-ct-per-pack-1d5.jpg
SKU: GPC23304G | Georgia Pacific EPA Multifold Paper Towels Paper Band Brown 91/4" x 9 1/2" Sheets - 250 ct per Pack | GEORGIA-PACIFIC ENVISIONÂ® PAPER TOWELS | epa-multifold-paper-towels-paper-band-brown-91-4-x-9-1-2-sheets-250-ct-per-pack-1a3.jpg
SKU: GPC20904G | Georgia Pacific Singlefold Paper Towels Paper Band White 101/4" x 91/4" Sheets - 250 ct per Pack | GEORGIA-PACIFIC ACCLAIMÂ® SINGLEFOLD PAPER TOWELS | singlefold-paper-towels-paper-band-white-101-4-x-91-4-sheets-250-ct-per-pack-f44.jpg
SKU: GPC27385G | Georgia Pacific Jumbo Perforated Roll Towels White 11" x 8.8" Sheets - 85 sht per Roll | GEORGIA-PACIFIC PREFERENCEÂ® PERFORATED ROLL TOWELS | jumbo-perforated-roll-towels-white-11-x-88-sheets-85-sht-per-roll-b47.jpg
SKU: GPC28706G | Georgia Pacific Hardwound Roll Towels White 7.87" x 350 ft - Roll | GEORGIA-PACIFIC ACCLAIMÂ® HARDWOUND ROLL TOWELS | hardwound-roll-towels-white-787-x-350-ft-roll-e7e.jpg
SKU: GPC48100G | Georgia Pacific Facial Tissue Flat Box White 7.63" x 9" - 100 sht per Box | GEORGIA-PACIFIC PREFERENCEÂ® FACIAL TISSUE | facial-tissue-flat-box-white-763-x-9-100-sht-per-box-52d.jpg
SKU: GPC48580G | Georgia Pacific Premium Facial Tissue Flat Box White 7.65" x 8.85" - 100 sht per Box | GEORGIA-PACIFIC ANGEL SOFT PSÂ® PREMIUM FACIAL TISSUE | premium-facial-tissue-flat-box-white-765-x-885-100-sht-per-box-add.jpg
SKU: GPC47410G | Georgia Pacific EPA Compliant Facial Tissue Flat Box White 8" x 8.33" - 100 sht per Box | GEORGIA-PACIFIC ENVISOINÂ® FACIAL TISSUE | epa-compliant-facial-tissue-flat-box-white-8-x-833-100-sht-per-box-a7b.jpg
SKU: GPC20204G | Georgia Pacific Multifold Towels Paper Band White 91/4" x 9 1/2" - 250 ct per Pack | GEORGIA-PACIFIC ACCLAIMÂ® MULTIFOLD TOWELS | multifold-towels-paper-band-white-91-4-x-9-1-2-250-ct-per-pack-1af.jpg
SKU: GPC24590G | Georgia Pacific EPA Compliant Multifold Towels Paper Band White 91/4" x 9 1/2" - 250 ct per Pack | GEORGIA-PACIFIC ACCLAIMÂ® MULTIFOLD TOWELS | epa-compliant-multifold-towels-paper-band-white-91-4-x-9-1-2-250-ct-per-pack-c48.jpg
SKU: DRCMN908G | Duracell Battery Alkaline 6V Spring Top - Each | Lasts up to twice as long as zinc-carbon batteries and provides an extra measure of leakage resistance for critical applications. | battery-alkaline-6v-spring-top-each-db2.jpg
SKU: DRCDA10B16G | Duracell Battery Zinc Air Size 10 - 16 per Pack | DURACELLÂ® HEARING AID BATTERY | battery-zinc-air-size-10-16-per-pack-9f5.jpg
SKU: DRCDA13B16G | Duracell Battery Zinc Air Size 13 - 16 per Pack | DURACELLÂ® HEARING AID BATTERY | battery-zinc-air-size-13-16-per-pack-29d.jpg
SKU: DRCDA675B6WG | Duracell Battery Zinc Air Size 675 - 6 per Pack | DURACELLÂ® HEARING AID BATTERY | battery-zinc-air-size-675-6-per-pack-ae5.jpg
SKU: DRCD303/357BPKG | Duracell Battery Silver Oxide Size 303/357 1.5V - Each | Designed specifically for medical and electronic equipment. They provide optimum performance in applications such as glucose meters, pagers, penlights and TV remote controls. | battery-silver-oxide-size-303-357-15v-each-bff.jpg
SKU: DRCD384/392PKG | Duracell Battery Silver Oxide Size 384/392 1.5V - Each | Designed specifically for medical and electronic equipment. They provide optimum performance in applications such as glucose meters, pagers, penlights and TV remote controls. | battery-silver-oxide-size-384-392-15v-each-605.jpg
SKU: DRCDL1216BPKG | Duracell Battery Lithium Size DL1216 3V - Each | Offers long lasting power in everything from watches to handheld games and calculators. | battery-lithium-size-dl1216-3v-each-d5b.jpg
SKU: DRCDL2430BPKG | Duracell Battery Lithium Size DL2430 3V - Each | DURACELLÂ® SECURITY BATTERY | battery-lithium-size-dl2430-3v-each-0d0.jpg
SKU: DRCMN1300G | Duracell Battery Alkaline Size D - 12 per Pack | Designed to provide long lasting, reliable power for the devices that you use most. Up to 10 year guarantee in storage. | battery-alkaline-size-d-12-per-pack-388.jpg
SKU: DRCMN1400G | Duracell Battery Alkaline Size C - 12 per Pack | Designed to provide long lasting, reliable power for the devices that you use most. Up to 10 year guarantee in storage. | battery-alkaline-size-c-12-per-pack-9cc.jpg
SKU: DRCMN1500BKDG | Duracell Battery Alkaline Size AA - 24 per Pack | Designed to provide long lasting, reliable power for the devices that you use most. Up to 10 year guarantee in storage. | battery-alkaline-size-aa-24-per-pack-fcf.jpg
SKU: DRCMN1604BKDG | Duracell Battery Alkaline Size 9V - 12 per Pack | Designed to provide long lasting, reliable power for the devices that you use most. Up to 10 year guarantee in storage. | battery-alkaline-size-9v-12-per-pack-cb2.jpg
SKU: DRCMN2400BKDG | Duracell Battery Alkaline Size AAA - 24 per Box | Designed to provide long lasting, reliable power for the devices that you use most. Up to 10 year guarantee in storage. | battery-alkaline-size-aaa-24-per-box-9fe.jpg
SKU: DRCMN1300R4ZG | Duracell Battery Alkaline Size D 4pk - 2 per Box | DURACELLÂ® COPPERTOPÂ® ALKALINE RETAIL BATTERY WITH DURALOCK POWER PRESERVEâ„¢ TECHNOLOGY | battery-alkaline-size-d-4pk-2-per-box-b9b.jpg
SKU: DRCMN1400R4ZXG | Duracell Battery Alkaline Size C 4pk - Each | DURACELLÂ® COPPERTOPÂ® ALKALINE RETAIL BATTERY WITH DURALOCK POWER PRESERVEâ„¢ TECHNOLOGY | battery-alkaline-size-c-4pk-each-f7f.jpg
SKU: DRCMN1500B4ZG | Duracell Battery Alkaline Size AA 4pk - 14 per Pack | DURACELLÂ® COPPERTOPÂ® ALKALINE RETAIL BATTERY WITH DURALOCK POWER PRESERVEâ„¢ TECHNOLOGY | battery-alkaline-size-aa-4pk-14-per-pack-b74.jpg
SKU: DRCMN1500B20G | Duracell Battery Alkaline Size AA Doublewide 20pk - Pack | DURACELLÂ® COPPERTOPÂ® ALKALINE RETAIL BATTERY WITH DURALOCK POWER PRESERVEâ„¢ TECHNOLOGY | battery-alkaline-size-aa-doublewide-20pk-pack-54a.jpg
SKU: DRCMN1604B1ZG | Duracell Battery Alkaline Size 9V - 12 per Pack | DURACELLÂ® COPPERTOPÂ® ALKALINE RETAIL BATTERY WITH DURALOCK POWER PRESERVEâ„¢ TECHNOLOGY | battery-alkaline-size-9v-12-per-pack-cbb.jpg
SKU: DRCMN2400B2ZG | Duracell Battery Alkaline Size AAA 2pk - 18 per Pack | DURACELLÂ® COPPERTOPÂ® ALKALINE RETAIL BATTERY WITH DURALOCK POWER PRESERVEâ„¢ TECHNOLOGY | battery-alkaline-size-aaa-2pk-18-per-pack-414.jpg
SKU: DRCMN2400B4ZG | Duracell Battery Alkaline Size AAA 4pk - 18 per Pack | DURACELLÂ® COPPERTOPÂ® ALKALINE RETAIL BATTERY WITH DURALOCK POWER PRESERVEâ„¢ TECHNOLOGY | battery-alkaline-size-aaa-4pk-18-per-pack-414.jpg
SKU: DRCMN1400B2ZG | Duracell Battery Alkaline Size C 2pk - Pack | DURACELLÂ® COPPERTOPÂ® ALKALINE RETAIL BATTERY WITH DURALOCK POWER PRESERVEâ„¢ TECHNOLOGY | battery-alkaline-size-c-2pk-pack-822.jpg
SKU: DRCMN1300B2ZG | Duracell Battery Alkaline Size D 2pk - Pack | DURACELLÂ® COPPERTOPÂ® ALKALINE RETAIL BATTERY WITH DURALOCK POWER PRESERVEâ„¢ TECHNOLOGY | battery-alkaline-size-d-2pk-pack-514.jpg
SKU: KCC04442G | Kimberly-Clark White Towel 7 1/2" x 11.6" - 90 per Pack | KIMBERLY-CLARK KLEENEXÂ® SLIMFOLD TOWELS | white-towel-7-1-2-x-116-90-per-pack-c42.jpg
SKU: DKLZIP35G | Dukal Zip Bag Clear 2 mil 3" x 5" - 100 per Bag | Convenient zip closure. Available in a variety of sizes. White block series for clear labeling. | zip-bag-clear-2-mil-3-x-5-100-per-bag-8c4.jpg
SKU: DKLZIP35WBG | Dukal Zip Bag Clear with White Block 2 mil 3" x 5" - 100 per Bag | Convenient zip closure. Available in a variety of sizes. White block series for clear labeling. | zip-bag-clear-with-white-block-2-mil-3-x-5-100-per-bag-8c4.jpg
SKU: KCC46254 | Kimberly-Clark SCOTT Essential Hard Roll Paper Towel Dispenser White | The Scott Essential* hard roll towel dispenser is designed to save you time and money, while reducing any disruptions or user complaints. It takes the worry out of restroom towel dispensing so you can focus on more important things. The Scott Essential* Towel Dispenser System, backed by a lifetime warranty is a simple solution designed to keep you moving in a hectic, fast paced world. | scott-essential-hard-roll-paper-towel-dispenser-white-1a1.jpg
SKU: KCC46253 | Kimberly-Clark Scott Essential Hard Roll Towel Dispenser Smoke | The Scott Essential hard roll towel dispenser is designed to save you time and money, while reducing any disruptions or user complaints. It takes the worry out of restroom towel dispensing so you can focus on more important things. The Scott Essential Towel Dispenser System, backed by a lifetime warranty is a simple solution designed to keep you moving in a hectic, fast paced world. | scott-essential-hard-roll-towel-dispenser-smoke-23f.jpg
SKU: KCC01000G | Kimberly-Clark Scott 1000 Hard Roll Towels 8" sheets - 1000 sheets per Roll | KIMBERLY-CLARK HARD ROLL TOWELS | scott-1000-hard-roll-towels-8-sheets-1000-sheets-per-roll-89a.jpg
SKU: MID261-001 | Midmark Waste Receptacle Sealed Plastic Construction Pebble Grey | With the Ritter 261, hands-free waste disposal is safe and effortless. Its sturdy, seamless construction allows for easy cleaning and helps to prevent leakage of waste materials. The Ritter 261 accommodates OSHA requirements for waste disposal when used with OSHA approved biohazard bags. A special retaining ring is included to ensure bags stay in place. | waste-receptacle-sealed-plastic-construction-pebble-grey-45c.jpg
SKU: KCC21195-04 | Kimberly-Clark Kleenex Jr. Facial Tissue 8.4" x 5.8" 2 Ply White | KleenexÂ® Jr. Facial Tissue, 8.4" x 5.8", 2-Ply, White. | kleenex-jr-facial-tissue-84-x-58-2-ply-white-398.jpg
SKU: GOJ5030-01 | GOJO Industries Soap Dispenser 1200 ml Push Style White | The GOJO Industries soap dispenser has a push style design. The container holds 1200 ml and is white in color. | soap-dispenser-1200-ml-push-style-white-899.jpg
SKU: GOJ5020-01 | GOJO Industries Hand Sanitizer Dispenser 1200 ml Push Style White | The GOJO Industries Push-Style Dispenser for PURELL Hand Sanitizer is reliabl and easy to maintain. | hand-sanitizer-dispenser-1200-ml-push-style-white-768.jpg
SKU: GOJ6430-01 | GOJO Industries Soap Dispenser 1200 ml Touch Free White with 4 C Cell Batteries | The GOJO Industries soap dispenser has a touch free design. The container holds 1200 ml and is white in color. Includes 4 "C" cell batteries - no tools required for replacing batteries. | soap-dispenser-1200-ml-touch-free-white-with-4-c-cell-batteries-b87.jpg
SKU: GOJ6420-01 | GOJO Industries Hand Sanitizer Dispenser 1200 ml Touch Free White | The GOJO Industries hand sanitizer dispenser's elegant design complements dÃ©cor. The AT-A-GLANCE refills provide the easiest way to see when refills need to be changed. | hand-sanitizer-dispenser-1200-ml-touch-free-white-b08.jpg
SKU: GOJ7720-01 | GOJO Industries Hand Sanitizer Dispenser 1200 ml Touch Free White | Always-ready touch-free hand sanitizer dispenser with energy-on-the-refill. Each new of GOJO Industries Hand Sanitizer Dispenser refill comes with its own energy source - a coin cell battery integrated into the refill. With optional SMARTLINK modules add capability for service alerts, compliance monitoring and other upgrades as technology evolves. | hand-sanitizer-dispenser-1200-ml-touch-free-white-0a6.jpg
SKU: GOJ7730-01 | GOJO Industries Soap Dispenser 1200 ml Touch Free White | Each new refill comes with its own energy source - a coin cell battery integrated into the refill with optional SMARTLINK modules to add capability for service alerts, compliance monitoring and other upgrades as technology evolvesElegant design complements dÃ©cor | soap-dispenser-1200-ml-touch-free-white-800.jpg
SKU: GF5532B-BAG | Lumex Covered Square Hamper | Hamper Bag for Square rolling hamper with easy-open lid | covered-square-hamper-ded.jpg
SKU: CRTLPREZU24 | Certol ProEZ 2, Dual Enzymatic Detergent, 1 oz. Unit Dose | Proez 2 Is A Low Foaming Dual Enzymatic Detergent For Cleaning Medical And Dental Instruments. It Is Especially Useful For Cleaning Flexible Endoscopes And Delicate Instruments With Complex Surfaces Including Serrations, Box Locks And Channels. | proez-2-dual-enzymatic-detergent-1-oz-unit-dose-b23.jpg
SKU: SCH4.350024 | Schiller Lead acid battery AT-1, SP-1, AT-101, 12V | Lead acid battery 12V for use with the Schiller AT-1 EKG, AT-101 EKG and SP-1 Spirometer; Warning - Contains lead, proper handling and disposable is required. | lead-acid-battery-at-1-sp-1-at-101-12v-3c3.png
SKU: KCC21400 | Kimberly-Clark Kleenex Facial Tissue White | Single-use facial tissue for wiping and cleaning the nose, face, and other skin surfaces to help prevent the spread of germs. | kleenex-facial-tissue-white-20a.jpeg
SKU: KCC21606 | Kimberly-Clark White Kleenex Facial Tissue | Premium quality with outstanding value. Boxes have a SIGNAL feature that alerts you when it's time to change the box. 8.4" x 8.6" Tissue Size White | white-kleenex-facial-tissue-c0a.jpg
SKU: KCC21340 | Kimberly-Clark 2-Ply SURPASS Facial Tissue | Available with higher tissue count per box than standard tissue boxes. The SIGNAL* feature alerts you when it's time to change the box. Meets EPA standards for minimum post consumer waste content. | 2-ply-surpass-facial-tissue-acb.jpeg
SKU: KCC03076 | Kimberly-Clark Facial Tissue, White, 125/pk, 12 pk/cs | Offered in a variety of sizes and dispensing options. | facial-tissue-white-125-pk-12-pk-cs-83f.jpg
SKU: INV1079815 | Invacare Reliant Replacement Linak Battery Kit | Replacement Battery Kit for Reliant Power Lift Models RPA450-1, RPL450-1, RPS350-1, and RPA600-1. | reliant-replacement-linak-battery-kit-f20.jpg
SKU: METL2157 | Mettler Electronics Alkaline Battery, 9-Volt | 9-Volt Alkaline Battery. | alkaline-battery-9-volt-3c8.jpg
SKU: MKS82001200 | McKesson Facial Tissue White 5.7 X 6 Inch | Facial Tissue White 5.7 X 6 Inch/ | facial-tissue-white-57-x-6-inch-72f.jpg
SKU: MKS82001201 | McKesson Facial Tissue Medi-Pak White 5.7 X 6 Inch | Facial Tissue Medi-Pak White 5.7 X 6 Inch. | facial-tissue-medi-pak-white-57-x-6-inch-aa2.jpg
SKU: MKS88821200 | McKesson Facial Tissue Sniffles, White, 5.6 X 8 Inch | Facial Tissue Sniffles, White, 5.6 X 8 Inch | facial-tissue-sniffles-white-56-x-8-inch-ab1.jpg
SKU: RBW653 | R & B Wire Replacement Canvas Bag for Hamper | This heavy duty canvas bag is made exclusively for the R&B 652 Collapsible Hamper. The bag is easy to carry with the snap closure shoulder strap. | replacement-canvas-bag-for-hamper-8d7.jpg
SKU: KIM29388 | Kimberly-Clark Cool Touch Facial Tissue, 3 Ply | Helps cope with sore noses caused by colds and flu. | cool-touch-facial-tissue-3-ply-75e.jpg
SKU: BWK6252 | Boardwalk Hardwound Paper Towels, 8" x 350', One-Ply Kraft | These one-ply paper towels are hardwound in rolls without perforations. For hand drying in commercial washrooms. | hardwound-paper-towels-8-x-350-one-ply-kraft-88a.jpg
SKU: GPC48560 | Georgia Pacific Angel Soft ps Ultra Premium Facial Tissue, Flat Box, White,7.4" x 8.8'' | Angel Soft ps Ultra facial tissue offers premium softness and quality for at-home comfort away from home. This premium soft, 2-ply white facial tissue offers a solution for facilities looking to enhance image. Your guests will be truly touched when they discover Angel Soft ps Ultra facial tissue among their amenities. This facial tissue brings an added touch of luxury to our premium line. Perfect for use in luxury hotels, fine dining, top casinos, and executive offices. Show customers that you care to use the very best. | angel-soft-ps-ultra-premium-facial-tissue-flat-box-white74-x-88-ec9.jpg
SKU: MKS8721200 | McKesson Medi-Pak White Facial Tissues | Application : Facial TissueColor : WhitePly : 2-PlyLatex Free Indicator : Latex-Free | medi-pak-white-facial-tissues-f76.jpg
SKU: MKS11417809 | McKesson entrust Performance 18" Tilt-Top Square Hamper Stand | McKesson hamper tilt top square chrome plate - model 81-11410 | entrust-performance-18-tilt-top-square-hamper-stand-c22.jpg
SKU: MKS15917809 | McKesson entrust Premier Hamper Stand With Step-On Foot Pedal | McKesson premier hamper for isolation linen 1 bag stepon blue | entrust-premier-hamper-stand-with-step-on-foot-pedal-e5e.jpg
SKU: MKS15917809 | McKesson entrust Premier Hamper Stand With Step-On Foot Pedal | McKesson premier hamper for isolation linen 1 bag stepon blue | entrust-premier-hamper-stand-with-step-on-foot-pedal-e5e.jpg
SKU: MKS15917809 | McKesson entrust Premier Hamper Stand With Step-On Foot Pedal | McKesson premier hamper for isolation linen 1 bag stepon blue | entrust-premier-hamper-stand-with-step-on-foot-pedal-e5e.jpg
SKU: MKS33337809 | McKesson entrust Performance 18" Tilt-Top Round Hamper Stand | McKesson 18" round tilt top hamper chrome plate 1 bag | entrust-performance-18-tilt-top-round-hamper-stand-953.jpg
SKU: IPULH21 | IPU Linen Hamper | Linen Hamper | linen-hamper-323.jpg
SKU: IPUELH01 | IPU Select Line Linen Hamper | The Select Line of linen hampers is constructed the same as our Classic Line, but without foot pedals The product is designed for easy release and removal of plastic liner or leak proof bag thereby eliminating excessive bending and lifting. | select-line-linen-hamper-dcd.jpg
SKU: RBW669/AM | R & B Wire Triangular Antimicrobial Hamper Bag for 669 Series | Triangular Laundry Hamper Bag is made exclusively for the R&B Wire 669 Triangular Laundry Hamper. Each bag has a drawstring top with a lock for easy and secure closing. Triangular shape of bottom and sides of bag exclusively fit the triangular laundry hamper. Available colors are White, Green, Mauve, and Blue. | triangular-antimicrobial-hamper-bag-for-669-series-943.jpg
SKU: RBW669/LP | R & B Wire Triangular Leakproof Hamper Bag | Triangular Laundry Hamper Bag is made exclusively for the R&B Wire 669 Triangular Laundry Hamper. Each bag has a drawstring top with a lock for easy and secure closing. Triangular shape of bottom and sides of bag fit the triangular laundry hamper exactly. Available colors are White, Green, Mauve, and Blue. | triangular-leakproof-hamper-bag-6ef.jpg
SKU: RBW669/CD | R & B Wire Triangular Cotton Duck Hamper Bag | Triangular Laundry Hamper Bag is made exclusively for the R&B Wire 669 Triangular Laundry Hamper. Each bag has a drawstring top with a lock for easy and secure closing. Triangular shape of bottom and sides of bag exclusively fit the triangular laundry hamper. The Cotton Duck bag comes only in a durable canvas material. | triangular-cotton-duck-hamper-bag-f22.jpg
SKU: RBW669/NY | R & B Wire Triangular Nylon Hamper Bag | Triangular Laundry Hamper Bag is made exclusively for the R&B Wire 669 Triangular Laundry Hamper. Each bag has a drawstring top with a lock for easy and secure closing. Triangular shape of bottom and sides of bag exclusively fit the triangular laundry hamper. Available colors are White, Green, Mauve, and Blue. | triangular-nylon-hamper-bag-154.jpg
SKU: METL1812 | Mettler Electronics Cavi-Clean Liquid Detergent | Cavi-clean is an all-purpose, biodegradable detergent specially formulated for use with Cavitator Ultrasonic Cleaners. It dissolves blood and inhibits rust formation, plus its neutral pH is gentle on the hands or delicate instruments. For tougher jobs, Cavi-Clean Additive will boost the cleaning power of Cavi-Clean detergent. | cavi-clean-liquid-detergent-2cb.jpg
SKU: CRTLPREZ128 | Certol ProEZ 2, Dual Enzymatic Detergent with Pump, 1 Gallon | ProEZ 2 is a low foaming dual enzymatic detergent for cleaning medical and dental instruments. It is especially useful for cleaning flexible endoscopes and delicate instruments with complex surfaces including serrations, box locks and channels. | proez-2-dual-enzymatic-detergent-with-pump-1-gallon-1c5.jpg
SKU: MTRX10-3300 | Metrex Research MetriWash Instrument Detergent Concentrate - Gallon | A neutral pH, low-foaming instrument detergent that effectively cleans and rinses freely from instruments. | metriwash-instrument-detergent-concentrate-gallon-c65.jpg
SKU: MTRX10-3315 | Metrex Research MetriWash Instrument Detergent Concentrate - 15 Gallon | A neutral pH, low-foaming instrument detergent that effectively cleans and rinses freely from instruments. | metriwash-instrument-detergent-concentrate-15-gallon-ef9.jpg
SKU: METL1816 | Mettler Electronics Cavi-Clean Additive Powder | Cavi-Clean additive powder (case of six 1 pound cartons) WARNING: See label before using. | cavi-clean-additive-powder-57f.gif
SKU: RBW684NB | R & B Wire Double Leakproof Hamper With Foot Pedal - No Bag | All deluxe laundry hampers are constructed from high quality 7/8" tubular steel with a bright and sturdy chrome finish. This laundry hamper assembles in minutes and has white ABS high impact lids. Optional colored lids available. Our 4" non-marking quiet-ride casters insure smooth rolling. Two casters are locking to secure the hamper in place and are made for hospital quality with industrial strength - they carry a lifetime guarantee. All laundry hamper units ship knocked-down for an outstanding freight value.Double Leakproof Hamper with Foot Pedal - No Bag | double-leakproof-hamper-with-foot-pedal-no-bag-378.jpg
SKU: RBW672NB | R & B Wire Single Easy Access Hamper with Foot Pedal - No Bag | All deluxe laundry hampers are constructed from high quality 7/8" tubular steel with a bright and sturdy chrome finish. This laundry hamper assembles in minutes and has a white ABS high impact lid and bag lock to secure poly liners in place. Optional colored lids are available. Our 4" non-marking quiet-ride casters insure smooth rolling. Two casters are locking to secure the hamper in place and are made for hospital quality with industrial strength - they carry a lifetime guarantee. Optional Easy Access bags are available. All laundry hamper units ship knocked-down for an outstanding freight value. | single-easy-access-hamper-with-foot-pedal-no-bag-afe.jpg
SKU: RBW674NB | R & B Wire Double Easy Access Hamper With Foot Pedal - No Bag | All deluxe laundry hampers are constructed from high quality 7/8" tubular steel with a bright and sturdy chrome finish. This laundry hamper assembles in minutes and has white ABS high impact lids and bag locks to secure poly liners in place. Optional colored lids are available. Our 4" non-marking quiet-ride casters insure smooth rolling. Two casters are locking to secure the hamper in place and are made for hospital quality with industrial strength - they carry a lifetime guarantee. Replacement This laundry hamper accommodates R&B's poly-liners. All units ship knocked-down for an outstanding freight value. | double-easy-access-hamper-with-foot-pedal-no-bag-174.jpg
SKU: RBW676NB | R & B Wire Triple Easy Access Hamper W/ Foot Pedal - No Bag | All deluxe laundry hampers are constructed from high quality 7/8" tubular steel with a bright and sturdy chrome finish. This laundry hamper assembles in minutes and has white ABS high impact lids and bag locks to secure poly liners in place. Optional colored lids are available. Our 4" non-marking quiet-ride casters insure smooth rolling. Two casters are locking to secure the hamper in place and are made for hospital quality with industrial strength - they carry a lifetime guarantee. Replacement This laundry hamper accommodates R&B's poly-liners. All units ship knocked-down for an outstanding freight value. | triple-easy-access-hamper-w-foot-pedal-no-bag-505.jpg
SKU: RBW682NB | R & B Wire Single Leakproof Hamper With Foot Pedal - No Bag | All deluxe laundry hampers are constructed from high quality 7/8" tubular steel with a bright and sturdy chrome finish. This laundry hamper assembles in minutes and has a white ABS high impact lid. Optional colored lids are available. Our 4" non-marking quiet-ride casters insure smooth rolling. Two casters are locking to secure the hamper in place and are made for hospital quality with industrial strength - they carry a lifetime guarantee. Optional Leakproof bags are available. All laundry hamper units ship knocked-down for an outstanding freight value. | single-leakproof-hamper-with-foot-pedal-no-bag-3a3.jpg
SKU: RBW686NB | R & B Wire Triple Leakproof Hamper With Foot Pedal - No Bag | All deluxe laundry hampers are constructed from high quality 7/8" tubular steel with a bright and sturdy chrome finish. This laundry hamper assembles in minutes and has white ABS high impact lids. Optional colored lids available. Our 4" non-marking quiet-ride casters insure smooth rolling. Two casters are locking to secure the hamper in place and are made for hospital quality with industrial strength - they carry a lifetime guarantee. All laundry hamper units ship knocked-down for an outstanding freight value.Triple Leakproof Hamper w/ Foot Pedal - No Bag | triple-leakproof-hamper-with-foot-pedal-no-bag-6cc.jpg
SKU: CRSTXUTPC | Crosstex GumNumb Topical Anesthetic Pina Colada 1 oz Jar | Provides temporary relief from local anesthetic injections, periodontal curettage, impression taking and intro-oral radiographs. Available in 6 patient pleasing flavors. | gumnumb-topical-anesthetic-pina-colada-1-oz-jar-d7a.jpg
SKU: MRPS700583 | Major Pharmaceuticals Calcium Chewable Tablets 500mg 60s Compare to Os-Cal NDC# 00904-3238-52 | Major Pharmaceuticals 700583 Calcium Chewable Tablets, 500mg, 60s, Compare to Os-Cal, NDC# 00904-3238-52. | calcium-chewable-tablets-500mg-60s-compare-to-os-cal-ndc-00904-3238-52-d67.jpg
SKU: ECGPTP100 | Encompass Group Telemetry Pouch | The Encompass Group Telemetry Pouch is high quality and comfortable to wear. | telemetry-pouch-ce1.jpg
SKU: CRSTXUPSFMF | Crosstex Sparkle FREE Prophy Paste Single Use Cups Medium Grit Fruity | Cleans and polishes - maximum stain removal with minimal enamel loss. | sparkle-free-prophy-paste-single-use-cups-medium-grit-fruity--080.jpg
SKU: TIDI9306 | TIDI Products White Saliva Ejector White Tip | Saliva ejectors contain copper-plated wire, molded in, allowing them to bend easily and then hold their shape. | white-saliva-ejector-white-tip-13b.jpg
SKU: BLPP0283-0075-99 | Beutlich LP Pharmaceuticals HurriCaine Topical Anesthetic Liquid Dispenser White | Topical Anesthetic Liquid Dispenser. | hurricaine-topical-anesthetic-liquid-dispenser-white-731.jpg
SKU: GCAI003679 | GC America MI Paste Mint 40g | The only product for professional use. It is a water-based, sugar-free that is applied directly to the tooth surface or oral cavity. It restores the oral mineral imbalances that cause demineralization by replacing minerals while improving saliva flow and fluoride uptake as well as soothing sensitive surfaces - making it an ideal treatment for: providing a topical treatment for patients suffering from erosion, caries and conditions arising from xerostomia; relieving dry mouth caused by certain medications; reducing high oral acid levels - sometimes a consequence of pregnancy; buffering acids produced by bacteria and plaque; regular conditioning during orthodontics, during and after bands or brackets have been removed, to prevent and reverse white spot lesions; reversing tooth sensitivity and restoring enamel gloss after whitening procedures. | mi-paste-mint-40g-714.jpg
SKU: PDCIN-600-2 | Precision Dynamics Instrument Marking Tape Yellow | Instromark Instrument Marketing Tape Durable. | instrument-marking-tape-yellow-9b9.jpg
SKU: RIHD201213 | Richmond Dental Braided Cotton Roll Small 6" x 5/16" Diameter Non Sterile | Braided with silky yarn; absence of chemicals prevents the roll from sticking to mucosa, which means ultimate comfort for dental patients. | braided-cotton-roll-small-6-x-5-16-diameter-non-sterile-469.jpg
SKU: RIHD216206 | Richmond Dental Economy Cotton Roll Medium 1Â½" x 3/8" Dia Non-Sterile | Satisfaction in Savings. Richmond Econo Rolls are for practices whose first consideration is price. Made with 100% cotton with a methylcellulose binder, the absorbent roll is smooth and rigid. | economy-cotton-roll-medium-1frac12quot-x-3-8quot-dia-non-sterile-7f2.jpg
SKU: DKLCR1-12G | Dukal Cotton Roll 1 lb | Cotton Roll | cotton-roll-1-lb-e6b.jpg
SKU: MNUS5593 | Medicom SafeBasics Dental Tray Covers 8.5" x 12.25" | Covers help prevent cross contamination and unwanted water seepage to your equipment and tray surfaces. | safebasics-dental-tray-covers-85-x-1225-367.jpg
SKU: BLPP0283-1105-72 | Beutlich LP Pharmaceuticals Hurriview II Plaque Indicating Snap -N- Go Swabs, Pink | HURRIVIEW II Plaque Indicating Snap -N- Go Swabs, Pink | hurriview-ii-plaque-indicating-snap-n-go-swabs-pink-4e0.jpg
SKU: BLPP0283-0104-72 | Beutlich LP Pharmaceuticals HurriView Plaque Indicating Snap N Go Swabs Unit Dose | Plaque disclosing swabs that eliminate the mess of traditional plaque disclosants. Plaque-indicating swabs highlight plaque in the mouth by staining it pink, making removal a snap. No messy rinses or tablets to chew, just unwrap, snap and apply. | hurriview-plaque-indicating-snap-n-go-swabs-unit-dose-412.jpg
SKU: CRSTXC10BI25 | Crosstex ConFirm 10 In Office Biological Monitoring System | Now you can meet daily biological monitoring requirements for steam sterilizers in less than half the time . . . with ConFirm 10, the first system that delivers final results in just 10 hours | confirm-10-in-office-biological-monitoring-system-0e7.png
SKU: DKLTB1349 | Dukal Toothbrush 30 Tuft Ivory Handle Clear Polypropylene Bristles | Dukal DawnmistT Toothbrush | toothbrush-30-tuft-ivory-handle-clear-polypropylene-bristles--e91.jpg
SKU: TIDI21101 | TIDI Products Curing Light Sleeve Custom Fit For 3M ESPE Elipar S10 | Custom fit SureCure Windowâ„¢ optimizes light output for confident cures. | curing-light-sleeve-custom-fit-for-3m-espe-elipar-s10--711.jpg
SKU: CRSTXWEXWHT | Crosstex Econoback Sani-Tab Chain-Free Patient Towel 2 Ply Poly 19" x 13" White | Maximizes infection control and patient comfort while saving time and money.The Crosstex success story began in 1953 with the development of our first product, the disposable patient towel...and for more than 50 years we have been the benchmark of quality in patient towels, bibs and liners.The Crosstex fold with horizontal embossing allows the moisture to flow horizontally across the towel, protecting the patient's clothing. Our exclusive reinforced edge embossing design provides added strength and durability where towel clips are based. Our unique bonding technique bonds the layers of tissue and poly (when applicable) securely together, eliminating separation of the layers. | econoback-sani-tab-chain-free-patient-towel-2-ply-poly-19-x-13-white-a8a.jpg
SKU: CRSTXENC4100 | Crosstex UltraPure Sponges | An eco-friendly UltraPure Non-Woven Sponges. Theyâ€™re soft, lint-free and highly absorbent for the clinical results you require. But, unlike typical synthetic non-woven sponges, theyâ€™re biodegradable! | ultrapure-sponges-623.jpg
SKU: CRSTXZFFAD | Crosstex Hygoformic Adapters | Adapter for Free Form Saliva Ejector. | hygoformic-adapters-c8e.jpg
SKU: CRSTX19500 | Crosstex Dental Dams Peppermint Flavored | No one offers a wider selection of dental dams than Crosstex! Crosstex dental dams are available in a low protein, powder-free latex rubber, and new latex-free varieties. Both the low protein latex and latex-free products drastically reduce the risk of allergic reactions for both patients and staff.Crosstex dental dams provide several important benefits, including excellent tear resistance, better contrastand visibility of the prepared teeth, quicker and more efficient procedures and improved patient comfort.Crosstex dental dams help to make procedures easier for you and your patients byÂ reducing or eliminating:Interference from the patient's tongue and cheekThe need for frequent rinsing and the use of multiple cotton rollsBlood and saliva contamination â€“ 2 common reasons for restoration failureThe risk of patients aspirating a foreign body, such as amalgam, old porcelain and compositeContaminated aerosols that can be an infection control risk | dental-dams-peppermint-flavored-212.jpg
SKU: CRSTXYBT | Crosstex Bitewing Tabs | Self-adhesive bite wing tabs attach to adult and children's X-ray films. Holds securely when patient closes mouth for accurate, distortion-free bite wing radiographs. Convenient pop-out dispenser package saves time; makes entire procedure simple, convenient, sanitary, and economical. Latex free. Use as directed. | bitewing-tabs-3ad.jpg
SKU: CRSTXFABL | Crosstex Size A Weber Chayes | Manufactured from a unique, heavy-weight paper stock that impedes the flow of moisture and minimizes seep-through. | size-a-weber-chayes-e2a.jpg
SKU: MNUS5596 | Medicom Tray Cover SS White 10Â¼" x 15Â¾" White | Covers help prevent cross contamination and unwanted water seepage to your equipment and tray surfaces. Contribute to overall cleanliness and patient comfort. | tray-cover-ss-white-10frac14quot-x-15frac34quot-white-8c4.jpg
SKU: MNUS1255HB | Medicom Dental Dams 5" x 5", Heavy, Blue, Unscented | Reduces Cross-Contamination! Restricts moisture contamination with maximum barrier protection and isolation of operating worksite. Stronger than leading brands! It's the next generation of built-in strength and improved tear resistance. Avoids potential costly wastage. Highly flexible new material provides increased stretch and ease of manipulation for the most challenging areas. Available in light pleasant mint (Green) or unscented (Blue). Choose from 5 x 5 or 6 x 6 inch squares; thin, medium or heavy gauge. Made with latex. Study on file. | dental-dams-5-x-5-heavy-blue-unscented-a07.jpg
SKU: MNUS1266MB | Medicom SafeTouch Dental Dams 6" x 6", Medium Blue - Unscented | Reduces Cross-Contamination! Restricts moisture contamination with maximum barrier protection and isolation of operating worksite. Stronger than leading brands! s the next generation of built-in strength and improved tear resistance. Avoids potential costly wastage. Highly flexible new material provides increased stretch and ease of manipulation for the most challenging areas. Available in light pleasant mint (Green) or unscented (Blue). Choose from 5 x 5 or 6 x 6 inch squares; thin, medium or heavy gauge. Made with latex. Study on file. | safetouch-dental-dams-6-x-6-medium-blue-unscented-bbd.jpg
SKU: CRSTXUFGNM | Crosstex Mint Fluoride, 16 oz | 2% neutral sodium fluoride thixotropic gel. Provides perfect non-acidic balance - flows easily during placement then thickens during treatment to minimize gagging. Safe for patients with porcelain or resin cosmetic restorations - will not dull or etch. Treatment effective in 4 minutes. 16 ounce/480ml soft dispensing bottle with side window for easy dispensing and view of contents, provides approximately 120 applications. Available in pleasant mint flavor - no bitter aftertaste | mint-fluoride-16-oz-dbf.jpg
SKU: CRSTXYFTHS | Crosstex Hinged Fluoride Trays Small, Yellow | For the application of fluoride gel and foam. Deep tray well for full coverage of interproximal and occlusal areas to gingival line. Closed cell 4 pound foam assures good, strong rigidity - increases patient comfort while minimizing gagging reflex. Convenient, flexible handles simplify filling and placement of tray. Available in 3 color-coded sizes - small (yellow), medium (white), large (blue). Supplied in unique, stackable "space-saver" package. | hinged-fluoride-trays-small-yellow-0a0.jpg
SKU: CRSTXYFTHL | Crosstex Large, Blue, Hinged Fluoride Trays | For the application of fluoride gel and foam. Deep tray well for full coverage of interproximal and occlusal areas to gingival line. Closed cell 4 pound foam assures good, strong rigidity - increases patient comfort while minimizing gagging reflex. Convenient, flexible handles simplify filling and placement of tray. Available in 3 color-coded sizes - small (yellow), medium (white), large (blue). Supplied in unique, stackable "space-saver" package. | large-blue-hinged-fluoride-trays-9ef.jpg
SKU: MNUS1255MG | Medicom SafeTouch Dental Dams 5" x 5", Medium, Green, Mint | Reduces Cross-Contamination! Restricts moisture contamination with maximum barrier protection and isolation of operating worksite. Stronger than leading brands! It's the next generation of built-in strength and improved tear resistance. Avoids potential costly wastage. Highly flexible new material provides increased stretch and ease of manipulation for the most challenging areas. Available in light pleasant mint (Green) or unscented (Blue). Choose from 5 x 5 or 6 x 6 inch squares; thin, medium or heavy gauge. Made with latex. Study on file. | safetouch-dental-dams-5-x-5-medium-green-mint-c91.jpg
SKU: MNUS1266MG | Medicom SafeTouch Dental Dams 6" x 6", Medium, Green, Mint | Reduces Cross-Contamination! Restricts moisture contamination with maximum barrier protection and isolation of operating worksite. Stronger than leading brands! It's the next generation of built-in strength and improved tear resistance. Avoids potential costly wastage. Highly flexible new material provides increased stretch and ease of manipulation for the most challenging areas. Available in light pleasant mint (Green) or unscented (Blue). Choose from 5 x 5 or 6 x 6 inch squares; thin, medium or heavy gauge. Made with latex. Study on file. | safetouch-dental-dams-6-x-6-medium-green-mint-0b6.jpg
SKU: MNUS5595 | Medicom Tray Cover Midwest 9" x 13Â½" White | Improved moisture resistance helps prevent cross-contamination and unwanted water seepage to the surface underneath. | tray-cover-midwest-9quot-x-13frac12quot-white-2db.jpg
SKU: MNUS5597 | Medicom Tray Cover Weber Hi Lo 11" x 17.5" White | Improved moisture resistance helps prevent cross-contamination and unwanted water seepage to the surface underneath. | tray-cover-weber-hi-lo-11-x-175-white--f2d.jpg
SKU: MNUS5593-DR | Medicom Tray Cover B Ritter 8Â½" x 12Â¼" Dusty Rose | Covers help prevent cross contamination and unwanted water seepage to your equipment and tray surfaces. Contribute to overall cleanliness and patient comfort. | tray-cover-b-ritter-8frac12quot-x-12frac14quot-dusty-rose-7fc.jpg
SKU: SNHI70050 | Sultan Healthcare SensiTemp NEZO Temporary Cement, 4ml Auto Mix Hand Syringe & 20 Mixing Tips | Feature Ideal for all indications including inlays, onlays, crowns and bridges Extremely retentive, yet easy to remove Contains potassium nitrate to help reduce post-operative sensitivity Two automix delivery systems provide a consistent bubble-free mix every time with far less waste than with mixing pads Mini mixing tips allow for easier, more precise handling | sensitemp-nezo-temporary-cement-4ml-auto-mix-hand-syringe-20-mixing-tips-f9e.jpg
SKU: SNHI72010 | Sultan Healthcare Intro Kit 25ml Cartridges Shades A1, A2, A3.5, B1 | Feature A unique composite-based resin chemistry that provides superior strength and hardness for all of your routine restorative procedures The ability to create high performance provisionals that look and feel like final restorations 6 beautiful Vita-matched shades (AO-Bleach, A1, A2, A3.5, B1 and C2) A working time of 1.5 minutes and a setting time of 4 minutes 5ml, 25ml and 50ml clog-proof, 1:1 cartridges that makes it easier to handle and dispense Smaller mixing tips that reduce waste by up to 15% Patient-friendly formula with no harmful heat generation Can be accurately custom-characterized with the 6 stains in the LC Stain Kit Provides a natural look and sheen when used with Gloss Cote light cure varnishDispensing AutomixApplication Time 30 secondsMouth Removal Time 1-2 minutesSetting Time 3-4 Minutes (in matrix)Finishing >4 minutesFlexural Strength >70 MPaCompressive Strength 205 MPaMax Setting Temp 40 C | intro-kit-25ml-cartridges-shades-a1-a2-a35-b1--2e5.jpg
SKU: SNHIAD30045 | Sultan Healthcare Topex Prep & Polish Paste 100-2g Cups Prophy Ring | Prep & Polish is a convenient, fast, and easy way to clean and prepare tooth surfaces prior to bonding or cementation. The Prep & Polish formulation does not contain additives, oils, waxes or flavors which can interfere with bonding surfaces. | topex-prep-polish-paste-100-2g-cups-prophy-ring-780.jpg
SKU: SNHI77630 | Sultan Healthcare Sultan VPS Genie Impression, Heavy Body, Rapid Set, Berry Flavor | Heavy Body, Rapid Set, Berry Flavor, Includes: 2-50ml Cartridges, & 6 Green Mixing Tips | sultan-vps-genie-impression-heavy-body-rapid-set-berry-flavor-b55.jpg
SKU: BLPP0283-0569-72 | Beutlich LP Pharmaceuticals HURRICAINE Topical Anesthetic Snap-N-Go Swabs Cherry flavor | HURRICAINE Topical Anesthetic Snap-N-Go Swabs, Cherry flavor | hurricaine-topical-anesthetic-snap-n-go-swabs-cherry-flavor-fd1.jpg
SKU: MNUS10029-SUN | Medicom Fluoride Trays Disposable Small Yellow | Save time with convenient, dual arch foam trays, designed to increase surface coverage. | fluoride-trays-disposable-small-yellow-ffb.jpg
SKU: MNUS10029-MUN | Medicom Fluoride Trays Disposable Medium White | Save time with convenient, dual arch foam trays, designed to increase surface coverage. | fluoride-trays-disposable-medium-white-bba.jpg
SKU: MNUS10029-LUN | Medicom Fluoride Trays Disposable Large Blue | Save time with convenient, dual arch foam trays, designed to increase surface coverage. | fluoride-trays-disposable-large-blue-aba.jpg
SKU: MNUS10030-MUN | Medicom Fluoride Gel Trays, Disposable, Medium, Single | Save time with convenient, single use foam trays, with anatomical design to increase surface coverage. Fast and simple patient clean up with easy removal tabs. Provides a more comfortable experience, one arch at a time. Ideal for children and patients with a hyperactive gag reflex. | fluoride-gel-trays-disposable-medium-single-a19.jpg
SKU: MNUS1007080 | Medicom Pro-TipTM Turbo - Single Use Air/Water Syringe Tip, Pro Syringe | Exclusive radial dual air/water chamber, eliminates moisture blowby when switching to air only. Bayonet mount safety lock system ensures against accidental discharge of tip. Exclusive 360Â° swivel converter provides full mouth access. Sturdy plastic construction for effective cheek retraction. | pro-tiptm-turbo-single-use-air-water-syringe-tip-pro-syringe-d40.jpg
SKU: MNUS1007093 | Medicom Pro-TipTM Turbo, Single Use Air/Water Syringe Tip, DCI Converter | Exclusive radial dual air/water chamber, eliminates moisture blowby when switching to air only. Bayonet mount safety lock system ensures against accidental discharge of tip. Exclusive 360Ã‚Â° swivel converter provides full mouth access. Sturdy plastic construction for effective cheek retraction. | pro-tiptm-turbo-single-use-air-water-syringe-tip-dci-converter-dfc.jpg
SKU: MNUS114-CH | Medicom Medicom Poly-Coated Paper Cups, 4oz, 120 mL | Increase patient enjoyment with Healthy Teeth and fun Bubbles Design! Environmentally friendly and biodegradable. | medicom-poly-coated-paper-cups-4oz-120-ml-0bf.jpg
SKU: MNUS115-CH | Medicom Medicom Poly-Coated Paper Cups, 5 oz, 150 mL | Increase patient enjoyment with Healthy Teeth and fun Bubbles Design! Environmentally friendly and biodegradable. | medicom-poly-coated-paper-cups-5-oz-150-ml-e7e.jpg
SKU: SNHI73010 | Sultan Healthcare Hydro-Cast Impression Material Standard Package | Clinically proven tissue conditioning and functional impression material designed to return edentulous tissues to a normal state of health while securing a super-accurate functional impression. | hydro-cast-impression-material-standard-package-fe7.jpg
SKU: BLPP0283-0908-21 | Beutlich LP Pharmaceuticals Periodontal irrigation Tips | Periodontal irrigation Tips | periodontal-irrigation-tips-c14.jpg
SKU: BLPP0283-1107-07 | Beutlich LP Pharmaceuticals Periodontal anesthetic Kit, Refill Kit | Periodontal anesthetic Kit, Refill Kit | periodontal-anesthetic-kit-refill-kit-a0e.jpg
SKU: BLPP0283-1009-09 | Beutlich LP Pharmaceuticals HurriPaK Periodontal anesthetic Kit | HurriPaK Periodontal anesthetic Kit, 2 bottles of HurriCaine Topical Anesthetic Liquid â€“ Original Wild Cherry and PiÃ±a Colada flavors , 12 disposable irrigation syringes , 12 disposable periodontal irrigation tips, 2 HurriCaine Luer-Lock , Dispensing Caps | hurripak-periodontal-anesthetic-kit-b32.jpg
SKU: CVN8881443009 | Covidien MONOJECT 443 Oral Evacuator | Clean, ready to use. Single use, disposable. Non-autoclavable. | monoject-443-oral-evacuator-f1e.jpg
SKU: CVN8881450004 | Covidien MONOJECT 450 Flexible Saliva Ejector | Basket strainer tip permits maximum fluid aspiration without clogging. | monoject-450-flexible-saliva-ejector-f1c.jpg
SKU: MNUS510 | Medicom Medicom High Volume Evacuators, White Vented 1Side, 5.77â€ | Reduced splatter with ideal aspiration efficiency of 45deg angled tip. Increased access and visibility provided with a unique S shape design. | medicom-high-volume-evacuators-white-vented-1side-577-2b9.jpg
SKU: MNUS700 | Medicom Medicom Saliva Ejectors Non-Sterile, Clear | Saliva ejectors are used in dentistry in order to remove saliva, blood or other debris from the mouth during dental procedures. This disposable device is connected to an active device, normally a pneumatic system suction circuit. | medicom-saliva-ejectors-non-sterile-clear-310.jpg
SKU: MNUS701 | Medicom Saliva Ejector Clear Cannula with White Fixed Tip | Saliva ejectors are used in dentistry in order to remove saliva, blood or other debris from the mouth during dental procedures. This disposable device is connected to an active device, normally a pneumatic system suction circuit. | saliva-ejector-clear-cannula-with-white-fixed-tip-ecd.jpg
SKU: MNUS703 | Medicom Medicom Pompes a Salive Non Steriles,Canule blanche | Les pompes Ã salive sont utilisÃ©es en dentisterie pour Ã©liminer la salive, le sang ou d'autres dÃ©bris de la bouche pendant les interventions dentaires. Ce dispositif jetable est reliÃ© Ã un dispositif actif, normalement un circuit d'aspiration pneumatique. | medicom-pompes-a-salive-non-sterilescanule-blanche-384.jpg
SKU: MNUS3554 | Medicom Medicon Distech Cotton Dental Rolls Non Sterile Medium #2 White | Flexible roll format holds its shape and performs well for a number of dental procedures. Suitable for sensitive patients due to easy removal and minimal irritation. The ultimate choice in flexibility, conforms easily and maintains its shape. Pure quality built right in with highly absorbent 100% long fiber, pure white cotton dental rolls. | medicon-distech-cotton-dental-rolls-non-sterile-medium-2-white-c9d.jpg
SKU: MNUS4554 | Medicom Medicom Cotton Dental Rolls | The ultimate choice in flexibility, conforms easily and maintains its shape. Pure quality built right in with highly absorbent 100% long fiber, pure white cotton dental rolls. | medicom-cotton-dental-rolls-a68.jpg
SKU: MNUS1007090 | Medicom Pro-TipTM Turbo, Single Use Air/Water Syringe Tip, Adec Converter | Exclusive radial dual air/water chamber, eliminates moisture blowby when switching to air only. Bayonet mount safety lock system ensures against accidental discharge of tip. Exclusive 360?Ã¯Â¿Â½ swivel converter provides full mouth access. Sturdy plastic construction for effective cheek retraction. | pro-tiptm-turbo-single-use-air-water-syringe-tip-adec-converter-38a.jpg
SKU: MNUS5593-LAV | Medicom Tray Cover B Ritter 8Â½" x 12Â¼" Lavender | Improved moisture resistance helps prevent cross-contamination and unwanted water seepage to the surface underneath. | tray-cover-b-ritter-8frac12quot-x-12frac14quot-lavender-4b9.jpg
SKU: SNHAD30024 | Sultan Healthcare Topex Prophylaxis Paste Pina Colada | Excellent washability, leaves no gritty residue.Splatter-free formula, stays on Prophy cup and tooth surface with no mess.Disposable unit dose cup, eliminates cross contamination.Color-coded tops and easy to read labels, are convenient and simple to use.2 Upgrade angles & 1 autoclavable prophy ring included free in every box, aids in paste application. | topex-prophylaxis-paste-pina-colada-400.jpg
SKU: SNHAD30029 | Sultan Healthcare Topex Prophylaxis Paste Neapolitan Assortment | Neapolitan Assortment/ Fine Contains chocolate, vanilla and strawberry flavors. | topex-prophylaxis-paste-neapolitan-assortment-f4d.jpg
SKU: SNH21301 | Sultan Healthcare Tin Oxide 4 Ounce | May be mixed with glycerine to make a paste suitable for polishing amalgams. | tin-oxide-4-ounce-3c0.jpg
SKU: CRSTXC10SK | Crosstex ConFirm 10 In-Office Biological Monitoring System Starter Kit | Now you can meet daily biological monitoring requirements for steam sterilizers in less than half the time . . . with ConFirm 10, the fi rst system that delivers fi nal results in just 10 hours. | confirm-10-in-office-biological-monitoring-system-starter-kit-e3e.jpg
SKU: MNUS1007073 | Medicom Pro-Tip Syringe Tip Air Water Bulk White Recyclable | Need a new air/water syringe? Pro-Syringe delivers.Durability and comfort with integral converter for optimum performance.Smooth proï¬le valves and head for comfort feel .Removable valves for easy maintenance and reduced seal wear. | pro-tip-syringe-tip-air-water-bulk-white-recyclable-bd5.jpg
SKU: MNUS1007072 | Medicom Pro-Tip Syringe Tip Air Water White Recyclable | Need a new air/water syringe? Pro-Syringe delivers.Durability and comfort with integral converter for optimum performance.Smooth proï¬le valves and head for comfort feel .Removable valves for easy maintenance and reduced seal wear. | pro-tip-syringe-tip-air-water-white-recyclable-d1c.jpg
SKU: TIDI21103 | TIDI Products Curing Light Sleeve Custom Fit For Dentsply SmartLIte Max | Curing Light Sleeve Custom Fit For Dentsply SmartLIte Max. | curing-light-sleeve-custom-fit-for-dentsply-smartlite-max--124.jpg
SKU: GF3396 | Grafco Child Toothbrush 31 tufts 5.25" length | Child, 31 tufts, 5 1/4" length | child-toothbrush-31-tufts-525-length-82e.jpg
SKU: BMCIMD-100 | Bowman Dental Organizer | Dental OrganizerHolds three boxes of gloves, two boxes of face masks, quarter fold towels, and patient bibs. | dental-organizer-c21.png
SKU: LWSZ2S-VS3Z-AT71 | LW Scientific The VS-3Z Video Zoom System, Magnification : 3x-22.5x | The Zoom capabilities gives the user the ability to see from 3x to 22.5x magnification (up to 45x with 1/2x reducing lens removed). Super-wide eyepieces help eliminate eyestrain. The trinocular head boasts of all three being "LIVE" with the Biovid camera and flat TFT screen. It easily plugs into a large monitor for training a group of people. | the-vs-3z-video-zoom-system-magnification-3x-225x-6e6.jpg
SKU: LWSZ2S-OS1Z-AT71 | LW Scientific Digtal Video System, 58 lb | Scope: Z2 Zoom optical head, zooming from 3.25x to 22.5x with included 1/2x reducing lens (and even up to 45x if you need it). Trinocular head provides live images to camera.Camera: The Omnivid is the first â€œAll-in-Oneâ€ comprehensive microscope camera on the market. It features built-in live video on a bright 2-inch LCD screen, 8 megapixel digital imaging, and MPEG4 video directly onto the included SD memory card.Light: Fiber optic ring light provides super-bright 150 watt light, 360 degree ring of cool light to virtually eliminate shadows. | digtal-video-system-58-lb-1bf.jpg
SKU: MNUS501 | Medicom Medicom Saliva Ejectors with White Fixed Tip, Non-Sterile | Easy to use with non-rusting alloy wire and easily forms into desired configuration. Increased patient comfort and safety with soft bonded smooth tip to avoid tissue aspiration. | medicom-saliva-ejectors-with-white-fixed-tip-non-sterile-dc8.jpg
SKU: MNUS2046 | Medicom Safe+Mask Premier Elite Earloop Mask, Pink | High barrier mask offers maximum protection for procedures producing heavy amounts of airborne particles, moisture, spray and spatter. Mask exceed ASTM 2100 performance standards for high barrier protection. Fluid resistant inner and outer layer plus unique shingle pleats design to prevent fluid pooling and cross-contamination. Latex free, with adjustable nosepiece. Bacterial and particle filtration efficiency over 99% assures the highest level of protection against potential sources of infection. | safemask-premier-elite-earloop-mask-pink-e43.jpg
SKU: SPSML020127 | Crosstex Rapicide OPA/28 High-Level Disinfectant 1 Gallon | When safety counts and minutes matter, choose RapicideÂ® OPA/28 High-Level Disinfectant: a superior way to reprocess devices that are unsuitable for sterilization.Â Rapicide OPA/28 features the fastest disinfection time in the U.S. market and twice the reuse period of other OPA brands...allowing for the ultimate combination of safety, convenience, and value.With Rapicide OPA/28 Test Strips you can verify the proper concentration quickly. OPA/28 test strips are designed for specific use with Rapicide OPA/28 HLD. Intuitive and fast with a pass/fail reference color chart on bottle and 3-second dip time and 90-second test strip read time.Safe:Protects workers by limiting exposure to disinfectants.Because of the low percentage of OPA and low vapor pressure, irritation to the eyes, nose and throat are significantly reduced. *as compared to GlutaraldehydeÂ Fast:With a 10-minute high-level manual disinfection time itâ€™s faster than all other OPA HLDâ€™s in the U.S. healthcare market today.Fast manual disinfection time provides at least one extra disinfection cycle for every five instruments reprocessed.Â Effective:Inactivates TB, HIV2, MRSA, VRE & HepatitisMaximum reuse period of 28 daysÂ Easy-to-Use:No mixing or activation required,Â comes ready to use2 year unopened shelf life and 75 days once openedExcellent Materials compatability, non-corrosive to metalÂ | rapicide-opa-28-high-level-disinfectant-1-gallon-c2a.jpg
SKU: CRSTXDS503L | Crosstex Ultra Dental Unit Waterline Treatment Set Contains Bottle of Solution 1 & Bottle of Solution 2 | SterilexÂ® Liquid Ultra is easy-to-use, cost-effective and the only product to be granted the following claims by the EPA: removes existing biofilm from dental unit waterlines, kills biofilm bacteria, prevents and suppresses formation of biofilm in dental unit waterlines. All of this maintains your dental unit waterline effluent water at less than 500 CFU/mL. | ultra-dental-unit-waterline-treatment-set-contains-bottle-of-solution-1-amp-bottle-of-solution-2-053.jpg
SKU: TIDI9306G | TIDI Products White Saliva Ejector White Tip 6" - 100 per Bag | TIDI HIGH VOLUME EVACUATOR TIP | white-saliva-ejector-white-tip-6-100-per-bag-5dc.jpg
SKU: TIDI9307G | TIDI Products Clear Saliva Ejector Blue Tip 6" - 100 per Bag | TIDI HIGH VOLUME EVACUATOR TIP | clear-saliva-ejector-blue-tip-6-100-per-bag-f59.jpg
SKU: CVN8881450004G | Covidien Saliva Ejector - 250 per Bag | Basket strainer tip permits maximum fluid aspiration without clogging. Vacuum suction vents reduce potential of tissue suction. Permanently attached tip increases safety. Wire embedded in tubing wall allows shaping to meet the needs of a variety of procedures. | saliva-ejector-250-per-bag-275.jpg
SKU: CVN8881443009G | Covidien Oral Evacuator Bevel Tip - 100 per Bag | Soft-rigid wall design allows for greater patient comfort yet strong enough for cheek retraction. Bendable 6" length can be shaped to satisfy procedure needs. Suction control side vents reduce tissue grab. | oral-evacuator-bevel-tip-100-per-bag-a17.jpg
SKU: MNUS114-CHG | Medicom Paper Cup 4 oz Healthy Teeth Design 100/slv - Sleeve | Increase patient enjoyment with Healthy Teeth and fun Bubbles Design! Environmentally friendly and biodegradable. | paper-cup-4-oz-healthy-teeth-design-100-slv-sleeve-48b.jpg
SKU: MNUS115-CHG | Medicom Paper Cup 5 oz Bubbles Design 100/slv - Sleeve | Increase patient enjoyment with Healthy Teeth and fun Bubbles Design! Environmentally friendly and biodegradable. | paper-cup-5-oz-bubbles-design-100-slv-sleeve-48b.jpg
SKU: MNUS116-CHG | Medicom Paper Cup 5 oz Healthy Teeth Design 100/slv - Sleeve | Increase patient enjoyment with Healthy Teeth and fun Bubbles Design! Environmentally friendly and biodegradable. | paper-cup-5-oz-healthy-teeth-design-100-slv-sleeve-48b.jpg
SKU: MNUS505G | Medicom Suction Tip Non-Vented - 50 per Bag | Reduced splatter with ideal aspiration efficiency of 45Â° angled tip. Increased access and visibility provided with a unique S shape design. | suction-tip-non-vented-50-per-bag-481.jpg
SKU: MNUS510G | Medicom Suction Tip Vented S Shape - 50 per Bag | Reduced splatter with ideal aspiration efficiency of 45Â° angled tip. Increased access and visibility provided with a unique S shape design. | suction-tip-vented-s-shape-50-per-bag-481.jpg
SKU: MNUS1007090G | Medicom Adec Convertor - 1 per Package | A single-use air/water syringe tip which safeguards against cross contamination from biofilm build-up found in metal syringe tips. Has been enhanced with a new High Power Air Jet to improve air velocity. The unique dual chamber design remains a cornerstone of the Pro-Tip air/water syringe franchise allowing for complete separation of air and water, guaranteeing instant dry air and perfect misted spray when and where you need it. | adec-convertor-1-per-package-36d.jpg
SKU: MNUS1007073G | Medicom Turbo Air/ Water Syringe Tips - 250 per Bag | A single-use air/water syringe tip which safeguards against cross contamination from biofilm build-up found in metal syringe tips. Has been enhanced with a new High Power Air Jet to improve air velocity. The unique dual chamber design remains a cornerstone of the Pro-Tip air/water syringe franchise allowing for complete separation of air and water, guaranteeing instant dry air and perfect misted spray when and where you need it. | turbo-air-water-syringe-tips-250-per-bag-e60.jpg
SKU: MNUS703G | Medicom Saliva Ejector 6" White White Tip - 100 per Bag | Offers optimal performance. Easily shapes and maintains desired configuration. Soft, smooth tip for patient's safety. Does not aspirate tissue. High quality construction. | saliva-ejector-6-white-white-tip-100-per-bag-cbd.jpg
SKU: MNUS700G | Medicom Saliva Ejector Clear Blue Tip 100/bg 10bg/cs - Bag | Offers optimal performance. Easily shapes and maintains desired configuration. Soft, smooth tip for patient's safety. Does not aspirate tissue. High quality construction. | saliva-ejector-clear-blue-tip-100-bg-10bg-cs-bag-ad3.jpg
SKU: MNUS1255MGG | Medicom Dental Dam 5" x 5" Medium Gauge Mint Green 52bx - Box | Reduces Cross-Contamination! Restricts moisture contamination with maximum barrier protection and isolation of operating worksite. Stronger than leading brands! * Itâ€™s the next generation of built-in strength and improved tear resistance. Avoids potential costly wastage. Highly flexible new material provides increased stretch and ease of manipulation for the most challenging areas. Available in light pleasant mint (Green) or unscented (Blue). Choose from 5 x 5 or 6 x 6 inch squares; thin, medium or heavy gauge. Made with latex. *Study on file. | dental-dam-5-x-5-medium-gauge-mint-green-52bx-box-a41.jpg
SKU: MNUS1255HBG | Medicom Dental Dam 5" x 5" Heavy Gauge Unscented Blue 52bx - Box | Reduces Cross-Contamination! Restricts moisture contamination with maximum barrier protection and isolation of operating worksite. Stronger than leading brands! * Itâ€™s the next generation of built-in strength and improved tear resistance. Avoids potential costly wastage. Highly flexible new material provides increased stretch and ease of manipulation for the most challenging areas. Available in light pleasant mint (Green) or unscented (Blue). Choose from 5 x 5 or 6 x 6 inch squares; thin, medium or heavy gauge. Made with latex. *Study on file. | dental-dam-5-x-5-heavy-gauge-unscented-blue-52bx-box-a41.jpg
SKU: MNUS1266TGG | Medicom Dental Dam 6" x 6" Thin Gauge Mint Green 36bx - Box | Reduces Cross-Contamination! Restricts moisture contamination with maximum barrier protection and isolation of operating worksite. Stronger than leading brands! * Itâ€™s the next generation of built-in strength and improved tear resistance. Avoids potential costly wastage. Highly flexible new material provides increased stretch and ease of manipulation for the most challenging areas. Available in light pleasant mint (Green) or unscented (Blue). Choose from 5 x 5 or 6 x 6 inch squares; thin, medium or heavy gauge. Made with latex. *Study on file. | dental-dam-6-x-6-thin-gauge-mint-green-36bx-box-a41.jpg
SKU: MNUS1266MGG | Medicom Dental Dam 6" x 6" Medium Gauge Mint Green 36bx - Box | Reduces Cross-Contamination! Restricts moisture contamination with maximum barrier protection and isolation of operating worksite. Stronger than leading brands! * Itâ€™s the next generation of built-in strength and improved tear resistance. Avoids potential costly wastage. Highly flexible new material provides increased stretch and ease of manipulation for the most challenging areas. Available in light pleasant mint (Green) or unscented (Blue). Choose from 5 x 5 or 6 x 6 inch squares; thin, medium or heavy gauge. Made with latex. *Study on file. | dental-dam-6-x-6-medium-gauge-mint-green-36bx-box-a41.jpg
SKU: MNUS1266MBG | Medicom Dental Dam 6" x 6" Medium Gauge Unscented Blue | Extreme strength and flexibility allow for manipulation in the most difficult to reach areas. | dental-dam-6-x-6-medium-gauge-unscented-blue--f91.jpg
SKU: CRSTXBCCSG | Crosstex Sleeve 27 1/2" x 24" - 225 per Roll | Universal clear plastic sleeve for patient chairs. covers chair back and controls preventing potential cross-contamination from airborne aerosols, splash and/or spatter. Provides further protection from potential damage done by surface disinfectants. Easily slides on and off chair. | sleeve-27-1-2-x-24-225-per-roll-f14.jpg
SKU: CRSTXBCSSOG | Crosstex Sleeve 2 1/2" x 10" Opening - 500 per Box | CROSSTEX SYRINGE SLEEVES | sleeve-2-1-2-x-10-opening-500-per-box-c57.jpg
SKU: CRSTXBFCLG | Crosstex Film Clear 4" x 6" - 1200 sheets per Roll | The perfect solution for areas/surfaces that are hard-to-reach, clean and or disinfect. Unique FINGER LIFT EDGE feature allows for easy placement and removal because of the 3/16" non-adhesive outer edges of the film. film is easy to grasp for quick removal, even with gloves. Light tack adhesive easily attaches to surfaces without leaving residue. Made in USA | film-clear-4-x-6-1200-sheets-per-roll-ddf.jpg
SKU: CRSTXBFBLG | Crosstex Film Blue 4" x 6" - 1200 sheets per Roll | The perfect solution for areas/surfaces that are hard-to-reach, clean and or disinfect. Unique FINGER LIFT EDGE feature allows for easy placement and removal because of the 3/16" non-adhesive outer edges of the film. film is easy to grasp for quick removal, even with gloves. Light tack adhesive easily attaches to surfaces without leaving residue. Made in USA | film-blue-4-x-6-1200-sheets-per-roll-ddf.jpg
SKU: CRSTXBAGSG | Crosstex Bag 6" x 10" Standard 250/bx 4 bx/cs - Box | CROSSTEX TRANSPORT BAG | bag-6-x-10-standard-250-bx-4-bx-cs-box-58e.jpg
SKU: CRSTXKSTRIP500G | Crosstex Matrix Strips 500/tube - Each | Strong and economical. Made of mylar polyester film. Resist solvents and will not stretch, curl or break. | matrix-strips-500-tube-each-442.jpg
SKU: CRSTXFAWHG | Crosstex Tray Cover Size A Weber/ Chayes 9 1/2" x 12 1/4" White - 1000 per Carton | Manufactured from a unique, heavy weight paper stock that impedes the flow of moisture, minimizing liquid seep-through and protecting the covers and unit beneath the tray. | tray-cover-size-a-weber-chayes-9-1-2-x-12-1-4-white-1000-per-carton-622.jpg
SKU: CRSTXFBAQG | Crosstex Tray Cover Size B Ritter 8 1/2" x 12 1/4" Aqua - 1000 per Carton | Manufactured from a unique, heavy weight paper stock that impedes the flow of moisture, minimizing liquid seep-through and protecting the covers and unit beneath the tray. | tray-cover-size-b-ritter-8-1-2-x-12-1-4-aqua-1000-per-carton-622.jpg
SKU: CRSTXFBBGG | Crosstex Tray Cover Size B Ritter 8 1/2" x 12 1/4" Beige - 1000 per Carton | Manufactured from a unique, heavy weight paper stock that impedes the flow of moisture, minimizing liquid seep-through and protecting the covers and unit beneath the tray. | tray-cover-size-b-ritter-8-1-2-x-12-1-4-beige-1000-per-carton-622.jpg
SKU: CRSTXFBBLG | Crosstex Tray Cover Size B Ritter 8 1/2" x 12 1/4" Blue - 1000 per Carton | Manufactured from a unique, heavy weight paper stock that impedes the flow of moisture, minimizing liquid seep-through and protecting the covers and unit beneath the tray. | tray-cover-size-b-ritter-8-1-2-x-12-1-4-blue-1000-per-carton-622.jpg
SKU: CRSTXFBDRG | Crosstex Tray Cover Size B Ritter 8 1/2" x 12 1/4" Dusty Rose - 1000 per Carton | Manufactured from a unique, heavy weight paper stock that impedes the flow of moisture, minimizing liquid seep-through and protecting the covers and unit beneath the tray. | tray-cover-size-b-ritter-8-1-2-x-12-1-4-dusty-rose-1000-per-carton-622.jpg
SKU: CRSTXFBGRG | Crosstex Tray Cover Size B Ritter 8 1/2" x 12 1/4" Green - 1000 per Carton | Manufactured from a unique, heavy weight paper stock that impedes the flow of moisture, minimizing liquid seep-through and protecting the covers and unit beneath the tray. | tray-cover-size-b-ritter-8-1-2-x-12-1-4-green-1000-per-carton-622.jpg
SKU: CRSTXFBLVG | Crosstex Tray Cover Size B Ritter 8 1/2" x 12 1/4" Lavender - 1000 per Carton | Manufactured from a unique, heavy weight paper stock that impedes the flow of moisture, minimizing liquid seep-through and protecting the covers and unit beneath the tray. | tray-cover-size-b-ritter-8-1-2-x-12-1-4-lavender-1000-per-carton-622.jpg
SKU: CRSTXFBPEG | Crosstex Tray Cover Size B Ritter 8 1/2" x 12 1/4" Peach - 1000 per Carton | Manufactured from a unique, heavy weight paper stock that impedes the flow of moisture, minimizing liquid seep-through and protecting the covers and unit beneath the tray. | tray-cover-size-b-ritter-8-1-2-x-12-1-4-peach-1000-per-carton-622.jpg
SKU: CRSTXFBSIG | Crosstex Tray Cover Size B Ritter 8 1/2" x 12 1/4" Silver Grey - 1000 per Carton | Manufactured from a unique, heavy weight paper stock that impedes the flow of moisture, minimizing liquid seep-through and protecting the covers and unit beneath the tray. | tray-cover-size-b-ritter-8-1-2-x-12-1-4-silver-grey-1000-per-carton-622.jpg
SKU: CRSTXFBWHG | Crosstex Tray Cover Size B Ritter 8 1/2" x 12 1/4" White - 1000 per Carton | Manufactured from a unique, heavy weight paper stock that impedes the flow of moisture, minimizing liquid seep-through and protecting the covers and unit beneath the tray. | tray-cover-size-b-ritter-8-1-2-x-12-1-4-white-1000-per-carton-622.jpg
SKU: CRSTXFBYEG | Crosstex Tray Cover Size B Ritter 8 1/2" x 12 1/4" Yellow - 1000 per Carton | Manufactured from a unique, heavy weight paper stock that impedes the flow of moisture, minimizing liquid seep-through and protecting the covers and unit beneath the tray. | tray-cover-size-b-ritter-8-1-2-x-12-1-4-yellow-1000-per-carton-622.jpg
SKU: CRSTXFCBLG | Crosstex Tray Cover Size C Weber Hi-Lo 11" x 17 1/2" Blue - 1000 per Carton | Manufactured from a unique, heavy weight paper stock that impedes the flow of moisture, minimizing liquid seep-through and protecting the covers and unit beneath the tray. | tray-cover-size-c-weber-hi-lo-11-x-17-1-2-blue-1000-per-carton-622.jpg
SKU: CRSTXFCWHG | Crosstex Tray Cover Size C Weber Hi-Lo 11" x 17 1/2" White - 1000 per Carton | Manufactured from a unique, heavy weight paper stock that impedes the flow of moisture, minimizing liquid seep-through and protecting the covers and unit beneath the tray. | tray-cover-size-c-weber-hi-lo-11-x-17-1-2-white-1000-per-carton-622.jpg
SKU: CRSTXFEBLG | Crosstex Tray Cover Size E 9" x 13 1/2" Blue - 1000 per Carton | Manufactured from a unique, heavy weight paper stock that impedes the flow of moisture, minimizing liquid seep-through and protecting the covers and unit beneath the tray. | tray-cover-size-e-9-x-13-1-2-blue-1000-per-carton-622.jpg
SKU: CRSTXFEWHG | Crosstex Tray Cover Size E Midwest 9" x 13 1/2" White - 1000 per Carton | Manufactured from a unique, heavy weight paper stock that impedes the flow of moisture, minimizing liquid seep-through and protecting the covers and unit beneath the tray. | tray-cover-size-e-midwest-9-x-13-1-2-white-1000-per-carton-622.jpg
SKU: CRSTXFMINIG | Crosstex Tray Cover Size M Mini 5" x 8" White - 1000 per Carton | Manufactured from a unique, heavy weight paper stock that impedes the flow of moisture, minimizing liquid seep-through and protecting the covers and unit beneath the tray. | tray-cover-size-m-mini-5-x-8-white-1000-per-carton-622.jpg
SKU: CRSTXJEZTSG | Crosstex Remover Gal - Each | Powerful ultrasonic acidic detergent formulated especially for the removal of calculus, tartar, tobacco, food stains and permanent cement from bridges, dentures and orthodontic appliances. | remover-gal-each-993.jpg
SKU: CRTLDC-0115SG | Certol Bib Chain Disposable White - 300 per Box | Disposal chain is a disposable bib chain. It is designed to replace metal bib chains and clips and to help prevent cross-contamination. Patients appreciate soft cloth material, prevents "chill" and hair snagging caused by metal bib chains.. | bib-chain-disposable-white-300-per-box-179.jpg
SKU: CRSTXZBBIG | Crosstex Ejector Non-Removable Tip Advantage Trans Blue/ Blue - 100 per Bag | The highest quality saliva ejectors available today. Manufactured in both Italy and Sweden, these saliva ejectors provide optimal suction without aspirating tissue. The unique, wire-reinforced tube is easily shaped to maintain any desired configuration. The soft, non-removable smooth tip is bonded to the tube to assure patient safety. Latex free. | ejector-non-removable-tip-advantage-trans-blue-blue-100-per-bag-417.jpg
SKU: CRSTXZBBIG-1 | Crosstex Ejector Non-Removable Tip Advantage Trans Blue/ Blue - 10 Bags per Carton | The highest quality saliva ejectors available today. Manufactured in both Italy and Sweden, these saliva ejectors provide optimal suction without aspirating tissue. The unique, wire-reinforced tube is easily shaped to maintain any desired configuration. The soft, non-removable smooth tip is bonded to the tube to assure patient safety. Latex free. | ejector-non-removable-tip-advantage-trans-blue-blue-10-bags-per-carton-417.jpg
SKU: CRSTXZCBG | Crosstex Ejector Non-Removable Tip Premium Clear/ Blue - 100 per Bag | The highest quality saliva ejectors available today. Manufactured in both Italy and Sweden, these saliva ejectors provide optimal suction without aspirating tissue. The unique, wire-reinforced tube is easily shaped to maintain any desired configuration. The soft, non-removable smooth tip is bonded to the tube to assure patient safety. Latex free. | ejector-non-removable-tip-premium-clear-blue-100-per-bag-417.jpg
SKU: CRSTXZCBG-1 | Crosstex Ejector Non-Removable Tip Premium Clear/ Blue - 10 Bags per Carton | The highest quality saliva ejectors available today. Manufactured in both Italy and Sweden, these saliva ejectors provide optimal suction without aspirating tissue. The unique, wire-reinforced tube is easily shaped to maintain any desired configuration. The soft, non-removable smooth tip is bonded to the tube to assure patient safety. Latex free. | ejector-non-removable-tip-premium-clear-blue-10-bags-per-carton-417.jpg
SKU: CRSTXZCBIG | Crosstex Ejector Non-Removable Tip Advantage Clear/ Blue - 100 per Bag | The highest quality saliva ejectors available today. Manufactured in both Italy and Sweden, these saliva ejectors provide optimal suction without aspirating tissue. The unique, wire-reinforced tube is easily shaped to maintain any desired configuration. The soft, non-removable smooth tip is bonded to the tube to assure patient safety. Latex free. | ejector-non-removable-tip-advantage-clear-blue-100-per-bag-417.jpg
SKU: CRSTXZCBIG-1 | Crosstex Ejector Non-Removable Tip Advantage Clear/ Blue - 10 Bags per Carton | The highest quality saliva ejectors available today. Manufactured in both Italy and Sweden, these saliva ejectors provide optimal suction without aspirating tissue. The unique, wire-reinforced tube is easily shaped to maintain any desired configuration. The soft, non-removable smooth tip is bonded to the tube to assure patient safety. Latex free. | ejector-non-removable-tip-advantage-clear-blue-10-bags-per-carton-417.jpg
SKU: CRSTXZCCIG | Crosstex Ejector Non-Removable Tip Advantage Clear/ Clear - 100 per Bag | The highest quality saliva ejectors available today. Manufactured in both Italy and Sweden, these saliva ejectors provide optimal suction without aspirating tissue. The unique, wire-reinforced tube is easily shaped to maintain any desired configuration. The soft, non-removable smooth tip is bonded to the tube to assure patient safety. Latex free. | ejector-non-removable-tip-advantage-clear-clear-100-per-bag-417.jpg
SKU: CRSTXZCCIG-1 | Crosstex Ejector Non-Removable Tip Advantage Clear/ Clear - 10 Bags per Carton | The highest quality saliva ejectors available today. Manufactured in both Italy and Sweden, these saliva ejectors provide optimal suction without aspirating tissue. The unique, wire-reinforced tube is easily shaped to maintain any desired configuration. The soft, non-removable smooth tip is bonded to the tube to assure patient safety. Latex free. | ejector-non-removable-tip-advantage-clear-clear-10-bags-per-carton-417.jpg
SKU: CRSTXZWWG | Crosstex Ejector Non-Removable Tip Premium White/ White - 100 per Bag | The highest quality saliva ejectors available today. Manufactured in both Italy and Sweden, these saliva ejectors provide optimal suction without aspirating tissue. The unique, wire-reinforced tube is easily shaped to maintain any desired configuration. The soft, non-removable smooth tip is bonded to the tube to assure patient safety. Latex free. | ejector-non-removable-tip-premium-white-white-100-per-bag-417.jpg
SKU: CRSTXZWWG-1 | Crosstex Ejector Non-Removable Tip Premium White/ White - 10 Bags per Carton | The highest quality saliva ejectors available today. Manufactured in both Italy and Sweden, these saliva ejectors provide optimal suction without aspirating tissue. The unique, wire-reinforced tube is easily shaped to maintain any desired configuration. The soft, non-removable smooth tip is bonded to the tube to assure patient safety. Latex free. | ejector-non-removable-tip-premium-white-white-10-bags-per-carton-417.jpg
SKU: CRSTXZWWIG | Crosstex Ejector Non-Removable Tip Advantage White/ White - 100 per Bag | The highest quality saliva ejectors available today. Manufactured in both Italy and Sweden, these saliva ejectors provide optimal suction without aspirating tissue. The unique, wire-reinforced tube is easily shaped to maintain any desired configuration. The soft, non-removable smooth tip is bonded to the tube to assure patient safety. Latex free. | ejector-non-removable-tip-advantage-white-white-100-per-bag-417.jpg
SKU: CRSTXZWWIG-1 | Crosstex Ejector Non-Removable Tip Advantage White/ White - 10 Bags per Carton | The highest quality saliva ejectors available today. Manufactured in both Italy and Sweden, these saliva ejectors provide optimal suction without aspirating tissue. The unique, wire-reinforced tube is easily shaped to maintain any desired configuration. The soft, non-removable smooth tip is bonded to the tube to assure patient safety. Latex free. | ejector-non-removable-tip-advantage-white-white-10-bags-per-carton-417.jpg
SKU: CRSTXZPPG | Crosstex Ejector Non-Removable Tip Premium Pink/ Pink - 100 per Bag | The highest quality saliva ejectors available today. Manufactured in both Italy and Sweden, these saliva ejectors provide optimal suction without aspirating tissue. The unique, wire-reinforced tube is easily shaped to maintain any desired configuration. The soft, non-removable smooth tip is bonded to the tube to assure patient safety. Latex free. | ejector-non-removable-tip-premium-pink-pink-100-per-bag-417.jpg
SKU: CRSTXZCMCG | Crosstex Ejector Multi-Colored Tips Premium - 100 per Bag | The highest quality saliva ejectors available today. Manufactured in both Italy and Sweden, these saliva ejectors provide optimal suction without aspirating tissue. The unique, wire-reinforced tube is easily shaped to maintain any desired configuration. The soft, non-removable smooth tip is bonded to the tube to assure patient safety. Latex free. | ejector-multi-colored-tips-premium-100-per-bag-417.jpg
SKU: CRSTXZFFG | Crosstex Ejector White - 100 per Bag | Made from biodegradable ethylene-based plastic, this environmentally friendly product is a combination saliva ejector and a tongue retractor. The unique coil design is adjustable, providing unsurpassed patient comfort and ensuring smooth, non-clogging operation. Smooth edges eliminate irrigation. Ideal for patients with sensitive tissue. Latex free. | ejector-white-100-per-bag-a45.jpg
SKU: CRSTXZETG | Crosstex Tip White - 100 per Bag | Designed by dentists and hygienists, Combo-Tip evacuator tips boast a unique design that incorporates the features most requested by dental professionals: Vented and Non-Vented Ends on the Same Evacuator Tip, Unique "S" Tip for Maximum Patient Comfort, No Sharp Edges, Economical and Easy-to-Use, Latex Free. | tip-white-100-per-bag-470.jpg
SKU: CRSTXZETG-1 | Crosstex Tip White - 10 Bags per Carton | Designed by dentists and hygienists, Combo-Tip evacuator tips boast a unique design that incorporates the features most requested by dental professionals: Vented and Non-Vented Ends on the Same Evacuator Tip, Unique "S" Tip for Maximum Patient Comfort, No Sharp Edges, Economical and Easy-to-Use, Latex Free. | tip-white-10-bags-per-carton-470.jpg
SKU: CRSTXZETMVLVG | Crosstex Tip Lavender - 100 per Bag | Designed by dentists and hygienists, Combo-Tip evacuator tips boast a unique design that incorporates the features most requested by dental professionals: Vented and Non-Vented Ends on the Same Evacuator Tip, Unique "S" Tip for Maximum Patient Comfort, No Sharp Edges, Economical and Easy-to-Use, Latex Free. | tip-lavender-100-per-bag-470.jpg
SKU: CRSTXZETMVLVG-1 | Crosstex Tip Lavender - 10 Bags per Carton | Designed by dentists and hygienists, Combo-Tip evacuator tips boast a unique design that incorporates the features most requested by dental professionals: Vented and Non-Vented Ends on the Same Evacuator Tip, Unique "S" Tip for Maximum Patient Comfort, No Sharp Edges, Economical and Easy-to-Use, Latex Free. | tip-lavender-10-bags-per-carton-470.jpg
SKU: CRSTXZETMVPKG | Crosstex Tip Pink - 100 per Bag | Designed by dentists and hygienists, Combo-Tip evacuator tips boast a unique design that incorporates the features most requested by dental professionals: Vented and Non-Vented Ends on the Same Evacuator Tip, Unique "S" Tip for Maximum Patient Comfort, No Sharp Edges, Economical and Easy-to-Use, Latex Free. | tip-pink-100-per-bag-470.jpg
SKU: CRSTXZETMVPKG-1 | Crosstex Tip Pink - 10 Bags per Carton | Designed by dentists and hygienists, Combo-Tip evacuator tips boast a unique design that incorporates the features most requested by dental professionals: Vented and Non-Vented Ends on the Same Evacuator Tip, Unique "S" Tip for Maximum Patient Comfort, No Sharp Edges, Economical and Easy-to-Use, Latex Free. | tip-pink-10-bags-per-carton-470.jpg
SKU: CRSTXZETMVPG | Crosstex Tip Assorted Colors - 100 per Bag | Designed by dentists and hygienists, Combo-Tip evacuator tips boast a unique design that incorporates the features most requested by dental professionals: Vented and Non-Vented Ends on the Same Evacuator Tip, Unique "S" Tip for Maximum Patient Comfort, No Sharp Edges, Economical and Easy-to-Use, Latex Free. | tip-assorted-colors-100-per-bag-470.jpg
SKU: CRSTXZETMVPG-1 | Crosstex Tip Assorted Colors - 10 Bags per Carton | Designed by dentists and hygienists, Combo-Tip evacuator tips boast a unique design that incorporates the features most requested by dental professionals: Vented and Non-Vented Ends on the Same Evacuator Tip, Unique "S" Tip for Maximum Patient Comfort, No Sharp Edges, Economical and Easy-to-Use, Latex Free. | tip-assorted-colors-10-bags-per-carton-470.jpg
SKU: CRSTXZETNVG | Crosstex Tip Non-Vented White - 50 per Bag | These soft end evacuator tips are designed to increase patient comfort and maximize suction. Latex free. | tip-non-vented-white-50-per-bag-d90.jpg
SKU: CRSTXZETNVG-1 | Crosstex Tip Non-Vented White - 20 Bags per Carton | These soft end evacuator tips are designed to increase patient comfort and maximize suction. Latex free. | tip-non-vented-white-20-bags-per-carton-d90.jpg
SKU: CRSTXZES50G | Crosstex Tip Slotted White - 50 per Bag | These soft end evacuator tips are designed to increase patient comfort and maximize suction. Latex free. | tip-slotted-white-50-per-bag-868.jpg
SKU: CRSTXZES50G-1 | Crosstex Tip Slotted White - 20 Bags per Carton | These soft end evacuator tips are designed to increase patient comfort and maximize suction. Latex free. | tip-slotted-white-20-bags-per-carton-868.jpg
SKU: MNUS1015-WB250G | Medicom Sodium Fluoride Varnish Wild Berry 0.5mL Unit Dose - Each | Dries to a natural white tooth color and matches mostly all tooth shades. Sets on contact with saliva. Ideal for hypersensitivity treatments. May also be used as a cavity liner. Delicious flavors (sweetened with Xylitol). Simple peel and apply one-step packaging. Available in the U.S.A. only. | sodium-fluoride-varnish-wild-berry-05ml-unit-dose-each-a5f.jpg
SKU: CRSTXZWWCPG | Crosstex Comfort Plus Saliva Ejector White/ White - 100 per Bag | Uses a patented design featuring rounded edges, smooth surfaces and perfectly placed suction ports that help to enhance patient comfort while protecting delicate mucosal tissue. | comfort-plus-saliva-ejector-white-white-100-per-bag-105.jpg
SKU: CRSTXZCWCPG | Crosstex Comfort Plus Saliva Ejector Clear/ White - 100 per Bag | Uses a patented design featuring rounded edges, smooth surfaces and perfectly placed suction ports that help to enhance patient comfort while protecting delicate mucosal tissue. | comfort-plus-saliva-ejector-clear-white-100-per-bag-ca2.jpg
SKU: CRSTXZWPCPBGG | Crosstex Comfort Plus Saliva Ejector White/ Pink Bubblegum - 100 per Bag | Uses a patented design featuring rounded edges, smooth surfaces and perfectly placed suction ports that help to enhance patient comfort while protecting delicate mucosal tissue. | comfort-plus-saliva-ejector-white-pink-bubblegum-100-per-bag-ca2.jpg
SKU: CRSTXBCXSLG | Crosstex Digital Sensor Sleeve Large 1.6875" x 8 1/2" - 500 per Box | Designed to fit figital x-ray imaging sensor | digital-sensor-sleeve-large-16875-x-8-1-2-500-per-box-7b6.jpg
SKU: CRSTXBCXSSG | Crosstex Digital Sensor Sleeve Small 1.375" x 8 1/4" - 500 per Box | Designed to fit figital x-ray imaging sensor | digital-sensor-sleeve-small-1375-x-8-1-4-500-per-box-7b6.jpg
SKU: CRSTXSTMFG | Crosstex Process Indicator Tape 3/4" x 60 yds - Roll | Latex free and lead free. The tape effectively seals tubing, autoclave bags, and CSR wraps. It indicates specific temperature has been achieved during sterilization cycle. | process-indicator-tape-3-4-x-60-yds-roll-667.jpg
SKU: CRSTXZSAGRG | Crosstex Surgical Aspirator Tips Green Large Tip - 25 per Bag | Autoclavable, made of durable, high quality polyethylene with a 30Â° angle. Tips are designed to fit all high-volume evacuation systems. May be used for cheek retraction during procedure - will not bend. | surgical-aspirator-tips-green-large-tip-25-per-bag-14a.jpg
SKU: CRSTXZSAWHG | Crosstex Surgical Aspirator Tips White Standard Tip - 25 per Bag | Autoclavable, made of durable, high quality polyethylene with a 30Â° angle. Tips are designed to fit all high-volume evacuation systems. May be used for cheek retraction during procedure - will not bend. | surgical-aspirator-tips-white-standard-tip-25-per-bag-14a.jpg
SKU: CRSTXZSABLG | Crosstex Surgical Aspirator Tips Blue Small Tip - 25 per Bag | Autoclavable, made of durable, high quality polyethylene with a 30Â° angle. Tips are designed to fit all high-volume evacuation systems. May be used for cheek retraction during procedure - will not bend. | surgical-aspirator-tips-blue-small-tip-25-per-bag-14a.jpg
SKU: MYDTAW-2000 | Mydent Disposable Air/ Water Syringe Tips White | Excellent for the replacement of existing metal tips. O-ring groove secures tip for patient safety. Unique quad core design ensures instant dry air preventing cross contamination. | disposable-air-water-syringe-tips-white-b0a.jpg
SKU: MYDTAW-3500 | Mydent Disposable Air/ Water Syringe Tips Blue Bulk | Excellent for the replacement of existing metal tips. O-ring groove secures tip for patient safety. Unique quad core design ensures instant dry air preventing cross contamination. | disposable-air-water-syringe-tips-blue-bulk-b0a.jpg
SKU: MYDTAW-3000 | Mydent Disposable Air/ Water Syringe Tips Blue | Excellent for the replacement of existing metal tips. O-ring groove secures tip for patient safety. Unique quad core design ensures instant dry air preventing cross contamination. | disposable-air-water-syringe-tips-blue-b0a.jpg
SKU: MYDTAW-4000 | Mydent Disposable Air/ Water Syringe Tips Metal Core | Excellent for the replacement of existing metal tips. O-ring groove secures tip for patient safety. Unique quad core design ensures instant dry air preventing cross contamination. | disposable-air-water-syringe-tips-metal-core-38e.jpg
SKU: MYDTAW-6000 | Mydent Disposable Air/ Water Syringe Tips 7 Hole Clear | Excellent for the replacement of existing metal tips. O-ring groove secures tip for patient safety. Unique quad core design ensures instant dry air preventing cross contamination. | disposable-air-water-syringe-tips-7-hole-clear-def.jpg
SKU: MYDTBR-9500 | Mydent Bite Registration "CAD" Fast Set | Mousse-like, fluffy vinyl polysiloxane material used for bite registration, copying transfers, and primary impression with bite trays. Thixotropic material has an excellent durometer of over 80 and flows easily, yet will not run or sag. | bite-registration-cad-fast-set-4bc.jpg
SKU: MYDTIN-7004 | Mydent MirrorLite Illuminated Mouth Mirror #5 Refill Mirrors | The perfect adjunct to the Mouth Mirror. | mirrorlite-illuminated-mouth-mirror-5-refill-mirrors-c9f.jpg
SKU: MYDTNW-0300 | Mydent Non-Woven Sponges 3" x 3" 4-ply Non-Sterile | A great alternative to cotton filled sponges, these are made from a 4-ply, 32 gram rayon/poly blend. Ideal for wound cleansing, and as secondary dressings for addedabsorbency. Non-linting/non-sterie. | non-woven-sponges-3-x-3-4-ply-non-sterile-f16.jpg
SKU: MYDTSP-5500 | Mydent Self-Seal Sterilization Pouch 9" x 15" | DEFEND+PLUS sterilization pouches are manufactured with lead-free, built-In dual internal and external indicators to ensure the correct sterilization temperature is reached in the autoclave chamber as well as inside the instrument compartment. Eliminates the need for internal indicator strips. | self-seal-sterilization-pouch-9-x-15-235.jpg
SKU: MYDTSP-0250 | Mydent Self-Seal Sterilization Pouch 2.25" x 2.75" | DEFEND+PLUS sterilization pouches are manufactured with lead-free, built-In dual internal and external indicators to ensure the correct sterilization temperature is reached in the autoclave chamber as well as inside the instrument compartment. Eliminates the need for internal indicator strips. | self-seal-sterilization-pouch-225-x-275-235.jpg
SKU: MYDTSP-8000 | Mydent Self-Seal Sterilization Pouch 13" x 20" | DEFEND+PLUS sterilization pouches are manufactured with lead-free, built-In dual internal and external indicators to ensure the correct sterilization temperature is reached in the autoclave chamber as well as inside the instrument compartment. Eliminates the need for internal indicator strips. | self-seal-sterilization-pouch-13-x-20-235.jpg
SKU: MYDTSP-0350 | Mydent Self-Seal Sterilization Pouch 2" x 7.75" | DEFEND+PLUS sterilization pouches are manufactured with lead-free, built-In dual internal and external indicators to ensure the correct sterilization temperature is reached in the autoclave chamber as well as inside the instrument compartment. Eliminates the need for internal indicator strips. | self-seal-sterilization-pouch-2-x-775-235.jpg
SKU: MYDTSG-1000 | Mydent Disposable Tie-Back Gown Blue Medium | These full-length gowns are made from a fluid resistant, cool and comfortable material to provide bath protection and comfort. They are an inexpensive alternative to lab coats yet have key featuressuch as waist ties and elastic cuffs. The unisex, knee-length blue coats are available in 2 sizes. | disposable-tie-back-gown-blue-medium-df7.jpg
SKU: MYDTAT-1020 | Mydent Steri-Tubing w/ Indicator 4" 100 ft. roll | Manufactured from transparent nylon for easy viewing of contents, the sterilization tubing will remain pliable after heat sterilization (up to 425Â°F/218Â°C). For use in autoclaves, dry heat or chemical sterilizers and may be sealed with a heat sealer. The tubing comes In a 100 foot roll and has optional easy-to-read sterilization indicator. | steri-tubing-w-indicator-4-100-ft-roll-94a.jpg
SKU: MYDTAT-1019 | Mydent Steri-Tubing w/ Indicator 3" 100 ft. roll | Manufactured from transparent nylon for easy viewing of contents, the sterilization tubing will remain pliable after heat sterilization (up to 425Â°F/218Â°C). For use in autoclaves, dry heat or chemical sterilizers and may be sealed with a heat sealer. The tubing comes In a 100 foot roll and has optional easy-to-read sterilization indicator. | steri-tubing-w-indicator-3-100-ft-roll-94a.jpg
SKU: MYDTAT-1018 | Mydent Steri-Tubing w/ Indicator 2" 100 ft. roll | Manufactured from transparent nylon for easy viewing of contents, the sterilization tubing will remain pliable after heat sterilization (up to 425Â°F/218Â°C). For use in autoclaves, dry heat or chemical sterilizers and may be sealed with a heat sealer. The tubing comes In a 100 foot roll and has optional easy-to-read sterilization indicator. | steri-tubing-w-indicator-2-100-ft-roll-94a.jpg
SKU: MYDTAT-1021 | Mydent Steri-Tubing w/ Indicator 6" 100 ft. roll | Manufactured from transparent nylon for easy viewing of contents, the sterilization tubing will remain pliable after heat sterilization (up to 425Â°F/218Â°C). For use in autoclaves, dry heat or chemical sterilizers and may be sealed with a heat sealer. The tubing comes In a 100 foot roll and has optional easy-to-read sterilization indicator. | steri-tubing-w-indicator-6-100-ft-roll-94a.jpg
SKU: MYDTAT-2003 | Mydent Autoclave Indicator Tape 1" x 60 Yd roll | DEFEND Autoclave Tape is designed for use with autoclave, dry heat or chemical sterilizers and will seal autoclave bags, tubing, pouches and CSR wraps. Made of extra tacky material, easily affixes to all types of paper & plastic. | autoclave-indicator-tape-1-x-60-yd-roll-be6.jpg
SKU: MYDTAT-2002 | Mydent Autoclave Indicator Tape 3/4" x 60 Yd roll | DEFEND Autoclave Tape is designed for use with autoclave, dry heat or chemical sterilizers and will seal autoclave bags, tubing, pouches and CSR wraps. Made of extra tacky material, easily affixes to all types of paper & plastic. | autoclave-indicator-tape-3-4-x-60-yd-roll-be6.jpg
SKU: MYDTAT-2001 | Mydent Autoclave Indicator Tape 1/2" x 60 Yd roll | DEFEND Autoclave Tape is designed for use with autoclave, dry heat or chemical sterilizers and will seal autoclave bags, tubing, pouches and CSR wraps. Made of extra tacky material, easily affixes to all types of paper & plastic. | autoclave-indicator-tape-1-2-x-60-yd-roll-be6.jpg
SKU: MYDTBB-1440 | Mydent Applicator Brushes Blue 100/tube | DEFEND bendable, tapered applicator brushes can be used to apply whitening agents, etchants, bonding agents, sealants, desensitizers, adhesives and resins. The brush's chemical resistant fibers hold up to the harshest dental materials and allow for greater carrying capacity and better smoothing and spreading. | applicator-brushes-blue-100-tube-dec.jpg
SKU: MYDTBB-1450 | Mydent Applicator Brushes Pink 100/tube | DEFEND bendable, tapered applicator brushes can be used to apply whitening agents, etchants, bonding agents, sealants, desensitizers, adhesives and resins. The brush's chemical resistant fibers hold up to the harshest dental materials and allow for greater carrying capacity and better smoothing and spreading. | applicator-brushes-pink-100-tube-dec.jpg
SKU: MYDTBF-7000 | Mydent Tray Sleeves 10.5" x 14" Clear | Tray Sleeves 10.5" x 14" Clear, 500/bx, 6 bx/cs | tray-sleeves-105-x-14-clear-bae.jpg
SKU: MYDTBF-8200 | Mydent Fitted Digital X-Ray Sensor Sleeves Size 1 Fits Kodak Schick GendexEVA & Planmeca | Fitted Digital X-Ray Sensor Sleeves Size 1, Fits Kodak, Schick, Gendex,EVA & Planmeca, 500/bx, 36 bx/cs | fitted-digital-x-ray-sensor-sleeves-size-1-fits-kodak-schick-gendexeva-amp-planmeca-19d.jpg
SKU: MYDTBF-1800 | Mydent Reusable Dispenser | Reusable Dispenser, 12/cs | reusable-dispenser-d40.jpg
SKU: MYDTBF-7500 | Mydent Tray Sleeves 11 5/8" x 16" Clear | Tray Sleeves 11 5/8" x 16" Clear, 500/bx, 6 bx/cs | tray-sleeves-11-5-8-x-16-clear-bae.jpg
SKU: MYDTBF-4000 | Mydent Half Chair Sleeve 27.5" x 24" Clear | Half Chair Sleeve 27.5" x 24" Clear, 225/bx, 3 bx/cs | half-chair-sleeve-275-x-24-clear-435.jpg
SKU: MYDTBF-3000 | Mydent Air/ Water Syringe Sleeves 2.5" x 10" Clear | Air/ Water Syringe Sleeves 2.5" x 10" Clear, 500/bx, 36 bx/cs | air-water-syringe-sleeves-25-x-10-clear-455.jpg
SKU: MYDTBF-8900 | Mydent Phosphor Plate Barrier Envelopes Size 2 | Phosphor Plate Barrier Envelopes Size 2, 300/bx | phosphor-plate-barrier-envelopes-size-2-e2a.jpg
SKU: MYDTBF-5000 | Mydent Light Handle Sleeve 4" x 5.75" Clear | Light Handle Sleeve 4" x 5.75" Clear, 500/bx, 36 bx/cs | light-handle-sleeve-4-x-575-clear-c6d.jpg
SKU: MYDTBF-8000 | Mydent Digital X-Ray Sensor Sleeves 1-5/8" x 8" Clear | Digital X-Ray Sensor Sleeves 1-5/8" x 8" Clear (Size 2), 500/bx, 36 bx/cs | digital-x-ray-sensor-sleeves-1-5-8-x-8-clear--81f.jpg
SKU: MYDTBF-6000 | Mydent X-Ray Head Sleeves 15" x 26" Clear | X-Ray Head Sleeves 15" x 26" Clear, 250/bx, 4 bx/cs | x-ray-head-sleeves-15-x-26-clear-d3a.jpg
SKU: MYDTBF-8500 | Mydent Digital X-Ray Sensor Sleeves 1-3/8" x 8" Clear | Digital X-Ray Sensor Sleeves 1-3/8" x 8" (Size 1), Clear, 500/bx, 36 bx/cs | digital-x-ray-sensor-sleeves-1-3-8-x-8-clear-81f.jpg
SKU: MYDTBF-8100 | Mydent Digital X-Ray Sensor Sleeves 2-1/2" x 10" Clear | Digital X-Ray Sensor Sleeves 2-1/2" x 10" Clear, 500/bx, 36 bx/cs | digital-x-ray-sensor-sleeves-2-1-2-x-10-clear-81f.jpg
SKU: MYDTBF-8700 | Mydent Phosphor Plate Barrier Envelopes Size 0 | Phosphor Plate Barrier Envelopes Size 0, 100/bx | phosphor-plate-barrier-envelopes-size-0-e2a.jpg
SKU: MYDTBF-8250 | Mydent Fitted Digital X-Ray Sensor Sleeves Size 2 Fits Kodak 6100 Schick Gendex GX-S EVA & Planmeca | Fitted Digital X-Ray Sensor Sleeves Size 2, Fits Kodak 6100, Schick, Gendex GX-S, EVA & Planmeca, 500/bx, 36 bx/cs | fitted-digital-x-ray-sensor-sleeves-size-2-fits-kodak-6100-schick-gendex-gx-s-eva-amp-planmeca-19d.jpg
SKU: MYDTBF-8800 | Mydent Phosphor Plate Barrier Envelopes Size 1 | Phosphor Plate Barrier Envelopes Size 1, 100/bx | phosphor-plate-barrier-envelopes-size-1-e2a.jpg
SKU: MYDTBT-1003 | Mydent Sideless Posterior Bite Trays | Single-use trays designed especially for the double-bite impression technique. Tray undercuts lock in impression material, facilitating accurate final impressions. Flexible, non-tear webbing and rigid frame design. | sideless-posterior-bite-trays-e09.jpg
SKU: MYDTBT-1002 | Mydent Posterior Bite Trays | Single-use trays designed especially for the double-bite impression technique. Tray undercuts lock in impression material, facilitating accurate final impressions. Flexible, non-tear webbing and rigid frame design. | posterior-bite-trays-e09.jpg
SKU: MYDTBT-1001 | Mydent Anterior Bite Trays | Single-use trays designed especially for the double-bite impression technique. Tray undercuts lock in impression material, facilitating accurate final impressions. Flexible, non-tear webbing and rigid frame design. | anterior-bite-trays-e09.jpg
SKU: MYDTBT-1004 | Mydent Quadrant Bite Trays | Single-use trays designed especially for the double-bite impression technique. Tray undercuts lock in impression material, facilitating accurate final impressions. Flexible, non-tear webbing and rigid frame design. | quadrant-bite-trays-e09.jpg
SKU: MYDTCS-0200 | Mydent Cotton Rolls #2 Medium 1.5" x .375" | High quality, soft, made from 100% virgin cotton. Non-linting, non-sterile rolls maintain their shape when wet and will not adhere to mucous membranes. | cotton-rolls-2-medium-15-x-375-b28.jpg
SKU: MYDTCS-3000 | Mydent Cotton Tip Applicators 3" Dowel | Non-sterile, made from all wood dowels with very tight 100% cotton bud to minimize linting and prevent shredding. Comes sealed in an autoclavable bag with indicator. | cotton-tip-applicators-3-dowel-fa5.jpg
SKU: MYDTCS-6000 | Mydent Cotton Tip Applicators 6" Dowel | Non-sterile, made from all wood dowels with very tight 100% cotton bud to minimize linting and prevent shredding. Comes sealed in an autoclavable bag with indicator. | cotton-tip-applicators-6-dowel-fa5.jpg
SKU: MYDTDC-7001 | Mydent Drinking Cups 5 oz Blue | These disposable drinking cups have a special embossed grip that provides greater strength and makes dispensing easier. They have a lustrous high-gloss finish and are available in five designer colors. Recyclable. | drinking-cups-5-oz-blue-cc4.jpg
SKU: MYDTDC-7006 | Mydent Drinking Cups 5 oz Gray | These disposable drinking cups have a special embossed grip that provides greater strength and makes dispensing easier. They have a lustrous high-gloss finish and are available in five designer colors. Recyclable. | drinking-cups-5-oz-gray-cc4.jpg
SKU: MYDTDC-7003 | Mydent Drinking Cups 5 oz Green | These disposable drinking cups have a special embossed grip that provides greater strength and makes dispensing easier. They have a lustrous high-gloss finish and are available in five designer colors. Recyclable. | drinking-cups-5-oz-green-cc4.jpg
SKU: MYDTDC-7002 | Mydent Drinking Cups 5 oz Mauve | These disposable drinking cups have a special embossed grip that provides greater strength and makes dispensing easier. They have a lustrous high-gloss finish and are available in five designer colors. Recyclable. | drinking-cups-5-oz-mauve-cc4.jpg
SKU: MYDTDC-7007 | Mydent Drinking Cups 5 oz Yellow | These disposable drinking cups have a special embossed grip that provides greater strength and makes dispensing easier. They have a lustrous high-gloss finish and are available in five designer colors. Recyclable. | drinking-cups-5-oz-yellow-cc4.jpg
SKU: MYDTDC-7000 | Mydent Drinking Cups | These disposable drinking cups have a special embossed grip that provides greater strength and makes dispensing easier. They have a lustrous high-gloss finish and are available in five designer colors. Recyclable. | drinking-cups-cc4.jpg
SKU: MYDTDC-7004 | Mydent Drinking Cups 5 oz Lavender | These disposable drinking cups have a special embossed grip that provides greater strength and makes dispensing easier. They have a lustrous high-gloss finish and are available in five designer colors. Recyclable. | drinking-cups-5-oz-lavender-cc4.jpg
SKU: MYDTDD-5000 | Mydent Dappen Dishes Assorted Colors | A quick and convenient vessel for prophy paste, composite materials, acrylics, cements and bonding agents. Designed to prevent cross contamination for a variety of procedures. | dappen-dishes-assorted-colors-1f7.jpg
SKU: MYDTDN-2000 | Mydent Plastic Hub Disposable Dental Needles 27g Long | Disposable, sterile needles for use on standard 1.8mL dental syringes. Pre-threaded plastic hub for simple, straight attachment to the syringe. | plastic-hub-disposable-dental-needles-27g-long--1c1.jpg
SKU: MYDTDN-3000 | Mydent Plastic Hub Disposable Dental Needles 30g Short | Disposable, sterile needles for use on standard 1.8mL dental syringes. Pre-threaded plastic hub for simple, straight attachment to the syringe. | plastic-hub-disposable-dental-needles-30g-short--1c1.jpg
SKU: MYDTDN-3100 | Mydent Plastic Hub Disposable Dental Needles 30g X-Short | Disposable, sterile needles for use on standard 1.8mL dental syringes. Pre-threaded plastic hub for simple, straight attachment to the syringe. | plastic-hub-disposable-dental-needles-30g-x-short--1c1.jpg
SKU: MYDTDN-2100 | Mydent Plastic Hub Disposable Dental Needles 27g Short | Disposable, sterile needles for use on standard 1.8mL dental syringes. Pre-threaded plastic hub for simple, straight attachment to the syringe. | plastic-hub-disposable-dental-needles-27g-short--1c1.jpg
SKU: MYDTGL-2022 | Mydent UV Protective Eyewear Curing & Bonding Orange | UV Protective Eyewear, Curing & Bonding, Orange, 1/bx | uv-protective-eyewear-curing-amp-bonding-orange-395.jpg
SKU: MYDTGL-2021 | Mydent Protective Eyewear Clear | Protective Eyewear, Clear, 1/bx | protective-eyewear-clear-e47.jpg
SKU: MYDTMB-1101 | Mydent Disposable Micro Applicator Regular Green 100/tube | For application of bonding agents, etchants, hemostatic solutions, cavity liners and disclosing solutions. Bendable neck stays put to facilitate the placement of material. Non-absorbent, non-linting fibers suspend solutions as small as 1/8 of a drop. | disposable-micro-applicator-regular-green-100-tube-800.jpg
SKU: MYDTMB-1002 | Mydent Disposable Micro Applicator Fine Yellow 100/tube | For application of bonding agents, etchants, hemostatic solutions, cavity liners and disclosing solutions. Bendable neck stays put to facilitate the placement of material. Non-absorbent, non-linting fibers suspend solutions as small as 1/8 of a drop. | disposable-micro-applicator-fine-yellow-100-tube-800.jpg
SKU: MYDTMB-1102 | Mydent Disposable Micro Applicator Regular Orange 100/tube | For application of bonding agents, etchants, hemostatic solutions, cavity liners and disclosing solutions. Bendable neck stays put to facilitate the placement of material. Non-absorbent, non-linting fibers suspend solutions as small as 1/8 of a drop. | disposable-micro-applicator-regular-orange-100-tube-800.jpg
SKU: MYDTMB-1103 | Mydent Disposable Micro Applicator Regular Purple 100/tube | For application of bonding agents, etchants, hemostatic solutions, cavity liners and disclosing solutions. Bendable neck stays put to facilitate the placement of material. Non-absorbent, non-linting fibers suspend solutions as small as 1/8 of a drop. | disposable-micro-applicator-regular-purple-100-tube-800.jpg
SKU: MYDTMB-1100 | Mydent Disposable Micro Applicator Regular Blue 100/tube | For application of bonding agents, etchants, hemostatic solutions, cavity liners and disclosing solutions. Bendable neck stays put to facilitate the placement of material. Non-absorbent, non-linting fibers suspend solutions as small as 1/8 of a drop. | disposable-micro-applicator-regular-blue-100-tube-800.jpg
SKU: MYDTMB-1001 | Mydent Disposable Micro Applicator Fine Mauve 100/tube | For application of bonding agents, etchants, hemostatic solutions, cavity liners and disclosing solutions. Bendable neck stays put to facilitate the placement of material. Non-absorbent, non-linting fibers suspend solutions as small as 1/8 of a drop. | disposable-micro-applicator-fine-mauve-100-tube-800.jpg
SKU: MYDTMB-1000 | Mydent Disposable Micro Applicator Super Fine White 100/tube | For application of bonding agents, etchants, hemostatic solutions, cavity liners and disclosing solutions. Bendable neck stays put to facilitate the placement of material. Non-absorbent, non-linting fibers suspend solutions as small as 1/8 of a drop. | disposable-micro-applicator-super-fine-white-100-tube-800.jpg
SKU: MYDTOB-2000 | Mydent Retainer Box 3" x 2.5" x 1" Deep 4 Assorted Colors | Retainer Box, 3" x 2.5" x 1" Deep, 4 Assorted Colors (Blue, White, Red, Yellow), 12/bg | retainer-box-3-x-25-x-1-deep-4-assorted-colors--bf7.jpg
SKU: MYDTOB-1000 | Mydent Denture Box 3" x 2.5" x 2" Deep 4 Assorted Colors | Denture Box, 3" x 2.5" x 2" Deep, 4 Assorted Colors (Blue, White, Mauve, Beige), 12/bg | denture-box-3-x-25-x-2-deep-4-assorted-colors--2d9.jpg
SKU: MYDTPA-6000 | Mydent Disposable Prophy Angles Firm Cup | Contra design reduces hand fatigue, micro traumas, and allows for greater access. Flared cup design reduces splatter. Disposable; Latex Free. | disposable-prophy-angles-firm-cup--f03.jpg
SKU: MYDTPA-7000 | Mydent Disposable Prophy Angles Soft Cup | Contra design reduces hand fatigue, micro traumas, and allows for greater access. Flared cup design reduces splatter. Disposable; Latex Free. | disposable-prophy-angles-soft-cup--5bc.jpg
SKU: MYDTPB-8003 | Mydent Towel 2-Ply Paper Poly 18" x 13" Green | 2-ply tissue and 1-ply poly disposable towels for absorption and patient protection. Reinforced edges provide added strength and durability. | towel-2-ply-paper-poly-18-x-13-green-385.jpg
SKU: MYDTPB-8004 | Mydent Towel 2-Ply Paper Poly 18" x 13" Lavender | 2-ply tissue and 1-ply poly disposable towels for absorption and patient protection. Reinforced edges provide added strength and durability. | towel-2-ply-paper-poly-18-x-13-lavender-385.jpg
SKU: MYDTPB-8005 | Mydent Towel 2-Ply Paper Poly 18" x 13" Yellow | 2-ply tissue and 1-ply poly disposable towels for absorption and patient protection. Reinforced edges provide added strength and durability. | towel-2-ply-paper-poly-18-x-13-yellow-385.jpg
SKU: MYDTPB-8002 | Mydent Towel 2-ply Paper Poly 18" x 13" Mauve | 2-ply tissue and 1-ply poly disposable towels for absorption and patient protection. Reinforced edges provide added strength and durability. | towel-2-ply-paper-poly-18-x-13-mauve-385.jpg
SKU: MYDTPB-8000 | Mydent Towel 2-ply Paper Poly 18" x 13" White | 2-ply tissue and 1-ply poly disposable towels for absorption and patient protection. Reinforced edges provide added strength and durability. | towel-2-ply-paper-poly-18-x-13-white-385.jpg
SKU: MYDTPB-8001 | Mydent Towel 2-ply Paper Poly 18" x 13" Blue | 2-ply tissue and 1-ply poly disposable towels for absorption and patient protection. Reinforced edges provide added strength and durability. | towel-2-ply-paper-poly-18-x-13-blue-385.jpg
SKU: MYDTPB-8500 | Mydent Disposable Bib Holders | Disposable (paper) bib holders. No sharp edges or cold chain. Stretch to fit, self-adhesive ends. | disposable-bib-holders-c9f.jpg
SKU: MYDTPF-1000 | Mydent Pit & Fissure Sealant Kit Contains: 4 -1g Syringes Light Curing Opaque Sealant 1 -2mL Syringe Etchant Gel 6 Black Pre-Bent Syringe Tips | Covers and seals pits and fissures in occlusal surfaces of posterior teeth to aid resistance to caries on those surfaces. White opaque color to help identify retention at recall appointment. | pit-amp-fissure-sealant-kit-contains-4-1g-syringes-light-curing-opaque-sealant-1-2ml-syringe-etchant-gel-6-black-pre-bent-syringe-tips-eb8.jpg
SKU: MYDTPF-2000 | Mydent Etch Gel Kit Contains: 2 -2mL Syringes Etchant Gel 20 Blue Pre-Bent Syringe Tips | A 37% blue phosphoric acid gel for etching tooth enamel. | etch-gel-kit-contains-2-2ml-syringes-etchant-gel-20-blue-pre-bent-syringe-tips-4fd.jpg
SKU: MYDTPN-1230 | Mydent Pre-Bent Tips 22 Gauge | Pre-bent to the proper angle for placing etchants, sealants, cements and other flowable materials. German made & final step washed and blown dry to avoid sediment within the metal tubes. | pre-bent-tips-22-gauge--546.jpg
SKU: MYDTPN-1227 | Mydent Pre-Bent Tips 18 Gauge | Pre-bent to the proper angle for placing etchants, sealants, cements and other flowable materials. German made & final step washed and blown dry to avoid sediment within the metal tubes. | pre-bent-tips-18-gauge--546.jpg
SKU: MYDTPN-1228 | Mydent Pre-Bent Tips 20 Gauge | Pre-bent to the proper angle for placing etchants, sealants, cements and other flowable materials. German made & final step washed and blown dry to avoid sediment within the metal tubes. | pre-bent-tips-20-gauge--546.jpg
SKU: MYDTPN-1229 | Mydent Pre-Bent Tips 19 Gauge | Pre-bent to the proper angle for placing etchants, sealants, cements and other flowable materials. German made & final step washed and blown dry to avoid sediment within the metal tubes. | pre-bent-tips-19-gauge--546.jpg
SKU: MYDTPN-1231 | Mydent Pre-Bent Tips 25 Gauge | Pre-bent to the proper angle for placing etchants, sealants, cements and other flowable materials. German made & final step washed and blown dry to avoid sediment within the metal tubes. | pre-bent-tips-25-gauge--546.jpg
SKU: MYDTSE-7000 | Mydent Saliva Ejectors White w/ White Tip | These pliable, shape-maintaining saliva ejectors offer a comfortable tip that minimizes tissue impingement. Fits all standard saliva ejector hose ends. | saliva-ejectors-white-w-white-tip-fe5.jpg
SKU: MYDTSE-7002 | Mydent Saliva Ejectors Assorted Colors w/ White Tip | These pliable, shape-maintaining saliva ejectors offer a comfortable tip that minimizes tissue impingement. Fits all standard saliva ejector hose ends. | saliva-ejectors-assorted-colors-w-white-tip-fe5.jpg
SKU: MYDTSE-7001 | Mydent Saliva Ejectors Clear w/ Blue Tip | These pliable, shape-maintaining saliva ejectors offer a comfortable tip that minimizes tissue impingement. Fits all standard saliva ejector hose ends. | saliva-ejectors-clear-w-blue-tip-fe5.jpg
SKU: MYDTSG-9003 | Mydent Disposable Lab Coat Blue Small | The disposable coats feature a front pocket and easy-to-use snap closures. Designed for both men and women in various sizes. | disposable-lab-coat-blue-small-412.jpg
SKU: MYDTSG-9007 | Mydent Disposable Lab Coat Blue XX-Large | The disposable coats feature a front pocket and easy-to-use snap closures. Designed for both men and women in various sizes. | disposable-lab-coat-blue-xx-large-412.jpg
SKU: MYDTSG-9004 | Mydent Disposable Lab Coat Blue Medium | The disposable coats feature a front pocket and easy-to-use snap closures. Designed for both men and women in various sizes. | disposable-lab-coat-blue-medium-412.jpg
SKU: MYDTSJ-3630CBL | Mydent Jacket Ceil Blue Large | The disposable coats feature a front pocket and easy-to-use snap closures. Designed for both men and women in various sizes. | jacket-ceil-blue-large-c07.jpg
SKU: MYDTSG-9008 | Mydent Disposable Lab Coat Blue XXX-Large | The disposable coats feature a front pocket and easy-to-use snap closures. Designed for both men and women in various sizes. | disposable-lab-coat-blue-xxx-large-412.jpg
SKU: MYDTSG-9005 | Mydent Disposable Lab Coat Blue Large | The disposable coats feature a front pocket and easy-to-use snap closures. Designed for both men and women in various sizes. | disposable-lab-coat-blue-large-412.jpg
SKU: MYDTSG-9006 | Mydent Disposable Lab Coat Blue X-Large | The disposable coats feature a front pocket and easy-to-use snap closures. Designed for both men and women in various sizes. | disposable-lab-coat-blue-x-large-412.jpg
SKU: MYDTSO-9310 | Mydent Lotion Soap 16 oz Pump Bottle | This gentle, non-drying soap is specially formulated to care for and protect frequently washed hands. It is specifically blended with aloe vera gel and â€œBioStructureâ„¢â€- a blend of 7 natural ingredients devised to moisturize and preserve. Pleasant baby powder scent. | lotion-soap-16-oz-pump-bottle-d00.jpg
SKU: MYDTSO-9300 | Mydent Lotion Soap 1 Gallon | This gentle, non-drying soap is specially formulated to care for and protect frequently washed hands. It is specifically blended with aloe vera gel and â€œBioStructureâ„¢â€- a blend of 7 natural ingredients devised to moisturize and preserve. Pleasant baby powder scent. | lotion-soap-1-gallon-8f5.jpg
SKU: MYDTSO-9400 | Mydent General Purpose Cleaner #1 1 Gallon | General Purpose Cleaner #1, 1 Gallon, 4/cs | general-purpose-cleaner-1-1-gallon-e63.jpg
SKU: MYDTSO-9800 | Mydent Temporary Cement Remover #6 1 Gallon | Temporary Cement Remover #6, 1 Gallon, 4/cs | temporary-cement-remover-6-1-gallon-974.jpg
SKU: MYDTSO-9600 | Mydent Tartar & Stain Remover #4 1 Gallon | Tartar & Stain Remover #4, 1 Gallon, 4/cs | tartar-amp-stain-remover-4-1-gallon-4d4.jpg
SKU: MYDTST-1021 | Mydent Surgical Aspirator Tips White 1/8" | Made with smooth edges for maximum patient comfort. The surgical aspirator is molded at a 30Â° angle and fits 11mm suction holders. | surgical-aspirator-tips-white-1-8-985.jpg
SKU: MYDTST-1023 | Mydent Surgical Aspirator Tips Green 1/4" | Made with smooth edges for maximum patient comfort. The surgical aspirator is molded at a 30Â° angle and fits 11mm suction holders. | surgical-aspirator-tips-green-1-4-985.jpg
SKU: MYDTST-1020 | Mydent Surgical Aspirator Tips Blue 1/16" | Made with smooth edges for maximum patient comfort. The surgical aspirator is molded at a 30Â° angle and fits 11mm suction holders. | surgical-aspirator-tips-blue-1-16-985.jpg
SKU: MYDTSW-1200 | Mydent Sterilization Wrap 12" x 12" | DEFEND Sterilization Wrap (CSR) conforms easily around various shapes and sizes of cassettes, allowing excellent penetration of various methods of sterilization. Compatible with steam, ETO and gamma. Petroleum- and memory-free material with a cloth-like feel. | sterilization-wrap-12-x-12-9c7.jpg
SKU: MYDTSW-2000 | Mydent Sterilization Wrap 20" x 20" | DEFEND Sterilization Wrap (CSR) conforms easily around various shapes and sizes of cassettes, allowing excellent penetration of various methods of sterilization. Compatible with steam, ETO and gamma. Petroleum- and memory-free material with a cloth-like feel. | sterilization-wrap-20-x-20-9c7.jpg
SKU: MYDTSW-3000 | Mydent Sterilization Wrap 30" x 30" | DEFEND Sterilization Wrap (CSR) conforms easily around various shapes and sizes of cassettes, allowing excellent penetration of various methods of sterilization. Compatible with steam, ETO and gamma. Petroleum- and memory-free material with a cloth-like feel. | sterilization-wrap-30-x-30-9c7.jpg
SKU: MYDTSW-1500 | Mydent Sterilization Wrap 15" x 15" | DEFEND Sterilization Wrap (CSR) conforms easily around various shapes and sizes of cassettes, allowing excellent penetration of various methods of sterilization. Compatible with steam, ETO and gamma. Petroleum- and memory-free material with a cloth-like feel. | sterilization-wrap-15-x-15-9c7.jpg
SKU: MYDTSW-2400 | Mydent Sterilization Wrap 24" x 24" | DEFEND Sterilization Wrap (CSR) conforms easily around various shapes and sizes of cassettes, allowing excellent penetration of various methods of sterilization. Compatible with steam, ETO and gamma. Petroleum- and memory-free material with a cloth-like feel. | sterilization-wrap-24-x-24-9c7.jpg
SKU: MYDTTA-5005 | Mydent Topical Anesthetic 1 oz Jar Grape | 20% Benzocaine formula is fast acting with no systemic absorption. Provides temporary relief of pain during dental procedures. No bitter aftertaste. | topical-anesthetic-1-oz-jar-grape-430.jpg
SKU: MYDTTA-5004 | Mydent Topical Anesthetic 1 oz Jar Bubble Gum | 20% Benzocaine formula is fast acting with no systemic absorption. Provides temporary relief of pain during dental procedures. No bitter aftertaste. | topical-anesthetic-1-oz-jar-bubble-gum-430.jpg
SKU: MYDTTA-5003 | Mydent Topical Anesthetic 1 oz Jar Mint | 20% Benzocaine formula is fast acting with no systemic absorption. Provides temporary relief of pain during dental procedures. No bitter aftertaste. | topical-anesthetic-1-oz-jar-mint-430.jpg
SKU: MYDTTA-5006 | Mydent Topical Anesthetic 1 oz Jar Mango | 20% Benzocaine formula is fast acting with no systemic absorption. Provides temporary relief of pain during dental procedures. No bitter aftertaste. | topical-anesthetic-1-oz-jar-mango-430.jpg
SKU: MYDTTA-5001 | Mydent Topical Anesthetic 1 oz Jar Cherry | 20% Benzocaine formula is fast acting with no systemic absorption. Provides temporary relief of pain during dental procedures. No bitter aftertaste. | topical-anesthetic-1-oz-jar-cherry-430.jpg
SKU: MYDTTA-5002 | Mydent Topical Anesthetic 1 oz Jar Pina Colada | 20% Benzocaine formula is fast acting with no systemic absorption. Provides temporary relief of pain during dental procedures. No bitter aftertaste. | topical-anesthetic-1-oz-jar-pina-colada-430.jpg
SKU: MYDTTA-5000 | Mydent Topical Anesthetic 1 oz Jar Strawberry | 20% Benzocaine formula is fast acting with no systemic absorption. Provides temporary relief of pain during dental procedures. No bitter aftertaste. | topical-anesthetic-1-oz-jar-strawberry-430.jpg
SKU: MYDTTA-5007 | Mydent Topical Anesthetic 1 oz Jar Raspberry | 20% Benzocaine formula is fast acting with no systemic absorption. Provides temporary relief of pain during dental procedures. No bitter aftertaste. | topical-anesthetic-1-oz-jar-raspberry-430.jpg
SKU: MYDTTA-5008 | Mydent Topical Anesthetic 1 oz Jar Banana | 20% Benzocaine formula is fast acting with no systemic absorption. Provides temporary relief of pain during dental procedures. No bitter aftertaste. | topical-anesthetic-1-oz-jar-banana-430.jpg
SKU: MYDTTB-1000 | Mydent Premium Adult Toothbrush Assorted Colors | Same quality as major brands at a fraction of the cost. Individually wrapped. | premium-adult-toothbrush-assorted-colors-edb.jpg
SKU: MYDTTB-1500 | Mydent Premium Adult Toothbrush w/ Rubber Grip Assorted Colors | Same quality as major brands at a fraction of the cost. Individually wrapped. | premium-adult-toothbrush-w-rubber-grip-assorted-colors-edb.jpg
SKU: MYDTTB-2500 | Mydent Child Toothbrush Assorted Colors | Same quality as major brands at a fraction of the cost. Individually wrapped. | child-toothbrush-assorted-colors-edb.jpg
SKU: MYDTTB-2000 | Mydent Youth Toothbrush Assorted Colors | Same quality as major brands at a fraction of the cost. Individually wrapped. | youth-toothbrush-assorted-colors-edb.jpg
SKU: MYDTTC-9002 | Mydent Tray Covers Size B Mauve | DEFEND Paper Tray Covers feature rounded corners and fit trays comfortably. | tray-covers-size-b-mauve-898.jpg
SKU: MYDTTC-9001 | Mydent Tray Covers Size B Blue | DEFEND Paper Tray Covers feature rounded corners and fit trays comfortably. | tray-covers-size-b-blue-898.jpg
SKU: MYDTTC-9000 | Mydent Tray Covers Size B White | DEFEND Paper Tray Covers feature rounded corners and fit trays comfortably. | tray-covers-size-b-white-898.jpg
SKU: MYDTTC-9004 | Mydent Tray Covers Size B Lavender | DEFEND Paper Tray Covers feature rounded corners and fit trays comfortably. | tray-covers-size-b-lavender-898.jpg
SKU: MYDTTC-9003 | Mydent Tray Covers Size B Green | DEFEND Paper Tray Covers feature rounded corners and fit trays comfortably. | tray-covers-size-b-green-898.jpg
SKU: MYDTVE-1121 | Mydent Oral Evacuation Tips Vented/Non-Vented Ends 6" Length | Oral Evacuation Tips, Vented/Non-Vented Ends, 6" Length, 100/bg, 10 bg/cs | oral-evacuation-tips-vented-non-vented-ends-6-length-85c.jpg
SKU: MYDTVE-2000 | Mydent Soft Touch Oral Evacuator Tips Disposable | Soft Touch Oral Evacuator Tips, Disposable, 50/bg, 20 bg/cs | soft-touch-oral-evacuator-tips-disposable-f94.jpg
SKU: MYDTVP-8103 | Mydent Intra-Oral Tips Yellow | Intra-Oral Tips, Yellow, 100/bg | intra-oral-tips-yellow-514.jpg
SKU: MYDTVP-8150T | Mydent T-Mix HP Mixing Tips Core Material Brown + 25 X-Fine Clear Intra-Oral Tips | T-Mix HP Mixing Tips, Core Material, Brown + 25 X-Fine Clear Intra-Oral Tips, 25/bg | t-mix-hp-mixing-tips-core-material-brown-25-x-fine-clear-intra-oral-tips-987.jpg
SKU: MYDTVP-8165T | Mydent T-Mix HP Mixing Tips Core Material Brown + 25 Standard Clear Intra-Oral Tips | T-Mix HP Mixing Tips, Core Material, Brown + 25 Standard Clear Intra-Oral Tips, 25/bg | t-mix-hp-mixing-tips-core-material-brown-25-standard-clear-intra-oral-tips-987.jpg
SKU: MYDTVP-8100 | Mydent Universal Mixing Tips Clear | Universal Mixing Tips, Clear, 48/bg | universal-mixing-tips-clear-d18.jpg
SKU: MYDTVP-8150 | Mydent HP Mixing Tips Core Material Brown | HP Mixing Tips, Core Material, Brown, 25/bg | hp-mixing-tips-core-material-brown-987.jpg
SKU: MYDTVP-8106 | Mydent HP Mixing Tips Pink 5.4mm | HP Mixing Tips, Pink, 5.4mm, 48/bg | hp-mixing-tips-pink-54mm-cef.jpg
SKU: MYDTVP-8105 | Mydent HP Mixing Tips Yellow 4.2mm | HP Mixing Tips, Yellow, 4.2mm, 48/bg | hp-mixing-tips-yellow-42mm-cef.jpg
SKU: MYDTVP-8107 | Mydent HP Mixing Tips Purple 7.5mm | HP Mixing Tips, Purple, 7.5mm, 48/bg | hp-mixing-tips-purple-75mm-fa9.jpg
SKU: MYDTVP-8104T | Mydent T-Mix Mixing Tips Teal | T-Mix Mixing Tips, Teal, 48/bg | t-mix-mixing-tips-teal-cef.jpg
SKU: MYDTVP-8106T | Mydent T-Mix Mixing Tips Pink | T-Mix Mixing Tips, Pink, 48/bg | t-mix-mixing-tips-pink-cef.jpg
SKU: MYDTVP-8002 | Mydent Intra-Oral Tips Clear Large | Intra-Oral Tips, Clear, Large, 100/bg | intra-oral-tips-clear-large-f97.jpg
SKU: MYDTVP-8105T | Mydent T-Mix Mixing Tips Yellow | T-Mix Mixing Tips, Yellow, 48/bg | t-mix-mixing-tips-yellow-cef.jpg
SKU: MYDTVP-8300 | Mydent Vinyl Tray Adhesive 10 mL Bottle with Applicator | Firm adhesion between impression trays and VPS impression materials. | vinyl-tray-adhesive-10-ml-bottle-with-applicator-bf7.jpg
SKU: CRSTXFABLG | Crosstex Tray Cover Size A Weber/ Chayes 9 1/2" x 12 1/4" Blue - 1000 per Carton | Manufactured from a unique, heavy weight paper stock that impedes the flow of moisture, minimizing liquid seep-through and protecting the covers and unit beneath the tray. | tray-cover-size-a-weber-chayes-9-1-2-x-12-1-4-blue-1000-per-carton-622.jpg
SKU: PRCT11113 | Practicon Digital Sensor Cable Protector 8 ft Includes Parts & Instructions For Installation | Extends the life of sensitive digital radiography sensors by protecting cables from damage due to kinks and compression. Prevents uncontrolled coiling, kinking, bending, knotting and tangling. Installs over any cable in minutes and stays in place for the life of the sensor. Note it does not replace the sensor manufacturer's warranty or maintenance plan. | digital-sensor-cable-protector-8-ft-includes-parts-amp-instructions-for-installation--543.jpg
SKU: PRCT11440 | Practicon Micro-Tray Impression Trays Disposable | Saves material and expense during crown and bridge, inlay and onlay VPS impressions. Easy to hold with any cotton pliers. Heat moldable. | micro-tray-impression-trays-disposable-960.jpg
SKU: PRCT11451 | Practicon Elasticized Plastic Barriers Large 14 1/2" Diameter Stretch | Features an elasticized edge to slip over a wide variety of hard to clean equipment. They stretch up to 14 1/2" diameter (large size) to form a custom-fitting economical barrier over most operatory lights from handle to handle, headrests, handpiece controls, bracket tables and more. Not for use on high temperature lights. | elasticized-plastic-barriers-large-14-1-2-diameter-stretch-8df.jpg
SKU: PRCT12110 | Practicon Disinfecting Solution Delivery Sleeves 6"L | Provides complete contact of your disinfectant with dental device surfaces to assure no bare spots. Simply saturate sleeves and slide over handpieces. Cover suction valves, slow and high-speed handpieces, intraoral camera, digital x-ray sensors and other sensitive instruments. | disinfecting-solution-delivery-sleeves-6l-094.jpg
SKU: PRCT12111 | Practicon Disinfecting Solution Delivery Sleeves 9"L | Provides complete contact of your disinfectant with dental device surfaces to assure no bare spots. Simply saturate sleeves and slide over handpieces. Cover suction valves, slow and high-speed handpieces, intraoral camera, digital x-ray sensors and other sensitive instruments. | disinfecting-solution-delivery-sleeves-9l-de7.jpg
SKU: PRCT13111 | Practicon Compo-Dots Large For Class I & Large Class II Preps | Tiny, non-stick foam sponges perfectly sized to condense composites into Class I, II, III and V preps. Elastic memory provides an ideal compressive force and prevents "draw-back" of composite materials upon removal. | compo-dots-large-for-class-i-amp-large-class-ii-preps-fc7.jpg
SKU: PRCT10242 | Practicon Mouth Props Soft Prop Edentulous | Maintains an open field while holding a standard saliva ejector in the perfect position. Simply slide a saliva ejector into the prop before connecting to a valve. Used without a saliva ejector, its unique C-shape aids side access and visibility. E-Prop is ideal for use in lengthy procedures such as scaling and root planing. Rigid polypropylene construction with soft elastomer pads allows for comfortable, secure bite-in. Latex-free E-Prop is fully autoclavable. Available in three color-coded sizes: small (purple), medium (yellow) and large (red). Saliva ejectors not included. | mouth-props-soft-prop-edentulous-9e6.jpg
SKU: PRCT10240S | Practicon Mouth Props Small Purple | Maintains an open field while holding a standard saliva ejector in the perfect position. Simply slide a saliva ejector into the prop before connecting to a valve. Used without a saliva ejector, its unique C-shape aids side access and visibility. E-Prop is ideal for use in lengthy procedures such as scaling and root planing. Rigid polypropylene construction with soft elastomer pads allows for comfortable, secure bite-in. Latex-free E-Prop is fully autoclavable. Available in three color-coded sizes: small (purple), medium (yellow) and large (red). Saliva ejectors not included. | mouth-props-small-purple-b07.jpg
SKU: PRCT11611CLE | Practicon Soft Tip Aspirators Blue Tip/ Clear Tubing Latex Free | Cushioned, flexible patient-friendly tip, gentle on soft tissue and bone. | soft-tip-aspirators-blue-tip-clear-tubing-latex-free--b7b.jpg
SKU: PRCT11611WHI | Practicon Soft Tip Aspirators Blue Tip/ White Tubing Latex Free | Cushioned, flexible patient-friendly tip, gentle on soft tissue and bone. | soft-tip-aspirators-blue-tip-white-tubing-latex-free--f37.jpg
SKU: PRCT7042611 | Practicon Air-Water Syringe Tips 3 assorted colors 150 tips/dispenser bx | No-Splashâ„¢ Air-Water Syringe Tips feature an infection control shield built right in that reduces splash-back and cross contamination! The non-removable shields adjust forward or backward to accommodate varying working positions and water pressures. | air-water-syringe-tips-3-assorted-colors-150-tips-dispenser-bx-cc7.jpg
SKU: PRCT7136211S | Practicon GP Cut Tip Small 0.5mm wide | Cut gutta percha quickly, cleanly and safely within the pulp chamber with the revolutionary cordless GP Cut. Hold the power button for one second and the tip will reach up to 1000 degrees C. Release button to stop heat, and the tip cools down in less than one second. Bendable, flexible tips come in three sizes. | gp-cut-tip-small-05mm-wide-8f6.jpg
SKU: PRCT7136211M | Practicon GP Cut Tip Medium 1.2mm wide | Cut gutta percha quickly, cleanly and safely within the pulp chamber with the revolutionary cordless GP Cut. Hold the power button for one second and the tip will reach up to 1000 degrees C. Release button to stop heat, and the tip cools down in less than one second. Bendable, flexible tips come in three sizes. | gp-cut-tip-medium-12mm-wide-1a2.jpg
SKU: PRCT7136211L | Practicon GP Cut Tip Large 2.0mm wide | Cut gutta percha quickly, cleanly and safely within the pulp chamber with the revolutionary cordless GP Cut. Hold the power button for one second and the tip will reach up to 1000 degrees C. Release button to stop heat, and the tip cools down in less than one second. Bendable, flexible tips come in three sizes. | gp-cut-tip-large-20mm-wide-50c.jpg
SKU: PRCT7136210 | Practicon GP Cut system comes complete with one unit one base protective cap and three tips 7 7/8" long x 3/4" wide Powered by 2 AA batteries-not included | Cut gutta percha quickly, cleanly and safely within the pulp chamber with the revolutionary cordless GP Cut. Hold the power button for one second and the tip will reach up to 1000 degrees C. Release button to stop heat, and the tip cools down in less than one second. Bendable, flexible tips come in three sizes. | gp-cut-system-comes-complete-with-one-unit-one-base-protective-cap-and-three-tips-7-7-8-long-x-3-4-wide-powered-by-2-aa-batteries-not-included-0eb.jpg
SKU: GLCH33873C | GlaxoSmithKline AquafreshÂ® Extreme CleanÂ® Fluoride Toothpaste with Whitening Action Mint Blast flavor 5.6 oz. tube 12/cs GSK# 33873C | AquafreshÂ® toothpastes seek to provide care for the entire family. Aquafresh Extreme Clean Whitening uses micro-active foaming action to help restore natural whiteness. Contains 0.25% sodium fluoride. AquafreshÂ®Â 0â€“2 toothpaste is specially designed for babies aged 0â€“2Â years and should be used as soon as a baby's first tooth emerges. Fluoride free, no artificial colors or preservatives, safe to swallow. | aquafreshreg-extreme-cleanreg-fluoride-toothpaste-with-whitening-action-mint-blast-flavor-56-oz-tube-12-cs-gsk-33873c--051.jpg
SKU: GLCH60000000042386 | GlaxoSmithKline BiotÃ¨ne Moisturizing Mouth Spray Gentle Mint flavor 1.5 oz. bottle 6/pack GSK# 00155C | Use BiotÃ¨neÂ® Moisturizing Spray whenever your mouth is feeling dry. It provides a quick, on-the-go solution that gives you instant soothing and moisturizing Dry Mouth symptom relief. Mild mint flavor freshens breath. Alcohol free and sugar free. | biotegravene-moisturizing-mouth-spray-gentle-mint-flavor-15-oz-bottle-6-pack-gsk-00155c--51a.jpg
SKU: GLCH00592C | GlaxoSmithKline BiotÃ¨ne Dry Mouth Oral Rinse Fresh Mint 2 oz. bottle 24/cs GSK# 00592C | BiotÃ¨neÂ® Dry Mouth Oral Rinse is specially formulatedÂ to provide immediate Dry Mouth symptom relief thatÂ lasts for up to 4 hours while it freshens your breath. Alcohol free, sugar free. Can be used up to 5x per day. | biotegravene-dry-mouth-oral-rinse-fresh-mint-2-oz-bottle-24-cs-gsk-00592c--207.jpg
SKU: GLCH60000000042313 | GlaxoSmithKline BiotÃ¨ne Dry Mouth Gentle Oral Rinse Mild Mint 16 oz. bottle | BiotÃ¨neÂ® Dry Mouth Oral Rinse is specially formulatedÂ to provide immediate Dry Mouth symptom relief thatÂ lasts for up to 4 hours while it freshens your breath. Alcohol free, sugar free. Can be used up to 5x per day. | biotegravene-dry-mouth-gentle-oral-rinse-mild-mint-16-oz-bottle-e18.jpg
SKU: GLCH60000000045015 | GlaxoSmithKline BiotÃ¨ne Dry Mouth Oral Rinse Fresh Mint 16 oz. bottle | BiotÃ¨neÂ® Dry Mouth Oral Rinse is specially formulatedÂ to provide immediate Dry Mouth symptom relief thatÂ lasts for up to 4 hours while it freshens your breath. Alcohol free, sugar free. Can be used up to 5x per day. | biotegravene-dry-mouth-oral-rinse-fresh-mint-16-oz-bottle-687.jpg
SKU: GLCH60000000025942 | GlaxoSmithKline BiotÃ¨ne Dry Mouth Oral Rinse Fresh Mint 8 oz. bottle | BiotÃ¨neÂ® Dry Mouth Oral Rinse is specially formulatedÂ to provide immediate Dry Mouth symptom relief thatÂ lasts for up to 4 hours while it freshens your breath. Alcohol free, sugar free. Can be used up to 5x per day. | biotegravene-dry-mouth-oral-rinse-fresh-mint-8-oz-bottle-5ca.jpg
SKU: GLCH10050A | GlaxoSmithKline BiotÃ¨ne Toothpaste Fresh Mint Original Gentle Formula 4.3 oz. tube | BiotÃ¨neÂ® Fresh Mint Original Fluoride Toothpaste is SLS free and contains sodium fluoride to help strengthen teeth and protect against cavities. Alcohol and sugar free. | biotegravene-toothpaste-fresh-mint-original-gentle-formula-43-oz-tube-455.jpg
SKU: GLCH38470 | GlaxoSmithKline Parodontaxâ„¢ Clean Mint Toothpaste 3.4 oz. tube | Parodontaxâ„¢ Toothpaste is formulated to help prevent bleeding gums, is clinically proven to reduce bleeding gums, and is 40% more effective at preventing bleeding gums. Parodontax contains stannous fluoride for anticavity/antigingival protection. Contains SLS. | parodontaxtrade-clean-mint-toothpaste-34-oz-tube-e11.jpg
SKU: GLCH38475 | GlaxoSmithKline Parodontaxâ„¢ Extra Fresh Toothpaste 3.4 oz. tube | Parodontaxâ„¢ Toothpaste is formulated to help prevent bleeding gums, is clinically proven to reduce bleeding gums, and is 40% more effective at preventing bleeding gums. Parodontax contains stannous fluoride for anticavity/antigingival protection. Contains SLS. | parodontaxtrade-extra-fresh-toothpaste-34-oz-tube-339.jpg
SKU: GLCH38480 | GlaxoSmithKline Parodontaxâ„¢ Whitening Toothpaste 3.4 oz. tube | Parodontaxâ„¢ Toothpaste is formulated to help prevent bleeding gums, is clinically proven to reduce bleeding gums, and is 40% more effective at preventing bleeding gums. Parodontax contains stannous fluoride for anticavity/antigingival protection. Contains SLS. | parodontaxtrade-whitening-toothpaste-34-oz-tube-36f.jpg
SKU: GLCH38472 | GlaxoSmithKline Parodontaxâ„¢ Extra Fresh Toothpaste 0.8 oz. tube | Parodontaxâ„¢ Toothpaste is formulated to help prevent bleeding gums, is clinically proven to reduce bleeding gums, and is 40% more effective at preventing bleeding gums. Parodontax contains stannous fluoride for anticavity/antigingival protection. Contains SLS. | parodontaxtrade-extra-fresh-toothpaste-08-oz-tube-67e.jpg
SKU: GLCH09215A | GlaxoSmithKline PolidentÂ® Dentu-CrÃ¨meÂ® Cleanser 3.9 oz. tube 12/cs GSK# 09215A | PolidentÂ® kills 99.99% of odor-causing bacteria** so you can keep your smile fresh.THE #1 DENTIST RECOMMENDED BRAND OF DENTURE CLEANSER* Kills more odor-causing bacteria than toothpaste. Fresh mint flavor. | polidentreg-dentu-cregravemereg-cleanser-39-oz-tube-12-cs-gsk-09215a--709.jpg
SKU: GLCH03310A | GlaxoSmithKline PolidentÂ® Antibacterial Cleanser for Partials 40 tablets/box | PolidentÂ® kills 99.99% of odor-causing bacteria** so you can keep your smile fresh.THE #1 DENTIST RECOMMENDED BRAND OF DENTURE CLEANSER* Kills more odor-causing bacteria than toothpaste. Fresh mint flavor. | polidentreg-antibacterial-cleanser-for-partials-40-tablets-box-4d8.jpg
SKU: GLCH03447A | GlaxoSmithKline PolidentÂ® Overnight Whitening Antibacterial Cleanser 84 tablets/box 6 boxes/cs GSK# 03447A | PolidentÂ® kills 99.99% of odor-causing bacteria** so you can keep your smile fresh.THE #1 DENTIST RECOMMENDED BRAND OF DENTURE CLEANSER* Kills more odor-causing bacteria than toothpaste. Fresh mint flavor. | polidentreg-overnight-whitening-antibacterial-cleanser-84-tablets-box-6-boxes-cs-gsk-03447a--e61.jpg
SKU: GLCH05316K | GlaxoSmithKline PolidentÂ® 3-Minute Antibacterial Cleanser 84 tablets/box 6 boxes/cs GSK# 05316K | PolidentÂ® kills 99.99% of odor-causing bacteria** so you can keep your smile fresh.THE #1 DENTIST RECOMMENDED BRAND OF DENTURE CLEANSER* Kills more odor-causing bacteria than toothpaste. Fresh mint flavor. | polidentreg-3-minute-antibacterial-cleanser-84-tablets-box-6-boxes-cs-gsk-05316k--ae9.jpg
SKU: GLCH32083A | GlaxoSmithKline PolidentÂ® Antibacterial Cleanser-Smokers 84 tablets/box 6 boxes/cs GSK# 32083A | PolidentÂ® kills 99.99% of odor-causing bacteria** so you can keep your smile fresh.THE #1 DENTIST RECOMMENDED BRAND OF DENTURE CLEANSER* Kills more odor-causing bacteria than toothpaste. Fresh mint flavor. | polidentreg-antibacterial-cleanser-smokers-84-tablets-box-6-boxes-cs-gsk-32083a--ea4.jpg
SKU: GLCH05306K | GlaxoSmithKline PolidentÂ® 3-Minute Antibacterial Cleanser 40 tablets/box | PolidentÂ® kills 99.99% of odor-causing bacteria** so you can keep your smile fresh.THE #1 DENTIST RECOMMENDED BRAND OF DENTURE CLEANSER* Kills more odor-causing bacteria than toothpaste. Fresh mint flavor. | polidentreg-3-minute-antibacterial-cleanser-40-tablets-box-e3a.jpg
SKU: GLCH32081A | GlaxoSmithKline PolidentÂ® Antibacterial Cleanser-Smokers 40 tablets/box | PolidentÂ® kills 99.99% of odor-causing bacteria** so you can keep your smile fresh.THE #1 DENTIST RECOMMENDED BRAND OF DENTURE CLEANSER* Kills more odor-causing bacteria than toothpaste. Fresh mint flavor. | polidentreg-antibacterial-cleanser-smokers-40-tablets-box-577.jpg
SKU: GLCH03443A | GlaxoSmithKline PolidentÂ® Overnight Whitening Antibacterial Cleanser 40 tablets/box | PolidentÂ® kills 99.99% of odor-causing bacteria** so you can keep your smile fresh.THE #1 DENTIST RECOMMENDED BRAND OF DENTURE CLEANSER* Kills more odor-causing bacteria than toothpaste. Fresh mint flavor. | polidentreg-overnight-whitening-antibacterial-cleanser-40-tablets-box-a70.jpg
SKU: GLCH08025 | GlaxoSmithKline Super PoligripÂ® Denture Adhesive Comfort Seal Strips 40 strips/box | SUPER POLIGRIPÂ® is clinically proven to seal out more food particles than no adhesive. Fomulated to give all day hold and comfort. Zinc free, no artificial colors or flavors. | super-poligripreg-denture-adhesive-comfort-seal-strips-40-strips-box-8ba.jpg
SKU: GLCH007202 | GlaxoSmithKline Super PoligripÂ® Free Denture Adhesive Cream 1.4 oz. tube | SUPER POLIGRIPÂ® is clinically proven to seal out more food particles than no adhesive. Fomulated to give all day hold and comfort. Zinc free, no artificial colors or flavors. | super-poligripreg-free-denture-adhesive-cream-14-oz-tube-8b1.jpg
SKU: GLCH005455 | GlaxoSmithKline Super PoligripÂ® Original Denture Adhesive Cream 2.4 oz. tube | SUPER POLIGRIPÂ® is clinically proven to seal out more food particles than no adhesive. Fomulated to give all day hold and comfort. Zinc free, no artificial colors or flavors. | super-poligripreg-original-denture-adhesive-cream-24-oz-tube-6f9.jpg
SKU: GLCH006214 | GlaxoSmithKline Super PoligripÂ® Free Denture Adhesive Cream Travel Size 0.75 oz. tube | SUPER POLIGRIPÂ® is clinically proven to seal out more food particles than no adhesive. Fomulated to give all day hold and comfort. Zinc free, no artificial colors or flavors. | super-poligripreg-free-denture-adhesive-cream-travel-size-075-oz-tube-192.jpg
SKU: GLCH007801 | GlaxoSmithKline Super PoligripÂ® Denture Adhesive Powder Extra Strength 1.6 oz. bottle | SUPER POLIGRIPÂ® is clinically proven to seal out more food particles than no adhesive. Fomulated to give all day hold and comfort. Zinc free, no artificial colors or flavors. | super-poligripreg-denture-adhesive-powder-extra-strength-16-oz-bottle-b54.jpg
SKU: GLCH83051 | GlaxoSmithKline ProNamelÂ® Daily Protection Toothpaste MintEssenceÂ® taste 4 oz. tube 12/cs GSK# 83051 | ProNamelÂ® is specially designed to help re-harden precious, acid-softened tooth enamel. SLS Free. Contains 5% potassium nitrate for sensitivity protection and 0.15% sodium fluoride for cavity protection. #1 dentist-recommended brand for strengthening and protecting enamel. | pronamelreg-daily-protection-toothpaste-mintessencereg-taste-4-oz-tube-12-cs-gsk-83051--783.jpg
SKU: GLCH83075B | GlaxoSmithKline ProNamelÂ® Fresh Breath Toothpaste 0.8 oz. tube | ProNamelÂ® is specially designed to help re-harden precious, acid-softened tooth enamel. SLS Free. Contains 5% potassium nitrate for sensitivity protection and 0.15% sodium fluoride for cavity protection. #1 dentist-recommended brand for strengthening and protecting enamel. | pronamelreg-fresh-breath-toothpaste-08-oz-tube-7ee.jpg
SKU: GLCH60000000043174 | GlaxoSmithKline ProNamelÂ® Strong & Bright Toothpaste Mint 3 oz. tube | ProNamelÂ® is specially designed to help re-harden precious, acid-softened tooth enamel. SLS Free. Contains 5% potassium nitrate for sensitivity protection and 0.15% sodium fluoride for cavity protection. #1 dentist-recommended brand for strengthening and protecting enamel. | pronamelreg-strong-amp-bright-toothpaste-mint-3-oz-tube-adc.jpg
SKU: GLCH60000000044703 | GlaxoSmithKline ProNamelÂ® Strong & Bright Toothpaste Extra Fresh taste 3 oz. tube | ProNamelÂ® is specially designed to help re-harden precious, acid-softened tooth enamel. SLS Free. Contains 5% potassium nitrate for sensitivity protection and 0.15% sodium fluoride for cavity protection. #1 dentist-recommended brand for strengthening and protecting enamel. | pronamelreg-strong-amp-bright-toothpaste-extra-fresh-taste-3-oz-tube-4a5.jpg
SKU: GLCH83065 | GlaxoSmithKline ProNamelÂ® Gentle Whitening Toothpaste Fresh Mint 4 oz. tube 12/cs GSK# 83065 | ProNamelÂ® is specially designed to help re-harden precious, acid-softened tooth enamel. SLS Free. Contains 5% potassium nitrate for sensitivity protection and 0.15% sodium fluoride for cavity protection. #1 dentist-recommended brand for strengthening and protecting enamel. | pronamelreg-gentle-whitening-toothpaste-fresh-mint-4-oz-tube-12-cs-gsk-83065--cee.jpg
SKU: GLCH83081 | GlaxoSmithKline ProNamelÂ® Fresh Breath Toothpaste 4 oz. tube 12/cs GSK# 83081 | ProNamelÂ® is specially designed to help re-harden precious, acid-softened tooth enamel. SLS Free. Contains 5% potassium nitrate for sensitivity protection and 0.15% sodium fluoride for cavity protection. #1 dentist-recommended brand for strengthening and protecting enamel. | pronamelreg-fresh-breath-toothpaste-4-oz-tube-12-cs-gsk-83081--fd1.jpg
SKU: GLCH83040B | GlaxoSmithKline ProNamelÂ® Gentle Whitening Toothpaste Fresh Mint 0.8 oz. tube | ProNamelÂ® is specially designed to help re-harden precious, acid-softened tooth enamel. SLS Free. Contains 5% potassium nitrate for sensitivity protection and 0.15% sodium fluoride for cavity protection. #1 dentist-recommended brand for strengthening and protecting enamel. | pronamelreg-gentle-whitening-toothpaste-fresh-mint-08-oz-tube-e6c.jpg
SKU: GLCH84060 | GlaxoSmithKline SensodyneÂ® Repair & Protect Whitening Toothpaste 3.4 oz. tube | SensodyneÂ®Â provides 24/7 proven relief from the pain caused by sensitive teeth with twice daily brushing. #1 dentist recommended toothpaste for sensitivity relief. | sensodynereg-repair-amp-protect-whitening-toothpaste-34-oz-tube-497.jpg
SKU: GLCH84040 | GlaxoSmithKline SensodyneÂ® Repair & Protect Toothpaste 3.4 oz. tube | SensodyneÂ®Â provides 24/7 proven relief from the pain caused by sensitive teeth with twice daily brushing. #1 dentist recommended toothpaste for sensitivity relief. | sensodynereg-repair-amp-protect-toothpaste-34-oz-tube-9cc.jpg
SKU: GLCH08702 | GlaxoSmithKline SensodyneÂ® Deep Clean Toothpaste Trial Size. 0.8 oz. tube | SensodyneÂ®Â provides 24/7 proven relief from the pain caused by sensitive teeth with twice daily brushing. #1 dentist recommended toothpaste for sensitivity relief. | sensodynereg-deep-clean-toothpaste-trial-size-08-oz-tube-cec.jpg
SKU: GLCH08351G | GlaxoSmithKline SensodyneÂ® Fresh Impact Toothpaste Trial Size 0.8 oz. tube | SensodyneÂ®Â provides 24/7 proven relief from the pain caused by sensitive teeth with twice daily brushing. #1 dentist recommended toothpaste for sensitivity relief. | sensodynereg-fresh-impact-toothpaste-trial-size-08-oz-tube-ef3.jpg
SKU: GLCH08700 | GlaxoSmithKline SensodyneÂ® Deep Clean Toothpaste 4 oz. tube 12/cs GSK# 08700 | SensodyneÂ®Â provides 24/7 proven relief from the pain caused by sensitive teeth with twice daily brushing. #1 dentist recommended toothpaste for sensitivity relief. | sensodynereg-deep-clean-toothpaste-4-oz-tube-12-cs-gsk-08700--2fd.jpg
SKU: GLCH08356G | GlaxoSmithKline SensodyneÂ® Fresh Impact Toothpaste 4 oz. tube 12/cs GSK# 08356G | SensodyneÂ®Â provides 24/7 proven relief from the pain caused by sensitive teeth with twice daily brushing. #1 dentist recommended toothpaste for sensitivity relief. | sensodynereg-fresh-impact-toothpaste-4-oz-tube-12-cs-gsk-08356g--71c.jpg
SKU: GLCH08379G | GlaxoSmithKline SensodyneÂ® Full Protection Toothpaste 4 oz. tube 12/cs GSK# 08379G | SensodyneÂ®Â provides 24/7 proven relief from the pain caused by sensitive teeth with twice daily brushing. #1 dentist recommended toothpaste for sensitivity relief. | sensodynereg-full-protection-toothpaste-4-oz-tube-12-cs-gsk-08379g--18a.jpg
SKU: GLCH08434G | GlaxoSmithKline SensodyneÂ® Extra Whitening Toothpaste Trial Size. 0.8 oz. tube | SensodyneÂ®Â provides 24/7 proven relief from the pain caused by sensitive teeth with twice daily brushing. #1 dentist recommended toothpaste for sensitivity relief. | sensodynereg-extra-whitening-toothpaste-trial-size-08-oz-tube-123.jpg
SKU: GLCH08560 | GlaxoSmithKline SensodyneÂ® Complete Protection Extra Fresh Toothpaste 3.4 oz. tube | SensodyneÂ®Â provides 24/7 proven relief from the pain caused by sensitive teeth with twice daily brushing. #1 dentist recommended toothpaste for sensitivity relief. | sensodynereg-complete-protection-extra-fresh-toothpaste-34-oz-tube-7f6.jpg
SKU: GLCH60000000043080 | GlaxoSmithKline AbrevaÂ® Cold Sore Treatment Cream 2g Spray Pump in Clamshell 6/pack GSK# 080155 | AbrevaÂ® Cream is the only nonprescription cold sore medicine approved by the FDA to shorten healing time. Its unique formulation uses the active ingredient Docosanol to penetrate deep. AbrevaÂ® can help knock out your cold sore in as little as 2 1/2 days,* when used at the first sign. | abrevareg-cold-sore-treatment-cream-2g-spray-pump-in-clamshell-6-pack-gsk-080155--b42.jpg
SKU: GLCH60000000042010 | GlaxoSmithKline Complete Care Starter Kit includes 1 Denture Bath 1 Denture Brush Polident Overnight Whitening Tablets 1 tube Super Poligrip Free Adhesive Cream patient education brochure 12/cs GSK# 05387 | Starter kit that provides all of the essentials needed for complete denture care. | complete-care-starter-kit-includes-1-denture-bath-1-denture-brush-polident-overnight-whitening-tablets-1-tube-super-poligrip-free-adhesive-cream-patie-d9a.jpg
SKU: TIDI915002G | TIDI Products Poly Air/ Water Syringe Sleeve Closed End 2 1/2" x 10" - 500 per Box | TIDI POLY AIR/WATER SYRINGE SLEEVE | poly-air-water-syringe-sleeve-closed-end-2-1-2-x-10-500-per-box-56a.jpg
SKU: TIDI915006G | TIDI Products Poly Air/ Water Syringe Sleeve Open End 2 1/2" x 10" - 500 per Box | TIDI POLY AIR/WATER SYRINGE SLEEVE | poly-air-water-syringe-sleeve-open-end-2-1-2-x-10-500-per-box-f4f.jpg
SKU: TIDI915004G | TIDI Products Poly X-Ray Equipment Sleeve 15" x 26" - 250 per Box | TIDI X-RAY EQUIPMENT SLEEVE | poly-x-ray-equipment-sleeve-15-x-26-250-per-box-5cf.jpg
SKU: TIDI915001G | TIDI Products Poly Chair Cover Sleeve 27 1/2" x 24" - 225 Rolls per Box | TIDI POLY CHAIR COVER SLEEVE | poly-chair-cover-sleeve-27-1-2-x-24-225-rolls-per-box-c50.jpg
SKU: PGO3700030501 | Procter & Gamble Crest Toothpaste Cavity Protection | Cavity protection for your teeth and exposed roots. With regular brushing, it will help fight cavities and leave you with fresh breath, too. | image.jpg
SKU: PGO3700030501 | Procter & Gamble Crest Toothpaste Cavity Protection | Cavity protection for your teeth and exposed roots. With regular brushing, it will help fight cavities and leave you with fresh breath, too. | image.jpg
SKU: PRCT12416 | Practicon Digital X-Ray Sensor Sheaths Large Fits Sensors Up to 1 5/8"W | Exclusive pre-punched QUIKsheaths pull over handpieces, instruments and A/W syringes more easily for an effective barrier. Provides visual assurance of aseptic procedures. | digital-x-ray-sensor-sheaths-large-fits-sensors-up-to-1-5-8w-c95.jpg
SKU: PRTG3700097506 | Procter & Gamble Scope Mouthwash Classic Original Mint 36ml | Scope Mouthwash, Classic Original Mint, 36ml, 180/cs | image.jpg
SKU: PRTG3700095662 | Procter & Gamble Scope Mouthwash Classic Original Mint 1 lt | Scope Mouthwash, Classic Original Mint, 1 lt, 6/cs | image.jpg
SKU: PRTG0041080200 | Procter & Gamble Oral-B Indicator Toothbruch 40 Soft | Oral-B has produced high quality brushes for more than 50 years. From adults to kids to mouths with special needs. | image.jpg
SKU: PRTG0041010316 | Procter & Gamble Oral-B Healthy Clean Toothbrush 40 Medium | Oral-B has produced high quality brushes for more than 50 years. From adults to kids to mouths with special needs. | image.jpg
SKU: CRSTXM1001CLBU | Crosstex SAFE-FLOÂ® Saliva Ejector Clear | The SAFE-FLOÂ® Saliva Ejector is made up of a flexible aspirator tip and a built in one-way check valve. The unique design (saliva ejector with the valve), prevents back flow from the suction line into the patient's mouth during dental procedures, reducing the chance of cross contamination | safe-floreg-saliva-ejector-clear-830.jpg
SKU: CRSTXM1000WHBU | Crosstex SAFE-FLOÂ® Saliva Ejector White | The SAFE-FLOÂ® Saliva Ejector is made up of a flexible aspirator tip and a built in one-way check valve. The unique design (saliva ejector with the valve), prevents back flow from the suction line into the patient's mouth during dental procedures, reducing the chance of cross contamination | safe-floreg-saliva-ejector-white-ab1.jpg
SKU: CRSTXM1010SUSE | Crosstex SAFE-FLOÂ® SE Valve | The SAFE-FLOÂ® Saliva Ejector is made up of a flexible aspirator tip and a built in one-way check valve. The unique design (saliva ejector with the valve), prevents back flow from the suction line into the patient's mouth during dental procedures, reducing the chance of cross contamination | safe-floreg-se-valve-ca4.jpg
SKU: GCAI437000 | GC America Mi Paste One Anti-Cavity Toothpaste, Fresh Mint | Mi Paste One Anti-Cavity Toothpaste, Fresh Mint is a 2-n-1 application (toothpaste and MI Paste Plus) that contains RECALDENTâ„¢ (CPP-ACP) and fluoride, in a cool mint flavor. This product presents another way to treat sensitivity, remineralize tooth enamel and prevent white spot lesions. Imagine a simple, single step for treatment and cleaning. As a replacement for your current toothpaste, it gives you the same power of MI Paste PlusÂ®, but in a single application. Now, rather than brushing first then applying MI PasteÂ® and/or MI Paste Plus, you'll simply brush with MI Paste ONE. | mi-paste-one-anti-cavity-toothpaste-fresh-mint-f1e.jpg
SKU: PRTG3700092773 | Procter & Gamble Crest Toothpaste Cavity Protection | Crest Toothpaste, Cavity Protection, 8.2 oz, 24/cs | image.jpg
SKU: PROPA-8015 | Pro Advantage Purple HP Mixing Tips 7.5mm | Purple, HP Mixing Tips, 7.5mm, 48/bg | purple-hp-mixing-tips-75mm-c56.jpg
SKU: PROPA-1231 | Pro Advantage Blue 25G Tip | For cavity liners, bases, flowable composites, etchants, sealants and cements. | blue-25g-tip-f4d.jpg
SKU: PROPA-1229 | Pro Advantage Black 19G Tip | For cavity liners, bases, flowable composites, etchants, sealants and cements. | black-19g-tip-a7f.jpg
SKU: PROPA-1227 | Pro Advantage Pink 18G Tip | For cavity liners, bases, flowable composites, etchants, sealants and cements. | pink-18g-tip-90a.jpg
SKU: PROPA-1228 | Pro Advantage Yellow 20G Tip | For cavity liners, bases, flowable composites, etchants, sealants and cements. | yellow-20g-tip-1a2.jpg
SKU: PROPA-1230 | Pro Advantage Grey 22G Tip | For cavity liners, bases, flowable composites, etchants, sealants and cements. | grey-22g-tip-e52.jpg
SKU: PRCT11610CLE | Practicon Soft Tip Aspirators Clear Tip/ Clear Tubing Latex Free | Cushioned, flexible patient-friendly tip, gentle on soft tissue and bone. | soft-tip-aspirators-clear-tip-clear-tubing-latex-free--113.jpg
SKU: PRCT11610WHI | Practicon Soft Tip Aspirators Clear Tip/ White Tubing Latex Free | Cushioned, flexible patient-friendly tip, gentle on soft tissue and bone. | soft-tip-aspirators-clear-tip-white-tubing-latex-free--95b.jpg
SKU: PROPA-8005 | Pro Advantage Teal 6.5mm T-Mixer Mixing Tips | The new T-Mixer tips have a mixing technology that provides less material waste and consistently high mixing quality. The changeover to the new T-Mixer tips is seamless. These tips are 100% compatible with the existing MIXPACâ„¢ systems. | teal-65mm-t-mixer-mixing-tips-b90.jpg
SKU: PROPA-8006 | Pro Advantage Yellow 4.2mm T-Mixer Mixing Tips | The new T-Mixer tips have a mixing technology that provides less material waste and consistently high mixing quality. The changeover to the new T-Mixer tips is seamless. These tips are 100% compatible with the existing MIXPACâ„¢ systems. | yellow-42mm-t-mixer-mixing-tips-dfd.jpg
SKU: PROPA-8014 | Pro Advantage Pink 5.4mm T-Mixer Mixing Tips | The new T-Mixer tips have a mixing technology that provides less material waste and consistently high mixing quality. The changeover to the new T-Mixer tips is seamless. These tips are 100% compatible with the existing MIXPACâ„¢ systems. | pink-54mm-t-mixer-mixing-tips-598.jpg
SKU: PROPA-8108 | Pro Advantage Temporary Crown & Bridge T-Mixer Mixing Tips Blue 4:1 & 10:1 Ratio | The new T-Mixer tips have a mixing technology that provides less material waste and consistently high mixing quality. The changeover to the new T-Mixer tips is seamless. These tips are 100% compatible with the existing MIXPACâ„¢ systems. | temporary-crown-amp-bridge-t-mixer-mixing-tips-blue-41-amp-101-ratio-796.jpg
SKU: PROPA-8017 | Pro Advantage Temporary Cement T-Mixer Mixing Tips Brown | The new T-Mixer tips have a mixing technology that provides less material waste and consistently high mixing quality. The changeover to the new T-Mixer tips is seamless. These tips are 100% compatible with the existing MIXPACâ„¢ systems. | temporary-cement-t-mixer-mixing-tips-brown-b57.jpg
SKU: KINSBKE1 | Kinesio Guide Kinesio Taping Equine for Horse Lovers | A comprehensive guide for using the Kinesio TapingÂ® Method for alternative horse care. This guide helps horse lovers discover simple Kinesio applications which will have a positive impact on their horse's health and quality of life. Dr. Kenzo Kase and his team of equine experts have developed these applications to give practical strategies for dealing with common horse issues. The Kinesio TapingÂ® Association highly recommends that you consult a CKTPE (Certified Kinesio Taping PractitionerÂ® Equine) prior to applying Kinesio EquineÂ® Tape. For more information please visit www.KinesioEquine.com | guide-kinesio-taping-equine-for-horse-lovers-4df.jpg
SKU: BOVA950-VS | Bovie Medical Total Veterinary System Solution | The AaronÂ® 950-VS provides veterinary offices and clinics with the cost-effective Veterinary System to keep your pets and pals safe from surgical smoke during an electrosurgical procedure. The system combines the AaronÂ® 950-V, 60 watt, multi-purpose, High Frequency Desiccator with Cut and Bovieâ€™s Smoke SharkÂ® II smoke evacuator and mobile stand for a portable and affordable veterinary solution. | total-veterinary-system-solution-329.jpg
SKU: ULTM61125 | UltiMed iPet Glucose Test Strips 25 Bottle | iPet Glucose Test Strips, 25 Count Box are used to check your pet's blood sugar levels. These test strips require only a tiny blood sample and gives you results within seconds. | ipet-glucose-test-strips-25-bottle-137.jpeg
SKU: ULTM61150 | UltiMed iPet Glucose Test Strips 50 Bottle | iPet Glucose Test Strips, 50 Count Box are used to check your pet's blood sugar levels. These test strips require only a tiny blood sample and gives you results within seconds. | ipet-glucose-test-strips-50-bottle-219.jpeg
SKU: ADC980SK | ADC Mercury Spill Kit | This mercury spill kit is intended for mercury cleanup materials containing mercury, mercury thermometers (broken or unbroken), mercury amalgam, batteries containing mercury, light bulbs containing mercury, breakers, relays, switches, any electrical components containing mercury, and thermostats. | mercury-spill-kit-ef2.jpg
SKU: MTRXPG50-5057 | Metrex Research Canister Express Solidifies up to 500cc | Solidifying Beads with PremiGuard CapCanister Express is engineered to solidify liquid medical waste in suction canisters | canister-express-solidifies-up-to-500cc-c4b.jpg
SKU: MTRXPG50-5054 | Metrex Research Canister Express Solidifies up to 1200cc | Solidifying Beads with PremiGuard CapCanister Express is engineered to solidify liquid medical waste in suction canisters | canister-express-solidifies-up-to-1200cc-5ed.jpg
SKU: MTRXPG50-5053 | Metrex Research Canister Express Solidifies up to 1500cc | Solidifying Beads with PremiGuard CapCanister Express is engineered to solidify liquid medical waste in suction canisters | canister-express-solidifies-up-to-1500cc-ff7.jpg
SKU: MTRXPG50-5055 | Metrex Research Canister Express Solidifies up to 2,000cc | Solidifying Beads with PremiGuard CapCanister Express is engineered to solidify liquid medical waste in suction canisters | canister-express-solidifies-up-to-2000cc-e5d.jpg
SKU: MTRXPG50-5056 | Metrex Research Canister Express Solidifies up to 3,000cc | Solidifying Beads with PremiGuard CapCanister Express is engineered to solidify liquid medical waste in suction canisters | canister-express-solidifies-up-to-3000cc-acd.jpg
SKU: MTRX50-5058 | Metrex Research Canister Express Solidifies up to 16,000cc with Flip Top Cap | Solidifying Beads with PremiGuard CapCanister Express is engineered to solidify liquid medical waste in suction canisters | canister-express-solidifies-up-to-16000cc-with-flip-top-cap-096.jpg
SKU: MTRXSD1200 | Metrex Research The Solidifier Beads with Screw-Top Cap Solidifies up to 1,200cc | Solidifying Beads with Screw-Top CapAn easy-to-use, cost-effective solidification product. | the-solidifier-beads-with-screw-top-cap-solidifies-up-to-1200cc-eff.jpg
SKU: MTRXSD1500 | Metrex Research The Solidifier Beads with Screw-Top Cap Solidifies up to 1,500cc | Solidifying Beads with Screw-Top CapAn easy-to-use, cost-effective solidification product. | the-solidifier-beads-with-screw-top-cap-solidifies-up-to-1500cc-a82.jpg
SKU: MTRXSD2000 | Metrex Research The Solidifier Beads with Screw-Top Cap Solidifies up to 2,000cc | Solidifying Beads with Screw-Top CapAn easy-to-use, cost-effective solidification product. | the-solidifier-beads-with-screw-top-cap-solidifies-up-to-2000cc-307.jpg
SKU: MTRXSD3000 | Metrex Research The Solidifier Beads with Screw-Top Cap Solidifies up to 3,000cc | Solidifying Beads with Screw-Top CapAn easy-to-use, cost-effective solidification product. | the-solidifier-beads-with-screw-top-cap-solidifies-up-to-3000cc-542.jpg
SKU: MTRXSD16000 | Metrex Research The Solidifier Beads with Screw-Top Cap Solidifies up to 16,000cc | Solidifying Beads with Screw-Top Cap | the-solidifier-beads-with-screw-top-cap-solidifies-up-to-16000cc-cd6.jpg
SKU: CVNCT4004 | Covidien ChemoPlus Chemo Spill Kit | ChemoPlus chemotherapy spill kits are for the clean-up and containment of chemotherapy spills. | chemoplus-chemo-spill-kit-554.jpg
SKU: MTRXSD500 | Metrex Research The Solidifier Beads with Screw-Top Cap Solidifies up to 500cc | An easy-to-use, cost-effective solidification product with screw top lid. | -the-solidifier-beads-with-screw-top-cap-solidifies-up-to-500cc-949.jpg
SKU: MMPL61529 | Medegen Medical Products Clean Up Supplies Spill Kit | Includes: 3/4 oz package of Red-Z, scoop, gloves, 9" x 12", 2.0 mill red zip-closure bag (#105), 24" x 23" brown plastic bag (#4608), Sani Cloth & instructions. | clean-up-supplies-spill-kit-4d3.jpg
SKU: MTRXSD1200G | Metrex Research Fluid Solidification System 12K Solidifies Up to 1200cc - Each | Solidifies liquid medical waste in collection vessels, such as suction canisters. Helps comply with DOT regulation 49CFR173.196(a)(4) for infectious substances. Protects healthcare workers and promotes workplace safety. Eliminates spilling, splashing and aerosolizing. Low cost effective solidification system. | fluid-solidification-system-12k-solidifies-up-to-1200cc-each-ee0.jpg
SKU: MTRXSD1500G | Metrex Research Fluid Solidification System 15K Solidifies Up to 1500cc - Each | Solidifies liquid medical waste in collection vessels, such as suction canisters. Helps comply with DOT regulation 49CFR173.196(a)(4) for infectious substances. Protects healthcare workers and promotes workplace safety. Eliminates spilling, splashing and aerosolizing. Low cost effective solidification system. | fluid-solidification-system-15k-solidifies-up-to-1500cc-each-a17.jpg
SKU: MTRXSD2000G | Metrex Research Fluid Solidification System 2K Solidifies Up to 2000cc - Each | Solidifies liquid medical waste in collection vessels, such as suction canisters. Helps comply with DOT regulation 49CFR173.196(a)(4) for infectious substances. Protects healthcare workers and promotes workplace safety. Eliminates spilling, splashing and aerosolizing. Low cost effective solidification system. | fluid-solidification-system-2k-solidifies-up-to-2000cc-each-6fe.jpg
SKU: MTRXSD3000G | Metrex Research Fluid Solidification System 3K Solidifies Up to 3000cc - Each | Solidifies liquid medical waste in collection vessels, such as suction canisters. Helps comply with DOT regulation 49CFR173.196(a)(4) for infectious substances. Protects healthcare workers and promotes workplace safety. Eliminates spilling, splashing and aerosolizing. Low cost effective solidification system. | fluid-solidification-system-3k-solidifies-up-to-3000cc-each-451.jpg
SKU: MTRXSD16000G | Metrex Research Fluid Solidification System 16K Solidifies Up to 16000cc - Each | Solidifies liquid medical waste in collection vessels, such as suction canisters. Helps comply with DOT regulation 49CFR173.196(a)(4) for infectious substances. Protects healthcare workers and promotes workplace safety. Eliminates spilling, splashing and aerosolizing. Low cost effective solidification system. | fluid-solidification-system-16k-solidifies-up-to-16000cc-each-80c.jpg
SKU: CVNCT4004G | Covidien Drug Spill Kit - Each | Designed for safe and fast clean-up of chemotherapy drug spills. Packaged to facilitate compliance with OSHA and ASHP guidelines.Components Included:Maximum Protection 1 Poly-coated Large Blue Gown, (1) pair 18mil Latex Large Gloves, (1) pair 18mil Latex X-Large Gloves, (1) Dust/Mist Respirator Mask, (2) 20 gallon Waste Bags, (1) pair Eyeglasses w/side shields, (3) Spill Towels, (1) pair Shoe Covers, (1) Caution - Chemotherapy sign, (2) ChemoSorbâ„¢ Pads, (1) Scoop & Scraper, (2) Tie Wraps. | drug-spill-kit-each-1c0.jpg
SKU: CVNBB6016KG | Covidien Blood & Body Fluid Spill Kits - Each | Designed to facilitate fast and safe clean-up of blood and body fluid spills. It complies with OSHA's rule for Occupational Exposure to Bloodborne Pathogens and can be used in numerous occupations. Components included: (1) Maximum Protection Poly-coated XL Blue Gown, (1) pr each Medium & X-large 8mil Latex Free Gloves, (1) Mask with Eye Shield &ear loops, (1) each 10 gal. & 33 gal. BioHazard Waste Bag, (2) Antimicrobial Wipes, (2) Germicidal Disposable Cloths, (1) Packet Sanizide Plus, (1) Fluid Control Packets, (1) set Scoop & Scraper, (2) "BioHazard: Handle with Caution" Labels, (1) Incident Report Form. | blood-amp-body-fluid-spill-kits-each-e73.jpg
SKU: MMPL2037G | Medegen Medical Products Red-Z Deluxe Emergency Response Kit Polybagged Up to 1.25 Gallon - Each | Chlorinated absorbent beads solidify liquids into gel form for simpler, less hazardous clean up with suction canisters. | red-z-deluxe-emergency-response-kit-polybagged-up-to-125-gallon-each-99e.jpg
SKU: MMPL2062G | Medegen Medical Products Yellow-Z Single Dose Bottle - Each | Chlorinated absorbent beads solidify liquids into gel form for simpler, less hazardous clean up with suction canisters. | yellow-z-single-dose-bottle-each-99e.jpg
SKU: MMPL2032G | Medegen Medical Products Red-Z Single Dose Bottle Up to 1500cc - Each | Chlorinated absorbent beads solidify liquids into gel form for simpler, less hazardous clean up with suction canisters. | red-z-single-dose-bottle-up-to-1500cc-each-99e.jpg
SKU: CM120424 | Water Jel Cool Jel 4 oz. Squeeze Bottle | Unlike petroleum based products which can trap heat Burn Jel actually draws the heat out of a burn and begins dissipating on contact. | cool-jel-4-oz-squeeze-bottle-3ad.jpg
SKU: CM120600 | Water Jel Water Jel Burn Gel Pk/25 Unit Dose Packets | Feature Unit Dose Packets - Bx/25 Unlike petroleum based products which can trap heat Burn Jel actually draws the heat out of a burn and begins dissipating on contact This gel offers cooling soothing relief of the pain associated with minor spot burns | water-jel-burn-gel-pk-25-unit-dose-packets-5b0.jpg
SKU: CM120404 | Water Jel Dressing Foil Pouch 4 x 4 | Water Jel sterile dressings are made of a medical grade non-woven material soaked in water-soluble gel | dressing-foil-pouch-4-x-4-97d.jpg
SKU: CM5267 | Ambu Ambu Spur II Bag Disposable Resuscitator Adult | Ambu 5267 Ambu Spur II Bag Disposable Resuscitator Adult | ambu-spur-ii-bag-disposable-resuscitator-adult-205.jpg
SKU: CM5267C | Ambu Replacement Mask for Ambu SPUR Medium Adult | Replacement Mask for Ambu SPUR Medium Adult. | replacement-mask-for-ambu-spur-medium-adult-3c2.jpg
SKU: CM5267B | Ambu Replacement mask for Ambu SPUR Child Infant | Replacement mask for Ambu SPUR, Child / Infant Ever Ready First Aid & Med 5267B" . | replacement-mask-for-ambu-spur-child-infant-b33.jpg
SKU: MKS33342700 | McKesson Lip Balm sunmark | Lip Balm sunmark. | lip-balm-sunmark-867.jpg
SKU: ECGP110000-200 | Encompass Group Universal Head Immobilizer | The Encompass Group Universal Head Immobilizer is a high quality and economical head immobilizer made out of plastic and designed for single use. | universal-head-immobilizer-cfd.jpg
SKU: MKS3362001 | McKesson Blue Nitrile Exam | Nitrile glove offers excellent versatility and durability. 50 per box. - Blue nitrile - 8 mil - Powder free. | blue-nitrile-exam-94d.jpg
SKU: MAI425S | Medical Action Industries Heat Seal Reel 10" x 100 ft | Triple rail seals, pure medical grade papers and quality manufacturing. | heat-seal-reel-10-x-100-ft-c29.jpg
SKU: OMNMD484107-R | Omnimed Safety Control Seals With Numbers | Safety Control Seals Red | safety-control-seals-with-numbers-679.jpg
SKU: CM8902 | Complete Medical Emergency Survival Rescue Blanket 56 X 84 Foil | Mylar foil material assists in body heat retention in emergency situations | emergency-survival-rescue-blanket-56-x-84-foil-180.jpg
SKU: TIDI980043 | TIDI Products Emergency Blanket Yellow | Individually Bagged Protection When You Need It Most. | emergency-blanket-yellow--d6c.jpg
SKU: CM399 | Complete Medical Emergency Foam Blanket 60 X 90 | Emergency Foam Blanket 60 X 90. | emergency-foam-blanket-60-x-90-1a3.jpg
SKU: PSY6248BG | Posey Posey Fall Management Blanket, Green, Bulk Pack | fall management blanket, green, 36 count | posey-fall-management-blanket-green-bulk-pack-bab.jpg
SKU: PSY6248BO | Posey Fall Management Blanket, Orange, Bulk Pack | fall management blanket, orange, 36 count | fall-management-blanket-orange-bulk-pack-af0.jpg
SKU: PSY6248BP | Posey Fall Management Blanket, Purple, Bulk Pack | fall management blanket, purple, 36 count | fall-management-blanket-purple-bulk-pack-0dd.jpg
SKU: PSY6248BR | Posey Fall Management Blanket, Red, Bulk Pack | fall management blanket, red, 36 count | fall-management-blanket-red-bulk-pack-116.jpg
SKU: PSY6248BY | Posey Fall Management Blanket, Yellow, Bulk Pack | fall management blanket, yellow, 36 count | fall-management-blanket-yellow-bulk-pack-c38.jpg
SKU: ADC43080-10 | ADC Guedel Disposable Oral Airways Adult Size 3 | Smooth, flexible polyethylene airway with reinforced bite block. | guedel-disposable-oral-airways-adult-size-3-c03.jpg
SKU: ADC43090-10 | ADC Guedel Disposable Oral Airways Large Adult Size 4 | Smooth, flexible polyethylene airway with reinforced bite block. | guedel-disposable-oral-airways-large-adult-size-4-08c.jpg
SKU: CMCR9110 | Complete Medical First Aid Auto Kit Emergency | First aid kit for the car | first-aid-auto-kit-emergency-992.jpg
SKU: CM2200 | Complete Medical First Aid Kit Compact (Travel) | Feature Contains: (6) Certi-Strip Adhesive Bandage Plastic 1 x 3 (4) Certi-Strip Adhesive Bandage Plastic 3/4 x 3 (1) Certi-Strip Adhesive Bandage Plastic X-Large (2) Certi-Strip Adhesive Bandage Plastic Jr. XL Adhesive Certi-Tape O/W 1/2 x 2.5 yd. Alcohol Wipe Ups 1 x 2 (1) Aspiran Tablet 2/Pkg (4) Certi-Burn Cream 1gm. (3) Certi-Gauze Pad 2 x 2 (2) Insect Sting Wipe-Ups 1 x 2 (4) PVP Iodine Wipe-Ups 1 x 2 (3) Antiseptic BZK Towelette 5 x 7 (1) Certi-Gauze Roll 1 x 6 yd. | first-aid-kit-compact-travel-561.jpg
SKU: CM2202 | Complete Medical First Aid Kit 25 Person | First aid kit made for approximately 25 people. | first-aid-kit-25-person-ede.jpg
SKU: CM2205A | Complete Medical Restaurant First Aid CPR Kit New York State With Poster | It is against the law for any New York state restaurant to be without the life-saving Complete Medical Restaurant CPR First Aid Kit with Poster. This hanging plastic case contains 4 each combination child/adult CPR masks, four pairs of Nitrile gloves, and a CPR sign with detailed instructions for calling 911 and handling all necessary equipment. The case itself features further instructions (as required by law) and measures 5L x 5W x 2.5H inches. | restaurant-first-aid-cpr-kit-new-york-state-with-poster-8f1.jpg
SKU: JON116360 | Johnson & Johnson First Aid Kit All Purpose 125 Items Per Kit | First Aid Kit, All Purpose, 125 Items Per Kit | first-aid-kit-all-purpose-125-items-per-kit-956.jpg
SKU: CM2205 | Complete Medical First Aid Kit CPR Restaurant | First Aid Kit- CPR Restaurant. | first-aid-kit-cpr-restaurant-e01.jpg
SKU: FAOI241-AN | First Aid Only ANSI First Aid Kit 16 Unit With Medications 102 Pieces Metal Case | Clearly labeled compartments create a cabinet that is easy to use with full-color schematic that helps with product location and reordering. | ansi-first-aid-kit-16-unit-with-medications-102-pieces-metal-case-4df.jpg
SKU: OICFAK-0010 | Omni First Aid Kit 10 Person | Omni International Corp. is excited to diversify our product line with our new 10-person, 108-piece OmniSafe First Aid kits. | first-aid-kit-10-person-5f4.png
SKU: OICFAK-0025 | Omni First Aid Kit 25 Person | Omni International Corp. is excited to diversify our product line with our new 25-person, 159-piece OmniSafe First Aid kits. | first-aid-kit-25-person-8ef.png
SKU: GF1799-9133 | Grafco First Aid Travel Kit | The Grafco Plastic Travel First Aid Kit is packaged in a sturdy carry anywhere case and contains a variety of first aid items, including plastic strips, bandages, ammonia inhalants, cotton, scissors, adhesive tape, sterile pads, first aid creams, and antiseptic wipes. The kit is ideal for autos, campers, or any place where space and weight is limited. Travel First Aid Kits by Grafco are proudly made in the USA. | first-aid-travel-kit-66d.jpg
SKU: JON008295 | Johnson & Johnson First Aid Kit To Go | Johnson & Johnson's First Aid Kit To Go can be used to Clean, Treat, and Protect Minor cuts and scrapes. | first-aid-kit-to-go-0da.jpg
SKU: MKS27502700 | McKesson Benzoin Tincture Sunmark 2 Ounce | Benzoin Tincture sunmark 2 oz. | benzoin-tincture-sunmark-2-ounce-1ff.jpg
SKU: PROP440025 | Pro Advantage 25 Person First Aid Kit | The Pro Advantage first aid kit is perfect for a wide variety of workplaces. Whether serving construction sites, medical facilities, manufacturing facilities or offices, this kit has been designed to contain the critical supplies necessary for first aid emergencies. OSHA regulations require the availability of adequate first aid supplies for all employees at the workplace. Made of durable plastic, this kit features quality products meeting both OSHA regulations and ANSI guidelines. | 25-person-first-aid-kit-7df.png
SKU: GF1799-25 | Grafco Stocked First Aid Kit 25 Person Metal Case With One Shelf | Kits contains a balanced assortment of essential first aid supplies adequate for up to 25 employees. Construction of heavy gauge enameled steel. Weather, rust and dust resistant and can be wall hung. Cover acts as additional shelf when open. | stocked-first-aid-kit-25-person-metal-case-with-one-shelf-957.jpg
SKU: GF1799-50P | Grafco Stocked First Aid Kit - 50 Person, Plastic case | With weatherproof gasket seal. | stocked-first-aid-kit-50-person-plastic-case-60c.jpg
SKU: MKS31052100 | McKesson Wound and Burn Dressing MEDIHONEY 0.5 oz Tube | MEDIHONEYÂ® is a medical-grade honey derived from the pollen and nectar of the Leptospermum species of plant in New Zealand and Australia. It is unique among all type of honey in that it maintains its effectiveness even in the presence of wound fluid. | wound-and-burn-dressing-medihoney-05-oz-tube-aaa.jpg
SKU: MKS30142700 | McKesson Antiseptic Liquid sunmark 16 oz. | Antiseptic Liquid sunmark 16 oz. | antiseptic-liquid-sunmark-16-oz-59d.jpg
SKU: ALI80248 | Alimed Deluxe Therapy Kit | Deluxe Therapy Kit Multi-purpose, compact, and portable clinical tool that can be used with any client requiring visual feedback. Made of durable, high-quality black vinyl with a break-resistant 10-1/2" x 14-1/4" mirror. The lightweight unit also includes transparent card pockets for stimulus items such as picture cards, write-on/wipe-off magnetic board for use with markers, magnetic material, or vinyl clings, convenient holder for business cards and tongue depressors, and full-color instruction sheet showing kit uses. Adaptable for use with wheelchair or in hospital settings. Complete kit folds for comfortable carrying. | deluxe-therapy-kit-9db.jpg
SKU: JSAJSA-760 | Junkin Safety MINE First Aid Station | FeatureThe FIRST Aid Station contains all of the materials required to meet Federal Coal Mine Health & Safety regulations.It includes (1) - Folding Backboard (1) - Easy-Fold Stretcher (24) - Triangular Bandages (8) - 4" Bandage Compresses (8) - 2" Bandage Compresses (12) - 1" Adhesive Compresses (1) - Foille (2) - Tourniquets (12) - Ammonia Ampules (2) - Wool Blankets (1) - Vinyl Sheet (2) - Inflatable Arm Splints (2) - Inflatable Leg Splints (1) - Dust-tight 14 Ga. Aluminum Case 40" x 18" x 8" With Green Cross.Length40"Width18"Height8" | mine-first-aid-station-735.jpg
SKU: ALI82833 | Alimed Portable Therapy Kit | Portable Therapy Kit is designed to fit into briefcase or tote. Same sturdy materials and includes the same features and components as the Deluxe. | portable-therapy-kit-b40.jpg
SKU: CMS25214BURG | Complete Medical Specialist Physician Bag 14 Burgundy | Feature LEATHER PHYSICAN BAG 14 x 5 x 8 Burgundy A medical case that creates an excellent use of space and easy access to equipment Features two large zipper interior pockets an anti-bacterial lining reinforced corners and 3-position lock | specialist-physician-bag-14-burgundy-fa0.jpg
SKU: CM3210B | Complete Medical Intern/Student Physician Bag 14 Black Pebble Vinyl | Feature VINYL PHYSICIAN BAG 14 x 5 x 8 Black Features two interior pockets and a 1-position lock Boston bag have reinforced corners and a 3-position lock Black Pebble or Brown Pebble | intern-student-physician-bag-14-black-pebble-vinyl-981.jpg
SKU: CM3210A | Complete Medical Intern Student Physician Bag 14 Black Leather | Features two interior pockets and a 1-position lock, Boston bag have reinforced corners and a 3-position lock. | intern-student-physician-bag-14-black-leather-144.jpg
SKU: ADC4010T | ADC Bite Stick | Depresses tongue and provides airway for seizure patients. | bite-stick-542.jpg
SKU: CM8906 | Complete Medical Bite Stick Bx/10 | Feature For epileptic and seizure victims Channels admit oxygen and is autoclavable Restricts tongue movement | bite-stick-bx-10-44d.jpg
SKU: QEMSACR4 | Quantum EMS Ambulance Child Restraint ACR4 | The NEW Quantum ACR4 (Ambulance Child Restraint) is an innovative, flexible and fully adjustable harnessing system, it is the only pediatric restraint in the world that allows the safe and secure transport of newborns and children weighing 4lbs â€“ 99lbs with a single device.The ACR4 contains 4 color coded restraints for easy selection in 4 different sizes, EXTRA SMALL 4-11 lbs, SMALL 11-26 lbs, MEDIUM 22-55 lbs and LARGE 44-99 lbs.When the patient is restrained the ACR4 allows for complete access from the airway to the waist to effectively perform procedures while the patient remains restrained.Also included with the ACR are quick release clips dock to hold the patient in place during transportation to prevent potentially dangerous movement. | ambulance-child-restraint-acr4-3ef.jpg
SKU: JSAJSA-300-XC | Junkin Safety Nylon Stretcher Bridle Sling with Carabiners | The JSA-300-X Stretcher Bridle Sling provides horizontal or vertical lifting capacity of up to 2,000 lbs | nylon-stretcher-bridle-sling-with-carabiners-3ba.jpg
SKU: SKDSK-901 | Skedco Extrication Strap Orange 16 Ft With Pouch | The Skedco Extrication Strap is made of 2 inch wide seat belt webbing 16 feet long with two "D" rings sewn into one end. It is useful for vehicle extrication, patient restraint, as a fire hose strap, or a variety of other utility uses. Comes with storage pouch. Made in USA. Also available in Black. | extrication-strap-orange-16-ft-with-pouch-c53.jpg
SKU: EGN026-22010IN | Elgin TheraBand Assist Strap | TheraBand Assist Strap: The TheraBand Assist Strap increases the range of exercises that can be performed with bands and tubing. One end loops around an extremity, while the band/tubing is attached to the other end. This allows users with poor grip strength, like victims of arthritis, to use bands and tubing in training and rehab programs. | theraband-assist-strap--257.jpg
SKU: EGN026-22140 | Elgin TheraBand Extremity Strap | The TheraBand Extremity Strap (Each) is a cuff that wraps around an extremity to serve as an attachment point, while the cinching mechanism is used to secure the cuff to a band or to tubing. | theraband-extremity-strap-85f.jpg
SKU: EGN011-WC100 | Elgin Premium Cuff Weights 10 lb | Elgin cuff weights are designed for rehab & therapeutic exercise. Flimsy, imported wrist and ankle cuffs sag when hung on racks, Not Elgin; each cuff has a grommet stamped right through the strap and vinyl material for added durability | premium-cuff-weights-10-lb-f94.jpg
SKU: EGN011-WC120 | Elgin Premium Cuff Weights, 12 lb | Elgin cuff weights are designed for rehab & therapeutic exercise. The extra long Velcro straps (10"-14"L) make it possible for layering and added security. Elgin cuff weights are the most comfortable weights, because they are made with choice-quality vinyl that conforms to the bodyâ€™s curves. Unlike other cuff weights, Elgin brand ankle and wrist weights last and last. Elgin cuff weights have double-sewn, leak-free outer seams. Flimsy, imported wrist and ankle cuffs sag when hung on racks. Not Elgin; each cuff has a grommet stamped right through the strap and vinyl material for added durability. Filled with the purest U.S.A.-made lead-free steel shot. 1-5 lb. feature 1 grommet, 6-10 lb. feature 2 grommets. 12-25 lb. do not have grommets for hanging. | premium-cuff-weights-12-lb-e1e.jpg
SKU: EGN011-WC100 | Elgin Premium Cuff Weights 10 lb | Elgin cuff weights are designed for rehab & therapeutic exercise. Flimsy, imported wrist and ankle cuffs sag when hung on racks, Not Elgin; each cuff has a grommet stamped right through the strap and vinyl material for added durability | premium-cuff-weights-10-lb-f94.jpg
SKU: EGN011-WC200 | Elgin Premium Cuff Weights, 20 lb | Elgin cuff weights are designed for rehab & therapeutic exercise. The extra long Velcro straps (10"-14"L) make it possible for layering and added security. Elgin cuff weights are the most comfortable weights, because they are made with choice-quality vinyl that conforms to the bodyâ€™s curves. Unlike other cuff weights, Elgin brand ankle and wrist weights last and last. Elgin cuff weights have double-sewn, leak-free outer seams. Flimsy, imported wrist and ankle cuffs sag when hung on racks. Not Elgin; each cuff has a grommet stamped right through the strap and vinyl material for added durability. Filled with the purest U.S.A.-made lead-free steel shot. 1-5 lb. feature 1 grommet, 6-10 lb. feature 2 grommets. 12-25 lb. do not have grommets for hanging. | premium-cuff-weights-20-lb-ba2.jpg
SKU: EGN011-WC250 | Elgin Premium Cuff Weights, 25 lb | Elgin cuff weights are designed for rehab & therapeutic exercise. The extra long Velcro straps (10"-14"L) make it possible for layering and added security. Elgin cuff weights are the most comfortable weights, because they are made with choice-quality vinyl that conforms to the bodyâ€™s curves. Unlike other cuff weights, Elgin brand ankle and wrist weights last and last. Elgin cuff weights have double-sewn, leak-free outer seams. Flimsy, imported wrist and ankle cuffs sag when hung on racks. Not Elgin; each cuff has a grommet stamped right through the strap and vinyl material for added durability. Filled with the purest U.S.A.-made lead-free steel shot. 1-5 lb. feature 1 grommet, 6-10 lb. feature 2 grommets. 12-25 lb. do not have grommets for hanging. | premium-cuff-weights-25-lb-158.jpg
SKU: KCC36600 | Kimberly-Clark Catheter Leg Strap, 24"X 24" | Catheter Leg Strap, 24"X 24". | catheter-leg-strap-24x-24-a42.jpg
SKU: ALI5121 | Alimed T-Strap, Large | T-Strap features a built-in T-Foam (Temper Foam) that is compressed by the strap over the vulnerable forearm muscles and tendons normally exposed to vibration from power tools.T-Foam is a unique expanded viscoelastic polymer that absorbs impact. Provides maximum support exactly where it's needed. T-Foam's self-molding nature ensures balanced, total contact over the tendons. Adapts to the worker without adjustment. | t-strap-large--acc.jpg
SKU: EGN011-WC100 | Elgin Premium Cuff Weights 10 lb | Elgin cuff weights are designed for rehab & therapeutic exercise. Flimsy, imported wrist and ankle cuffs sag when hung on racks, Not Elgin; each cuff has a grommet stamped right through the strap and vinyl material for added durability | premium-cuff-weights-10-lb-f94.jpg
SKU: PROP440025 | Pro Advantage 25 Person First Aid Kit | The Pro Advantage first aid kit is perfect for a wide variety of workplaces. Whether serving construction sites, medical facilities, manufacturing facilities or offices, this kit has been designed to contain the critical supplies necessary for first aid emergencies. OSHA regulations require the availability of adequate first aid supplies for all employees at the workplace. Made of durable plastic, this kit features quality products meeting both OSHA regulations and ANSI guidelines. | 25-person-first-aid-kit-7df.png
SKU: ADC204BK | ADC Responder EMT Holster | A 5 pocket EMS belt holster made from super tough 600D nylon for rugged durability. | responder-emt-holster-bfc.jpg
SKU: JSAJSA-555-NA | Junkin Safety Wall Mount Aluminum Pole Stretcher Kit | Consists of the JSA-501-NA stretcher, the JSA-502 First Aid Blanket and the JSA-503 Vinyl Sheet housed in stretcher case JSA-500 which provides a definite location for storing rescue equipment. | wall-mount-aluminum-pole-stretcher-kit-17d.jpg
SKU: EVC200H | Evac Chair CarryLite Evacuation Chair | CARRY LITE CHAIR is the unique, lightweight, narrow-aisle, onboard chair for the mobility impaired, permitting movement around an aircraft during flight. It is equally practical for providing mobility onboard other forms of transport. | carrylite-evacuation-chair-913.jpg
SKU: PC99576-000042 | Physio-Control LUCAS Chest Compression Training Systems | The LUCAS 3 Training Device is a non-clinical device intended for training purposes only. It should only be used on manikins.The LUCAS chest compression system has been helping lifesaving teams around the world deliver high-quality, guidelines-consistent compressions; in the field, on the move, and in the hospital. Designed to help improve outcomes of sudden cardiac arrest victims and improve operations for medical responders and performing 102 compressions per minute with a depth of 2.1", LUCAS can be deployed quickly with minimal interruption to patient care. | lucas-chest-compression-training-systems-d84.jpg
SKU: SKDSK-707-B | Skedco Mounting Bracket For Salalift II or SRL Winch for Sked Evac Tripod | Mounting Bracket For SalaLift II or SRL Winch For SKED-EVACÂ® Tripod. | mounting-bracket-for-salalift-ii-or-srl-winch-for-sked-evac-tripod-1be.jpg
SKU: GMP52037 | Graham Medical MegaMover 350i Sheet, Nonwoven, Gray | Our MegaMover 350i Barrier sheet can either be used as a ultra-durable unit that can transfer patients up to 350 lbs. or as a blanket for warmth or protective equipment cover. | megamover-350i-sheet-nonwoven-gray-c05.jpg
SKU: GMP65459 | Graham Medical MegaMover Plus with Power Grips Nonwoven, Gray | A durable, compact, cost effective, portable transport unit used to transport, transfer or rescue patients from areas inaccessible to stretchers. The Plus accepts standard backboards for immobilization. The gray color provides decreased visibility where security is vital. | megamover-plus-with-power-grips-nonwoven-gray-3c4.jpg
SKU: GMP72657 | Graham Medical Megamover Select Nonwoven White w/Green and Black Handle | The MegaMoverÂ® Selectâ„¢ Transport Unit features multi-positioned handles allowing the user to select the handle that offers the safestand most comfortable position for transporting patients.It excels when maneuvering stairs by allowing the user to selecta higher position handle or a lower position handle to enhance leverage | megamover-select-nonwoven-white-w-green-and-black-handle-242.jpg
SKU: GMP66564 | Graham Medical MegaMoverÂ® Transport Chair w/Power Grips, Nonwoven White with Yellow Handles | A compact, cost effective, portable transport unit used to transport, transfer or rescue patients from areas inaccessible to stretchers. The nonwoven, latex-free construction hold up to 800 lbs. and has 14 handles for ergonomic lifting. | megamoverreg-transport-chair-w-power-grips-nonwoven-white-with-yellow-handles-334.jpg
SKU: GMP53376G | Graham Medical MegaMoverÂ® Plus Nonwoven Gray | A durable, compact, cost effective, portable transport unit used to transport, transfer or rescue patients from areas inaccessible to stretchers. The Plus accepts standard backboards for immobilization. The gray color provides decreased visibility where security is vital. | megamoverreg-plus-nonwoven-gray-f49.jpg
SKU: GMP56307G | Graham Medical Megamover Transport Chair Nonwoven White with Yellow Handles | The MegaMoverÂ® Transport Chair is made of strong nonwoven material with 8 reinforced nylon yellow straps for ergonomic lifting. | megamover-transport-chair-nonwoven-white-with-yellow-handles-06c.jpg
SKU: EVC220P | Evac Chair Rescue Mat 900 lb | The ResQmat is the perfect solution for the swift emergency evacuation of Â persons who are mobility impaired. UNROLL STRAP and GO.The ResQmat is used ALL over the world in Hospitals, Nursing Homes,Â Retirement Homes, Assisted Living, and Ambulance Companiesâ€¦.ANYWHERE!Â Quick and Easy to prepare for evacuation Allows ONE person to safelyÂ transport another in emergencies Easily moves over ANY Surface across floorsÂ and down stairs ONLY Mat that easily adjusts to the passengerâ€™s size. (one sizeÂ fits ALL) Soft-absorbing head pillow reduces head movement going down stairsÂ Long towing straps at the head and feet for easy maneuvering.Â | rescue-mat-900-lb-896.jpg
SKU: GMP53376 | Graham Medical MegaMover Plus Nonwoven Gray | The MegaMover Plus is a durable, compact, cost effective, portable transport unit used to transport, transfer or rescue patients from areas inaccessible to stretchers. The Plus accepts standard backboards for immobilization. The gray color provides decreased visiblity where security is vital. | megamover-plus-nonwoven-gray-fb7.jpg
SKU: GMP56307 | Graham Medical MegaMover Transport Chair Nonwoven White with Yellow Handles | The MegaMover Transport Chair is made of strong nonwoven material with 8 reinforced nylon straps for ergonomic lifting. The Chair weighs only 10 oz., rolls to the size of a water bottle and can transport up 350 lbs. Ideal for carrying patients in areas of limited space, narrow hallways or down stairs. | megamover-transport-chair-nonwoven-white-with-yellow-handles-993.jpg
SKU: FERPT5600 | Ferno POWERFlexx Powered Cot | The POWERFlexx+ Powered Ambulance Cot delivers 700lb unassisted lift capacity. The cot lifts the weight, not the operator, reducing situations where operators may injure their back. The POWERFlexx+ Powered Ambulance Cot also features advanced power management features and in-the-fastener charging to keep you powered on every call, without having to carry around extra batteries or take them out to charge. | powerflexx-powered-cot-d64.jpg
SKU: CM112A | Complete Medical Eye Wash Refill Bottle 32 oz. Filled | Feature EYE WASH BOTTLES & SOLUTION 32 oz. Filled Bottle Sterile isotonic buffered solution Cleanses and refreshes Helps relieve irritation Active ingredient - Purified water | eye-wash-refill-bottle-32-oz-filled-e8f.jpg
SKU: TIDI9210A-50 | TIDI Products Assembled Eye Shields Assorted Color Frame Clear Lenses One Size | The disposable, replacement lens are optical grade and are available in clear, ultra-violet (UV) or blue-light filter. | assembled-eye-shields-assorted-color-frame-clear-lenses-one-size--cf9.jpg
SKU: DASI329202 | Desert Assembly OK-EV Eliminator Valve Only, For All Models | The Eliminator Valve allows water temperature to be pre-set at the faucet and remain on. You now have a dedicated eyewash station with only tepid water available. For sink use, the water flow is activated by the use of the push through plunger on the Eliminator Valve. The faucet handles will no longer be used after the water temperature is set. Push the plunger to the opposite side for water flow. | ok-ev-eliminator-valve-only-for-all-models-9fe.jpg
SKU: DASI329200 | Desert Assembly OK Opti Klens Eyewash Fountain | Chrome-plated, solid brass eyewash unit easily installs on any existing sink or basin faucet as a permanent eye wash fountain with unlimited water supply in an emergency, unlike portable models. In operation, unit mounts behind the spout, where it remains out of the way for every day use. In an emergency, it frees both hands to hold eyes open to the flow of water. | ok-opti-klens-eyewash-fountain-2ed.jpg
SKU: DASI329203 | Desert Assembly Green Caps For OK-I 1 Pair | Chrome-plated, solid brass eyewash unit easily installs on any existing sink or basin faucet as a permanent eye wash fountain with unlimited water supply in an emergency, unlike portable models. | green-caps-for-ok-i-1-pair-97b.jpg
SKU: DASI329204 | Desert Assembly OK-I Diverter | OK-I Diverter | ok-i-diverter-fe0.jpg
SKU: DASI269422 | Desert Assembly OK II Opti-Klens II Face Eyewash Fountain | Chrome-plated, solid brass face & eyewash unit is designed to fit most standard faucets as a permanent face wash & eyewash fountain with unlimited water supply in an emergency. | ok-ii-opti-klens-ii-face-eyewash-fountain-989.jpg
SKU: DASI269622 | Desert Assembly OK-IIE Opti-Klens II Face Eyewash Eliminator Valve | OPTI-KLENS eye/face wash fountains have been the leader in faucet mounted products for over 25 years. If you are familiar with faucet mounted eyewash and face wash you probably became so from seeing or using an OPTI-KLENS product.All products are made of brass and copper, chrome plated to match your faucets and for long life. All products have been tested by independent laboratories to confirm compliance with ANSI Standard Z358.1, and as such are accepted by OSHA as fulfilling their requirements for an emergency eye or eye and face wash. | ok-iie-opti-klens-ii-face-eyewash-eliminator-valve-e42.jpg
SKU: DASI329201 | Desert Assembly OK-IE Opti-Klens I Eyewash Eliminator Valve | Chrome-plated, solid brass eyewash unit easily installs on any existing sink or basin faucet as a permanent eye wash fountain with unlimited water supply in an emergency, unlike portable models. | ok-ie-opti-klens-i-eyewash-eliminator-valve-543.jpg
SKU: DASI269822 | Desert Assembly Red Caps For OK-II | Red Caps For OK-II | red-caps-for-ok-ii-f39.jpg
SKU: CM8968 | Complete Medical Ammonia Inhalant | Feature Bx/10 Aromatic ampules | ammonia-inhalant-173.jpg
SKU: CM6017A | Morrison Medical Padded Board Splint 15 | Feature economy wood splints | padded-board-splint-15-b61.jpg
SKU: CM14017A | Morrison Medical Cardboard Disposable Splint | Cardboard Disposable Splint | cardboard-disposable-splint--b0c.jpg
SKU: JSAJSA-1010 | Junkin Safety Wrap Around Fire Blanket Kit | Feature Kit consists of fire blanket (JSA-1010-B), fire resistant, treated 100% wool for maximum fire protection and sturdy 20 Ga. steel cabinet (JSA-1010-CW) ready for wall mounting. | wrap-around-fire-blanket-kit-0a3.jpg
SKU: JSAJSA-1006 | Junkin Safety Rust Proof PVC Cannister with Blanket | Feature Kit consists of JSA-1002 Fire Blanket and PVC Plastic Canister complete with mounting brackets. Finished bright red and white lettering.Ã‚Â Blanket ejects at bottom when opened. Rust and dust proof. Designed for use where corrosion and dust are a problem. | rust-proof-pvc-cannister-with-blanket-f17.jpg
SKU: JSAJSA-1002 | Junkin Safety Fire Blanket 62" x 84" | Feature Machine washable. Processed Wool is100%. Conforms to Federal Flammable Fabrics Act CS-191-53. Treated with fire-resistant chemical. | fire-blanket-62-x-84-84e.jpg
SKU: RBW525B | R & B Wire Blanket Cradle, 30" W x 17" D x 20" H | This product is a necessity for those that are restricted to bed. This product will help prevent feet and leg problems and discomfort from the constant pressure and irritation that may be caused by bedding movement when restricted to bed. The blanket cradle will help prevent the constant weight of heavy bedding on residents' feet. Prevents cramping, pressure ulcers and other foot or leg problems. Durable chrome plated 3/8" steel wire is easy to clean.This 2-piece product is simple to use and ships knocked-down for freight value. Comes as a bulk pack of 4 each. Dimensions: 30" W x 17" D x 20" H each. | blanket-cradle-30-w-x-17-d-x-20-h-e40.jpg
SKU: RBW525BAR | R & B Wire Blanket Cradle Bariatric | This product is a necessity for those that are restricted to bed and need more than a standard size unit. This product will help prevent feet and leg problems and discomfort from the constant pressure and irritation that may be caused by bedding movement when restricted to bed. The bariatric blanket cradle will help prevent the constant weight of heavy bedding on residents' feet. Prevents cramping, pressure ulcers and other foot or leg problems. Durable chrome plated 3/8" steel wire is easy to clean. This unit is installed from the side of the bed rather than the end to provide additional strength and support. This 4-piece product is simple to use and ships knocked-down for freight value. Dimensions: 48"W x 20"D x 22"H. | blanket-cradle-bariatric-767.jpg
SKU: CM8921A | Complete Medical CPR Board Wood | CPR Board Used for CPR. | cpr-board-wood-b68.jpg
SKU: MADA1630ADE | MADA Medical Oxygen Resuscitator Kit on Cart E Cylinder | 1602E Aluminum Cylinder, 1335 adj. reg. (2-8 LPM), 4000 disposable adult bag mask resuscitator, mask and tube, 370C cart (Empty) | oxygen-resuscitator-kit-on-cart-e-cylinder-c5d.jpg
SKU: PC80403-000148 | Physio-Control Lifepak CR Plus AED Kit Semi Automatic AHA Voice Prompt | Featuring the same advanced technology trusted by emergency medical professionals - yet simple to use - the fully automatic LIFEPAK CR Plus AED combines easy two-step operation with just the right level of guidance. The ClearVoiceâ„¢ audio prompt technology enhances sound quality for better clarity in loud and chaotic environments. Also available in a semi-automatic version. | lifepak-cr-plus-aed-kit-semi-automatic-aha-voice-prompt-a73.jpg
SKU: PC80403-000149 | Physio-Control LIFEPAK CR Plus Fully Automatic AED | Featuring the same advanced technology trusted by emergency medical professionals - yet simple to use - the fully automatic LIFEPAK CR Plus AED combines easy two-step operation with just the right level of guidance. The ClearVoiceâ„¢ audio prompt technology enhances sound quality for better clarity in loud and chaotic environments. Also available in a semi-automatic version. | lifepak-cr-plus-fully-automatic-aed-4d6.jpg
SKU: PC11576-000080 | Physio-Control LUCAS Battery Dark Grey Rechargeable Lithium-Polymer Compatible with LUCAS 3 and LUCAS 2 Devices | The LUCASÂ® battery is a rechargeable Lithium- Polymer (LiPo) battery which typically last for 45 minutes of operation. You can charge the battery quickly, less than 2 hours in the device if connected to the external power supply or car power cable, and less than 4 hours in the desktop charger. Compatible with LUCAS 3 and LUCAS 2 devices. | lucas-battery-dark-grey-rechargeable-lithium-polymer-compatible-with-lucas-3-and-lucas-2-devices-de4.png
SKU: PC11576-000060 | Physio-Control Stand-Alone Battery Charger LUCAS 2 | LUCASâ„¢2 Battery Charger 1 Battery 4 Hours. | stand-alone-battery-charger-lucas-2-5e9.jpg
SKU: PC11260-000030 | Physio-Control LIFEPAK 12 Carry Case Basic With Strap Right & Left Pouches | LIFEPAK 12 Carry Case, Basic, With Strap, Right & Left Pouches | lifepak-12-carry-case-basic-with-strap-right-amp-left-pouches-2c5.jpg
SKU: PC11130-000037 | Physio-Control Standard Adult Hard Paddles Detachable LIFEPAK 20E | For use with the LIFEPAK 20 defibrillator/monitor. Adult paddle plates can be removed to reveal the pediatric paddles. | standard-adult-hard-paddles-detachable-lifepak-20e-606.png
SKU: CAR9300A-1001-TSO-P | Burdick Cardiac Science Powerheart G3 Plus Fully Automatic AED | Powerheart G3 Plus Fully Automatic AED TSO, Includes: (1) 9390A Powerheart AED G3 Plus Fully-Auto AED, (1) 9147 TSO-Certified IntelliSense Battery, (1) Set of Adult Defibrillation Pads, (1) Spare Set of Adult Defibrillation Pads, (1) Carry Bag, (1) Ready Kit, (1) Quick Start Tool Kit (Includes Quick Start Guide, CD-ROM with AED Manual, Training Video, RescueLink & MDLink), (1) Serial Communications Cable | powerheart-g3-plus-fully-automatic-aed-6ff.jpg
SKU: CM455 | Plasco Medical CPR Micro Shield | A CPR MicroshieldTM with one-way valve on a key chain in a handy nylon case. | cpr-micro-shield-774.jpg
SKU: CM455E | Plasco Medical CPR Microshield Protection Pack | The MDI CPR MICROSHIELD Protection Pak allows quick and confident action. Very compact and easy to use it provides a clear flexible barrier and a positive one-way valve incorporated into a breathing tube which serves to maintain an open airway during mouth-to-mouth resuscitation. | cpr-microshield-protection-pack-987.jpg
SKU: CM455G | Plasco Medical CPR Microkey-Navy | Feature Navy A CPR MicroshieldTM with one-way valve on a key chain in a handy nylon case Latex-free | cpr-microkey-navy-1d1.jpg
SKU: CM455B | Plasco Medical CPR Microkey Orange | A CPR MicroshieldTM with one-way valve on a key chain in a handy nylon case. | cpr-microkey-orange-ddd.jpg
SKU: CM457 | Plasco Medical CPR Micromask Kit | Feature The CPR Micromask includes gloves mask one-way valve and soft carry case Features a positive one-way non-rebreathing valve Flexible structure allows mask to conform to the victim s face | cpr-micromask-kit-9a0.jpg
SKU: CM8002B | Complete Medical CPR Child Pocket Mask With One Way Valve | The CPR Pocket Mask is a mouth-to-mask resuscitator used for the treatment of adults who are not spontaneously breathing. Masks come in poly wrapped plastic with instruction card and one-way valve | cpr-child-pocket-mask-with-one-way-valve-b07.jpg
SKU: ZOLL12-0242-000 | Zoll Medical ResQPOD ITD 10 Impedance Threshold Device | Impedance Threshold Device (ITD) that attaches to the airway during CPR to enhance negative pressure and increase perfusion. The ITD 10 is a disposable product (one time use only).The ResQPUMP ACD-CPR device further increases blood return by re-expanding the chest with a lift force of up to 10 kg. It is the only approved system for delivering true active compression-decompression CPR. | resqpod-itd-10-impedance-threshold-device-cec.jpg
SKU: ADC4053 | ADC Adsafe CPR Pocket Resuscitator | This CPR Pocket Resuscitator is designed for mouth to mask ventilation of a non-breathing adult, child, or infant. It is also used as a barrier that will direct expired air from the patient away from the user. This device should only be used by persons who have received adequate training. | adsafe-cpr-pocket-resuscitator-b7b.jpg
SKU: ADC4053M | ADC Adsafe CPR Pocket Resuscitator Mask Only | The Adsafeâ„¢ CPR Pocket Resuscitator combines functionality with portability. Equipped with a filter protected, replaceable one way valve, it folds flat into a compact, splash-resistant clamshell storage case that measures just 5â€ x 4 1/3â€ x 1 1/2â€. Quick accessability, dual invertable use, and multiple connectability make this resuscitator an essential addition to your CPR equipment needs. | adsafe-cpr-pocket-resuscitator-mask-only-15a.jpg
SKU: MADA1631E | MADA Medical Resuscitation Unit 1602E | Cylinder 1635-1 Reg (50psi)1534MA Demand Valve Mask 370C Cart Empty. | resuscitation-unit-1602e--765.jpg
SKU: ADC4055-10 | ADC Adsafe Face Shield Foil Pack | User friendly design protects the rescuer and helps eliminate hesitation when performing CPR. | adsafe-face-shield-foil-pack-524.jpg
SKU: ADC4055OR | ADC Adsafe Face Shield with Keychain Case | Feature User friendly design protects the rescuer and helps eliminate hesitation when performing CPR. Semi-transparent face shield allows visualization of patient s lips, mouth, and nose while protecting rescuer. Printed instructions and orientation guides right on the shield help ensure correct use, even by those with little or no CPR experience. 3M Filtrete filter helps protect the rescuer. Single use. Measures 8 w x 12 l when open, a miniscule 17/8 diameter when stored in its case. Comes in compact hard cylindrical case with handy key ring clasp. Latex-Free. | adsafe-face-shield-with-keychain-case-169.jpg
SKU: ADC4055OR | ADC Adsafe Face Shield with Keychain Case | Feature User friendly design protects the rescuer and helps eliminate hesitation when performing CPR. Semi-transparent face shield allows visualization of patient s lips, mouth, and nose while protecting rescuer. Printed instructions and orientation guides right on the shield help ensure correct use, even by those with little or no CPR experience. 3M Filtrete filter helps protect the rescuer. Single use. Measures 8 w x 12 l when open, a miniscule 17/8 diameter when stored in its case. Comes in compact hard cylindrical case with handy key ring clasp. Latex-Free. | adsafe-face-shield-with-keychain-case-169.jpg
SKU: ADC4056BK | ADC Adsafe Plus Face Shield with Keychain Case Black | The Adsafeâ„¢ Plus CPR Face Shield is an incredibly safe and convenient CPR face shield option. It is designed with many unique features that protect the rescuer and for optimal performance. It has printed instructions on the shield to ensure correct usage. It features a one-way valve with a 3M Filtrete filter to protect the rescuer from the victim's fluids. The face shield also has an airway tube with an extended mouthpiece to assist the user in maintaining an open airway when performing the head tilt, chin lift maneuver. The material of the face shield is semi-transparent which allows the rescuer to have a good view of the patient's face. | adsafe-plus-face-shield-with-keychain-case-black-59f.jpg
SKU: ADC4056OR | ADC Adsafe Plus Face Shield with Keychain Case Orange | The ultracompact ADSAFE Plus offers maximum protection during CPR. User friendly design protects the rescuer and helps eliminate hesitation when performing CPR. Semi-transparent face shield allows visualization of patient's lips, mouth, and nose while protecting rescuer. Printed instructions and orientation guides right on the shield help ensure correct use, even by those with little or no CPR experience. Bite block airway tunnel with extended mouthpiece assists the rescuer in maintaining an open airway when performing the head tilt, chin lift maneuver | adsafe-plus-face-shield-with-keychain-case-orange-075.jpg
SKU: ADC4053V | ADC Valve Only for Adsafe CPR Pocket Resuscitator | Feature High efficiency and low resistance one-way valve minimizes the possibility of cross-contamination. 15mm O.D. connector can be attached to any standard ventilation and oxygen equipment. For use on adults, and inverted for infants/children. Ergonomically shaped mask with soft-air cushion for leak-free performance, easy grasp, and patient comfort. Disposable filter to avoid cross contamination. Elastic green strap to keep mask in-place on patient. Operating instructions included. Pocket storage case. Single patient use. Latex-Free. | valve-only-for-adsafe-cpr-pocket-resuscitator-44a.jpg
SKU: MADA1531E | MADA Medical Demand Valve Resuscitator Oxygen Kit | 1502E Aluminum Cylinder, 1635-1 regulator, 1534MA demand valve and adult mask w/6ft. hose, 1500A case | demand-valve-resuscitator-oxygen-kit-705.jpg
SKU: MADA1435 | MADA Medical Adult Mask | For Adult Resuscitators | adult-mask--a42.jpg
SKU: MADA1440 | MADA Medical Manual Resuscitator Kit | Resuscitators made of durable silicone; pliable construction allows for excellent patient lung | manual-resuscitator-kit--702.jpg
SKU: MADA1432 | MADA Medical Adult Bag Mask Reservoir and Safety Relief Valve | Adult bag mask resuscitator with reservoir and safety valve. | adult-bag-mask-reservoir-and-safety-relief-valve-730.jpg
SKU: QEMSACR4 | Quantum EMS Ambulance Child Restraint ACR4 | The NEW Quantum ACR4 (Ambulance Child Restraint) is an innovative, flexible and fully adjustable harnessing system, it is the only pediatric restraint in the world that allows the safe and secure transport of newborns and children weighing 4lbs â€“ 99lbs with a single device.The ACR4 contains 4 color coded restraints for easy selection in 4 different sizes, EXTRA SMALL 4-11 lbs, SMALL 11-26 lbs, MEDIUM 22-55 lbs and LARGE 44-99 lbs.When the patient is restrained the ACR4 allows for complete access from the airway to the waist to effectively perform procedures while the patient remains restrained.Also included with the ACR are quick release clips dock to hold the patient in place during transportation to prevent potentially dangerous movement. | ambulance-child-restraint-acr4-3ef.jpg
SKU: CMEM3091 | Complete Medical First Responder Kit Orange Nylon With Contents | An essential emergency response kit. From the corporate offices of America to outward bound activities in the Himalayas from small plants to large industry the First Responder Kit will perform when you need it the most. | first-responder-kit-orange-nylon-with-contents-df1.jpg
SKU: CM5223 | Complete Medical First Responder Bag Orange | Feature Orange Size: 20 x 13 x 9 Uniquely designed first responder bag features a rubberized waterproof bottom panel Velcro handle closures Three rows of elastic loops sewn into the lid and reflective strips for added visibility Removable padded liner with adjustable Velcro dividers can be used in any pattern to custom fit medical equipment in up to 10 padded compartments Two generous exterior pockets with Velcro-attached removable pouches feature a clear vinyl see- through window and multiple elastic loops to help organize your equipment Extra large zipper tabs for quick access | first-responder-bag-orange-5a4.jpg
SKU: DMI42-841-000 | Briggs Healthcare Mabis Ice Bag Large Blue | Helps speed healing by reducing pain and swelling. | mabis-ice-bag-large-blue-1ab.jpg
SKU: PEDP-2010 | Pedigo Deluxe Blanket Warming Cabinet | Feature Pedigo offers a wide variety of products to outfit your Labor & Delivery Suite. All products are stainless steel for cleanliness and low maintenance. Temperature control adjusts up to 200oF. Ideal size for pediatric blankets. | deluxe-blanket-warming-cabinet-536.jpg
SKU: PEDP-2010-S | Pedigo Standard Blanket Warming Cabinet | Feature UL & CSA approved. No fans or other moving parts. No lint traps. Deluxe models allow easy inventory visualization through glass doors. Choice of casters or fixed legs. Safety coated interior. Individual controls adjust to 200oF. Electronic programmable controls. Analog temperature control. Solid door. 2.3 cubic ft. | standard-blanket-warming-cabinet-536.jpg
SKU: ETSEC2060 | Enthermics Blanket Warming Cabinet | Maintain patient normothermia during throughout the entire procedure, reducing surgical site infection risks and aiding in the recovery process. The programmable, quiet and affordable EC2060 blanket warmers with windowed doors are built for large capacity patient warming needs. The warming units come with a timer designed for energy efficiency while maintaining necessary temperature levels.The durable, reliable stainless steel Titan Series blanket warmers quickly and efficiently heat blankets to precise temperatures using the digital controls. Â Our fan-less technology is designed to provide quiet warmth for patients, allowing them to get the rest they need for recovery. And, with the absence of lint-clogged fans, these units are safe and easy to maintain. | blanket-warming-cabinet-e29.jpg
SKU: PERSBPS-10R | PerSys Medical Survival Blanket - Orange | The Blizzard Survival Blanket is the new standard in thermal protection for casualties. This blanket wraps around a casualty and seals with a self-adhesive closure. It can easily be reopened for examination of the casualty or medical intervention. It provides total warmth and weather protection associated with our Reflexcell material, reducing shock and guarding against the risk of hypothermia in all conditions. | survival-blanket-orange-b18.jpg
SKU: PERSBSPR-03 | PerSys Medical SPR Blanket (Orange) | The Blizzard SPR Blanket is the latest addition to the Blizzard Survival product line for military and emergency applications. As a combination of two award winning blankets that are standards of care for US and international militaries, the Blizzard SPR Blanket provides essential features while remaining a compact and lightweight solution. The blanket's pod shape and side slits allow caregivers full patient access at all phases of treatment. The Blizzard SPR Blanket is easy to unfold, easy to deploy, and facilitates a carry when a litter is unavailable. The small cube and weight allow for easy storage.The Blizzard SPR Blanket provides the same full body coverage and access as the Blizzard Heat Casualty Blanket (6515-01-532-8056) with 25% less material, without heat pads, and has a cube and weight similar to the Blizzard Survival Blanket (6532-01-524-6932). All three products are available in green, silver and orange and utilize the revolutionary Reflexcellâ„¢ Technology to circulate body heat within the bag and its protective wall. | spr-blanket-orange-da6.jpg
SKU: ETSEC2060 | Enthermics Blanket Warming Cabinet | Maintain patient normothermia during throughout the entire procedure, reducing surgical site infection risks and aiding in the recovery process. The programmable, quiet and affordable EC2060 blanket warmers with windowed doors are built for large capacity patient warming needs. The warming units come with a timer designed for energy efficiency while maintaining necessary temperature levels.The durable, reliable stainless steel Titan Series blanket warmers quickly and efficiently heat blankets to precise temperatures using the digital controls. Â Our fan-less technology is designed to provide quiet warmth for patients, allowing them to get the rest they need for recovery. And, with the absence of lint-clogged fans, these units are safe and easy to maintain. | blanket-warming-cabinet-e29.jpg
SKU: SMTHSW-2001 | Smiths Medical Snuggle Convective Warming Blankets 40â€ W x 80â€ L | As a worldwide leader in Temperature Management Solutionsâ„¢, Smiths Medical has developed the Level 1Â® Convective Warming System to keep patients comfortable and normothermic. This innovative system consists of Snuggle WarmÂ® convective warming blankets and the EQUATORÂ® convective warmer. Enhanced patient comfort and ease of use make the Level 1Â® Convective Warming System ideal for all applications. Quality. Choice. Confidence Maintaining normothermia with Snuggle Warm active warming to help reduce the risk for surgical site infections. Designed for effective and safe patient warming and comfort. From Level 1Â®, the company you know and trust for patient warming | snuggle-convective-warming-blankets-40-w-x-80-l-c44.jpg
SKU: CM7007A | Morrison Medical Restraint Strap 9' Stretcher & Backboard Strap Quick-Release | 2" orange in width, one piece, adjustable with nylon buckle | restraint-strap-9-stretcher-backboard-strap-quick-release-da9.jpg
SKU: ADC1025OR | ADC First Responder Trauma Bag Orange | Incredibly durable, extraordinarily versatile medical trauma bag for the First Responder. | first-responder-trauma-bag-orange-1f2.jpg
SKU: MADA1408 | MADA Medical Soft Shoulder Bag For M7 & "C" Size Cylinder | Shoulder bag for "M7"/"M9" Size Cylinders. | soft-shoulder-bag-for-m7-c-size-cylinder-d3b.jpg
SKU: JON12526 | Johnson & Johnson Tyvek Pouch with STERRAD Chemical Indicator heat Seal 4â€ x 10.25â€ | Pouches with STERRAD Chemical Indicators (CI) provide confirmation that instruments have been exposed to hydrogen peroxide. Designed with barriers to contamination and with a thumb notch for easy opening. | tyvek-pouch-with-sterrad-chemical-indicator-heat-seal-4-x-1025-1b9.jpg
SKU: FAOI223-U/FAO | First Aid Only 25 Person First Aid Kit | This 107-piece first aid kit is ideal for contractors, fleet vehicles, worksites or small companies with up to 25 employees. It meets federal OSHA recommendations and carries 17 critical products including a 4 oz. eye wash. The partitioned, water-resistant plastic case is wall mountable yet has a handle for easy carrying. Kit Includes:(50) Adhesive plastic bandages, 3/4" x 3" | 25-person-first-aid-kit-97f.png
SKU: ADC887BK | ADC Nylon BP Fanny Pack | Feature For all pocket, palm, and home care models. Traditional case is available in two sizes. Latex-Free. | nylon-bp-fanny-pack-c3b.jpg
SKU: ADC887BK | ADC Nylon BP Fanny Pack | Feature For all pocket, palm, and home care models. Traditional case is available in two sizes. Latex-Free. | nylon-bp-fanny-pack-c3b.jpg
SKU: MKS16121200 | McKesson Zip Closure Bag Medi-Pak 4 X 6 Inch Polyethylene Clear | Zip Closure Bag Medi-Pak 4 X 6 Inch Polyethylene Clear, BAG ZIP 4X6 2MIL 100EA/PK 10PK/CS MCK BRAND. | zip-closure-bag-medi-pak-4-x-6-inch-polyethylene-clear--ac5.jpg
SKU: MKS16121201 | McKesson Zip Closure Bag 4 X 6 Inch Polyethylene Clear | Zip Closure Bag Medi-Pak 4 X 6 Inch Polyethylene Clear, BAG ZIP 4X6 2MIL 100EA/PK 10PK/CS MCK BRAND. | zip-closure-bag-4-x-6-inch-polyethylene-clear-5a9.jpg
SKU: MKS16221200 | McKesson Zip Closure Bag Medi-Pak 8 X 10 Inch Polyethylene Clear | Zip Closure Bag Medi-Pakâ„¢ 8 X 10 Inch Polyethylene Clear, BAG ZIP 8X10 2MIL 100EA/PK 10PK/CS MCK BRAND. | zip-closure-bag-medi-pak-8-x-10-inch-polyethylene-clear--eea.jpg
SKU: MKS16221201 | McKesson Zip Closure Bag 8 X 10 Inch Polyethylene Clear, 2 Mil. | Zip Closure Bag Medi-Pak 8 X 10 Inch Polyethylene Clear, BAG ZIP 8X10 2MIL 100EA/PK 10PK/CS MCK BRAND. | zip-closure-bag-8-x-10-inch-polyethylene-clear-2-mil-1d9.jpg
SKU: MKS16431200 | McKesson Zip Closure Bag Medi-Pak 12 X 12 Inch Polyethylene Clear, 4MIL | Zip Closure Bag Medi-Pak 12 X 12 Inch Polyethylene Clear, BAG ZIP 12X12 4MIL 100EA/PK 10PK/CS MCK BRAND. | zip-closure-bag-medi-pak-12-x-12-inch-polyethylene-clear-4mil--bb5.jpg
SKU: MKS16911200 | McKesson Zip Closure Bag Medi-Pak 5 X 8 Inch Polyethylene Clear | Zip Closure Bag Medi-Pakâ„¢ 5 X 8 Inch Polyethylene Clear, BAG ZIP 5X8 2MIL 100EA/PK 10PK/CS MCK BRAND. | zip-closure-bag-medi-pak-5-x-8-inch-polyethylene-clear--320.jpg
SKU: MKS16911201 | McKesson Zip Closure Bag Medi-Pak 5 X 8 Inch Polyethylene Clear, 2-Mil Thickness | Zip Closure Bag Medi-Pak 5 X 8 Inch Polyethylene Clear, BAG ZIP 5X8 2MIL 100EA/PK 10PK/CS MCK BRAND. | zip-closure-bag-medi-pak-5-x-8-inch-polyethylene-clear-2-mil-thickness-3dd.jpg
SKU: MKS16971200 | McKesson Zip Closure Bag Medi-Pak 6 X 9 Inch Polyethylene Clear | Zip Closure Bag Medi-Pak 6 X 9 Inch Polyethylene Clear, BAG ZIP 6X9 2MIL 100EA/PK 10PK/CS MCK BRAND. | zip-closure-bag-medi-pak-6-x-9-inch-polyethylene-clear-338.jpg
SKU: MKS16971210 | McKesson Zip Closure Bag 6 X 9 Inch Polyethylene Clear, 2-Mil Thickness | Zip Closure Bag Medi-Pak 6 X 9 Inch Polyethylene Clear, BAG ZIP CLR 6"X9" 2MIL 100EA/BG 10BG/CS MCK BRAND. | zip-closure-bag-6-x-9-inch-polyethylene-clear-2-mil-thickness-645.jpg
SKU: MKS16582750 | McKesson Enema Bag Set Medi-Pakâ„¢ NonSterile 1500 cc | Enema Bag Set Medi-Pak NonSterile 1500 cc | enema-bag-set-medi-paktrade-nonsterile-1500-cc-4a3.jpg
SKU: MKS18752700 | McKesson Epsom Salts sunmark 16 oz. | Epsom Salts sunmark 16 oz. | epsom-salts-sunmark-16-oz-9f8.jpg
SKU: MKS23122700 | McKesson Hydrogen Peroxide Medi-Pak 16 oz. | Hydrogen Peroxide Medi-Pak 16 oz. | hydrogen-peroxide-medi-pak-16-oz-3f5.jpg
SKU: MKS23122700 | McKesson Hydrogen Peroxide Medi-Pak 16 oz. | Hydrogen Peroxide Medi-Pak 16 oz. | hydrogen-peroxide-medi-pak-16-oz-3f5.jpg
SKU: MKS23222700 | McKesson Isopropyl Rubbing Alcohol Medi-Pak 16 oz. | Isopropyl rubbing alcohol medi-pak 16 oz. | isopropyl-rubbing-alcohol-medi-pak-16-oz-e66.jpg
SKU: MKS23222701 | McKesson Isopropyl Rubbing Alcohol 16 oz. | Isopropyl Rubbing Alcohol 16 oz. | isopropyl-rubbing-alcohol-16-oz-27b.jpg
SKU: MKS42012700 | McKesson Hydrogen Peroxide Medi-Pak 4 oz. | Hydrogen Peroxide Medi-Pak 4 oz. | hydrogen-peroxide-medi-pak-4-oz-517.jpg
SKU: FTX911-98730-10873 | Fieldtex Products Metal 25 Person First Aid Kit | Metal 25 Person First Aid Kit | metal-25-person-first-aid-kit--e1f.jpg
SKU: ALI71859 | Alimed 50-Person Trauma First Aid Kit | 50-Person Trauma First Aid KitÂ is an extensive trauma first aid kit that factors into any facilityâ€™s emergency contingency planning. Major disaster response organizations designed this kit to meet the emergency medical needs of up to 50 people at a school, workplace, or other facility. The instructions and supplies in this kit can be used to provide first aid until qualified professional medical help arrives (many organizations offer expert first aid training for volunteers), and to assist professionals once they are on the scene. For compact storage and easy carrying, kit is packed in a large trauma duffle bag with double hand straps, adjustable shoulder strap, wide-mouth main compartment for easy access to supplies, and multiple pockets for easy organization. Bright orange tag identifies kit in an emergency.Â For additional help with search and rescue operations, purchase one Search and Rescue Team Kit (#71855, sold separately above) for each volunteer search and rescue team in your facility.The 50-Person Trauma First Aid Kit includes:For First Aid and Emergency Instruction(1) trauma kit instruction sheet(1) first aid guidebook(1) first aid ready reference(1) emergency document pouchFor Medical Support of Search & Rescue Operations(1) folding stretcher(5) triage tags(1) pair heavy-duty rubber gloves(1) bottle of Sanizide(10) pairs latex gloves(15) single use thermometers(14) dust masks(2) 12-Hour Light sticks(12) biohazard bags(1) writing tablet(2) pensFor Treating Injured Victims for Shock((5) disposable blanketsFor Treating Fractures and Dislocations(8) cardboard splints(3) triangular bandages with safety pinsFor Cleaning Wounds(40 packets) triple antibiotic ointment(2 pints) hydrogen peroxide(2) sterile absorbent cotton rolls(1) sodium chloride irrigation solution(10) 4-oz. water pouchesFor Dressing and Bandaging Wounds (bandages and pads)(15) ABD pads, 8" x 10", sterile(100) Adhesive bandages, 3â„4" x 3", plastic(3) elastic bandages, 2" x 4-1â„2 yds(6) elastic gauze bandages, 2"(6) elastic gauze bandages, 4"(10) compress bandages, 4"(50) gauze pads, 4" x 4", sterile(10) butterfly adhesive bandages(6) eye pads with (6) pairs of adhesive strips(1) roll adhesive tape, 1" x 10 yds.(2) rolls adhesive tape, 1â„2" x 10 yds.(1) pair tweezers(1) pair scissors, 5-1â„2"(2) instant ice packets(2) sanitary napkins | 50-person-trauma-first-aid-kit-689.jpg
SKU: BMCIPS004-0111 | Bowman Triple Glove & Single Roll Bag Dispenser | Triple Glove & Single Roll Bag DispenserHolds three boxes of gloves and one roll of bags (garbage, biohazard, laundry, etc.). | triple-glove-single-roll-bag-dispenser-546.png
SKU: BMCIPS004-0111 | Bowman Triple Glove & Single Roll Bag Dispenser | Triple Glove & Single Roll Bag DispenserHolds three boxes of gloves and one roll of bags (garbage, biohazard, laundry, etc.). | triple-glove-single-roll-bag-dispenser-546.png
SKU: MKS23101200 | McKesson Bedside Bag 3-1/8 X 6-1/2 X 11-3/8 Inch White with Blue Floral Print Paper | Bedside Bag 3-1/8 X 6-1/2 X 11-3/8 Inch White with Blue Floral Print Paper. | bedside-bag-3-1-8-x-6-1-2-x-11-3-8-inch-white-with-blue-floral-print-paper-dda.jpg
SKU: PMI012 | Probasics M6 Style Oxygen Cyinder Bag | M6 Style Oxygen Cyinder Bag | m6-style-oxygen-cyinder-bag-655.jpg
SKU: PMI013 | Probasics Oxygen Cyinder Bag, D Style | Durable lightweight nylon. Adjustable Shoulder Strap. | oxygen-cyinder-bag-d-style-522.jpg
SKU: CM5636 | Complete Medical Ring Cutter | Feature Ring Cutter Cuts rings easily and efficently | ring-cutter-5fc.jpg
SKU: ADC320DG | ADC 7 " Medicut Shears | Feature Razor sharp, super-hardened surgical stainless steel blades with one serrated edge to cut through the toughest materials. Blades tempered to a Rockwell hardness of C56 for unsurpassed durability. Contoured polypropylene handles with large ring provide maximum control and comfort. Extra large rivet with a rated strength of 88kg assures rugged durability. Fully auto-clavable to 143 C (290 F). Available in traditional 7 1/4", or smaller 5 1/2" length. Traditional 7 1/4" length for maximum leverage and strength. Stainless steel safety bandage tip. Inspected and packaged in the U.S.A. Latex-Free. Two Year Quality Performance Guarantee. | 7-medicut-shears-d17.jpg
SKU: ADC320DG | ADC 7 " Medicut Shears | Feature Razor sharp, super-hardened surgical stainless steel blades with one serrated edge to cut through the toughest materials. Blades tempered to a Rockwell hardness of C56 for unsurpassed durability. Contoured polypropylene handles with large ring provide maximum control and comfort. Extra large rivet with a rated strength of 88kg assures rugged durability. Fully auto-clavable to 143 C (290 F). Available in traditional 7 1/4", or smaller 5 1/2" length. Traditional 7 1/4" length for maximum leverage and strength. Stainless steel safety bandage tip. Inspected and packaged in the U.S.A. Latex-Free. Two Year Quality Performance Guarantee. | 7-medicut-shears-d17.jpg
SKU: ADC373 | ADC Puma 2002 Lightweight Knife | Feature 4 1/2 razor sharp serrated blade cuts through the toughest materials. Thumb activated speed blade allows convenient one-handed use. Lock back design for safety. Space-age ultra-lightweight, yet incredibly strong nylon fiber handle withstands the toughest use. Integral pocket clip. Open length 8 3/8 , closed 4 3/4 . Latex-Free. Lifetime warranty | puma-2002-lightweight-knife-d61.jpg
SKU: ADC215BK | ADC Horizontal Responder Jr. Holster | Super tough water repellent 1000D nylon. | horizontal-responder-jr-holster-6e6.jpg
SKU: ADC216RB | ADC Pocket Pal II Organizer | An indispensable uniform accessory that combines fashion and function. | pocket-pal-ii-organizer-89b.jpg
SKU: GF6615B | Grafco EMT Holster - Black | Emt holster - black | emt-holster-black-69e.jpg
SKU: TCMD8140 | Tech-Med Window Punch | Adjustable and spring-loaded. Force is regulated by twisting rear cap. 5" x 5/8" diameter. | window-punch-6fd.jpg
SKU: MRPS873602 | Major Pharmaceuticals Cold and Cough High Blood Pressure Compare to Coricidin | Major Pharmaceuticals 873602 coricidin cough & cold high blood pressure antihistamine/antitussive tablet, 4/30mg, 16 tablets. | cold-and-cough-high-blood-pressure-compare-to-coricidin-5b3.jpg
SKU: SAJD7400005G | SAJ Distributors Cough Drop Cherry Compare to HallsÂ® 30s - Each | SAJ SELECT BRAND COUGH DROPS | cough-drop-cherry-compare-to-hallsreg-30s-each-899.jpg
SKU: SAJD7400013G | SAJ Distributors Cough Drop Honey Lemon Compare to HallsÂ® 30s - Each | SAJ SELECT BRAND COUGH DROPS | cough-drop-honey-lemon-compare-to-hallsreg-30s-each-04b.jpg
SKU: SAJD7400021G | SAJ Distributors Cough Drop Menthol Compare to HallsÂ® 30s - Each | SAJ SELECT BRAND COUGH DROPS | cough-drop-menthol-compare-to-hallsreg-30s-each-bdd.jpg
SKU: MRPS235939 | Major Pharmaceuticals Allergy Tablets, 4mg, Unit Dose 10x10, Compare to Chlor-TrimetonÂ® Tabs, NDC# 00904-0012-61 | Feature Allergy Tablets, 4mg, Unit Dose 10x10, Compare to Chlor-Trimeton Tabs, NDC# 00904-0012-61 | allergy-tablets-4mg-unit-dose-10x10-compare-to-chlor-trimetonreg-tabs-ndc-00904-0012-61-015.jpg
SKU: MRPS6746 | Major Pharmaceuticals Banophenâ„¢, 25mg, 24s, Compare to BenadrylÂ®, NDC# 00904-2035-24 | Feature Banophen, 25mg, 24's, Compare to Benadryl, NDC# 00904-2035-24 | banophentrade-25mg-24s-compare-to-benadrylreg-ndc-00904-2035-24-fad.jpg
SKU: MRPS700802 | Major Pharmaceuticals Banophenâ„¢, 120mL, Boxed, Compare to BenadrylÂ® Elixir, NDC# 00904-1228-20 (To Be DISCONTINUED) | Feature Banophen, 120mL, Boxed, Compare to Benadryl Elixir, NDC# 00904-1228-20 | banophentrade-120ml-boxed-compare-to-benadrylreg-elixir-ndc-00904-1228-20-to-be-discontinued-ce1.jpg
SKU: MRPS255015 | Major Pharmaceuticals All Day Allergy, 24 Hour, 14s, Compare to ZyrtecÂ®, NDC# 00904-5829-41 | Feature All Day Allergy, 24 Hour, 14's, Compare to Zyrtec, NDC# 00904-5829-41 | all-day-allergy-24-hour-14s-compare-to-zyrtecreg-ndc-00904-5829-41-075.jpg
SKU: MRPS255019 | Major Pharmaceuticals All Day Allergy, 24 Hour, 30s, Compare to ZyrtecÂ®, NDC# 00904-5829-46 | Feature All Day Allergy, 24 Hour, 30's, Compare to Zyrtec, NDC# 00904-5829-46 | all-day-allergy-24-hour-30s-compare-to-zyrtecreg-ndc-00904-5829-46-12e.jpg
SKU: MRPS265231 | Major Pharmaceuticals Clearatadine, 10mg, 10s, Boxed, Compare to ClaritinÂ®, NDC# 00904-5728-15 | Feature Clearatadine, 10mg, 10's, Boxed, Compare to Claritin, NDC# 00904-5728-15 | clearatadine-10mg-10s-boxed-compare-to-claritinreg-ndc-00904-5728-15-fd3.jpg
SKU: MKS42442700 | McKesson Sunmark Cough Relief Liquid | Sunmark cough relief liquid - 100mg / 5ml 8 oz. | sunmark-cough-relief-liquid-64a.jpg
SKU: MKS45312700 | McKesson Cough Suppressant/Oral Anesthetic Lozenge - 7.0 mg | McKesson brand cough suppressant/oral anesthetic lozenge - 7.0 mg 125 per Box | cough-suppressant-oral-anesthetic-lozenge-70-mg-e67.jpg
SKU: MKS45312700 | McKesson Cough Suppressant/Oral Anesthetic Lozenge - 7.0 mg | McKesson brand cough suppressant/oral anesthetic lozenge - 7.0 mg 125 per Box | cough-suppressant-oral-anesthetic-lozenge-70-mg-e67.jpg
SKU: MKS68972700 | McKesson Sunmark Cough Relief Liquid - 8 oz | Sunmark Cough Relief Liquid - 8 oz. | sunmark-cough-relief-liquid-8-oz-3ef.jpg
SKU: MKS82502700 | McKesson Expectorant Liquid Brand 100 mg 16 oz. | Expectorant Liquid Brand 100 mg 16 oz. | expectorant-liquid-brand-100-mg-16-oz-47b.jpg
SKU: MKS88012700 | McKesson Sunmark Allergy Relief 10 mg 90 per Bottle | Sunmark Allergy Relief 10 mg 90 per Bottle | sunmark-allergy-relief-10-mg-90-per-bottle--404.jpg
SKU: MKS90162700 | McKesson Cough Relief Liquid Brand 16 oz. | Cough Relief Liquid McKesson Brand 16 oz. | cough-relief-liquid-brand-16-oz--a38.jpg
SKU: SAJD7710429 | SAJ Distributors Cough Drop Menthol Sugar Free Compare to Halls | Cough Drop Menthol Sugar Free. | cough-drop-menthol-sugar-free-compare-to-halls--cb3.jpg
SKU: MRPS700787 | Major Pharmaceuticals Robafen Dm Clear Syrup-Sugar Free | Robafen DM, Clear, 120mL, Compare to Robitussin DM Cough, NDC# 00904-5180-20. | robafen-dm-clear-syrup-sugar-free-e2d.jpg
SKU: MRPS238162 | Major Pharmaceuticals Guaifenesin 200mg 100s Compare to OrganidinÂ® NDC# 00904-5154-60 | Feature Guaifenesin, 200mg, 100's, Compare to Organidin, NDC# 00904-5154-60 | guaifenesin-200mg-100s-compare-to-organidinreg-ndc-00904-5154-60-423.jpg
SKU: MRPS300033 | Major Pharmaceuticals Daytime Liquid Caplets, PE Formula, 12s | Daytime Liquid Caplets, PE Formula, 16s, Compare to Dayquil, NDC# 00904-5763-44. | daytime-liquid-caplets-pe-formula-12s-71a.jpg
SKU: SAJD7270069 | SAJ Distributors Cough Control, Expectorant, Compare to RobitussinÂ®, 8 oz, 12/cs (UPC 01512700416) (For Sale in US Only) | Feature Cough Control, Expectorant, Compare to Robitussin, 8 oz, 12/cs (UPC 01512700416) | cough-control-expectorant-compare-to-robitussinreg-8-oz-12-cs-upc-01512700416-for-sale-in-us-only-554.jpg
SKU: SAJD5260187 | SAJ Distributors Cough Tablet Expectorant Active Ingredient Guaifenesin 400mg 100s | Feature Cough Tablet, Expectorant, Active Ingredient Guaifenesin 400mg, 100's, 24/cs (UPC 01512701643) | cough-tablet-expectorant-active-ingredient-guaifenesin-400mg-100s-587.jpg
SKU: MRPS250068 | Major Pharmaceuticals Banophen Mini-Tabs 25mg 100s Compare to Benadryl Mini-Tabs NDC# 00904-5551-59 | Banophen Mini-Tabs 25mg 100s Compare to Benadryl Mini-Tabs NDC# 00904-5551-59 | banophen-mini-tabs-25mg-100s-compare-to-benadryl-mini-tabs-ndc-00904-5551-59-0e4.jpg
SKU: MRPS100112 | Major Pharmaceuticals Sudogest PE 10mg 36s | Sudogest PE 10mg 36s Compare to Sudafed PE Tabs | sudogest-pe-10mg-36s-0d7.jpg
SKU: MRPS235937 | Major Pharmaceuticals Chlorpheniramine, 4mg, 1000s, Compare to Chlor-trimeton | Feature Chlorpheniramine, 4mg, 1000's, Compare to Chlor-trimeton, NDC# 00904-0012-80 | chlorpheniramine-4mg-1000s-compare-to-chlor-trimeton-732.jpg
SKU: MRPS247189 | Major Pharmaceuticals Banophen 480mL Compare to Benadryl Elixir NDC# 00904-5174-16 | Banophen 480mL Compare to Benadryl Elixir NDC# 00904-5174-16 | banophen-480ml-compare-to-benadryl-elixir-ndc-00904-5174-16-82a.jpg
SKU: MRPS700790 | Major Pharmaceuticals Allergy Tablets 4mg 24s Compare to Chlor-Trimeton Tabs NDC# 00904-0012-24 | Allergy Tablets, 4mg, 24's, Compare to Chlor-Trimeton Tabs, NDC# 00904-0012-24 | allergy-tablets-4mg-24s-compare-to-chlor-trimeton-tabs-ndc-00904-0012-24-e96.jpg
SKU: MKS17122700 | McKesson Sore Throat Relief Liquid sunmark 6 fl. oz | Sore Throat Relief Liquid sunmark 6 fl. oz | sore-throat-relief-liquid-sunmark-6-fl-oz-9f9.jpg
SKU: MKS17842700 | McKesson Allergy Relief sunmark 10 mg 30 per Box | Allergy Relief sunmark 10 mg 30 per Box. | allergy-relief-sunmark-10-mg-30-per-box-e7a.jpg
SKU: MKS17862700 | McKesson Cough Relief Liquid sunmark 12 oz. | Cough Relief Liquid sunmark 12 oz. | cough-relief-liquid-sunmark-12-oz-c4f.jpg
SKU: MKS17962700 | McKesson Children's Cold and Cough Relief Liquid sunmark 1-2.5-5 mg / 5 ml 4 oz. | Children's Cold and Cough Relief Liquid sunmark 1-2.5-5 mg / 5 ml 4 oz. | childrens-cold-and-cough-relief-liquid-sunmark-1-25-5-mg-5-ml-4-oz-0f6.jpg
SKU: MKS17972700 | McKesson Childrens Cold and Allergy Relief Liquid sunmark 2.5-1MG/5 4 oz. | Childrens Cold and Allergy Relief Liquid sunmark 2.5-1MG/5 4 oz. | childrens-cold-and-allergy-relief-liquid-sunmark-25-1mg-5-4-oz-90f.jpg
SKU: MKS18022700 | McKesson Cough Relief Liquid sunmarkÂ® 100mg / 5ml 4 oz. | Cough Relief Liquid sunmark 100mg / 5ml 4 oz. | cough-relief-liquid-sunmarkreg-100mg-5ml-4-oz-930.jpg
SKU: MKS20392700 | McKesson Sinus Decongestant sunmark 1 oz. | Sinus Decongestant sunmark 1 oz. | sinus-decongestant-sunmark-1-oz-3bc.jpg
SKU: MKS21572700 | McKesson Cough Relief Liquid sunmark 4 oz. | Cough Relief Liquid sunmark 4 oz. | cough-relief-liquid-sunmark-4-oz-301.jpg
SKU: MKS21572700 | McKesson Cough Relief Liquid sunmark 4 oz. | Cough Relief Liquid sunmark 4 oz. | cough-relief-liquid-sunmark-4-oz-301.jpg
SKU: MKS21792700 | McKesson Cold and Cough Relief Liquid sunmark | Cold and Cough Relief Liquid sunmark 100-10-5MG 8 oz. | cold-and-cough-relief-liquid-sunmark-894.jpg
SKU: MKS27962700 | McKesson Cough Relief Rub sunmark 3.5 oz. | Cough Relief Rub sunmark 3.5 oz. | cough-relief-rub-sunmark-35-oz-c7d.png
SKU: MKS27962700 | McKesson Cough Relief Rub sunmark 3.5 oz. | Cough Relief Rub sunmark 3.5 oz. | cough-relief-rub-sunmark-35-oz-c7d.png
SKU: MKS33042700 | McKesson Allergy Relief McKesson Brand 10 mg 30 per Bottle | Allergy Relief McKesson Brand 10 mg 30 per Bottle. | allergy-relief-mckesson-brand-10-mg-30-per-bottle-592.jpg
SKU: MKS33452700 | McKesson Sinus Decongestant McKesson Brand 1.5 oz. | Sinus Decongestant McKesson Brand 1.5 oz. | sinus-decongestant-mckesson-brand-15-oz-74e.jpg
SKU: GESDBS00043A | Geiss Destin and Dunn Good Sense Honey Lemon Cough Drops | Good Sense cough drops contain a cough suppressant and oral anesthetic to ease sore throat pain and cough. Features soothing mentholatum vapors and delicious honey lemon flavor. Compare to the active ingredient in Halls. | good-sense-honey-lemon-cough-drops-cad.jpg
SKU: GESDBS00044 | Geiss Destin and Dunn Sugar-free Black Cherry Cough Drops | Good Sense Sugar Free Black Cherry Cough Drops 25 count. Compare to Halls. | sugar-free-black-cherry-cough-drops-534.jpg
SKU: CRFU5257 | CareFusion Modudose Unit Dose Saline | 0.9% sodium chloride for inhalation. | modudose-unit-dose-saline-5fd.jpg
SKU: NWWIED5G | New World Imports Artificial Tears Eye Drops 0.5 oz Compared to the Active Ingredients of VisineÂ® Tears | The eye drops are for the temporary relief of burning and irritation of the eye due to dryness, relief of redness due to minor eye irritations, and for use as a protectant against further irritation. | artificial-tears-eye-drops-05-oz-compared-to-the-active-ingredients-of-visinereg-tears-7de.jpg
SKU: NWWIED5 | New World Imports Artificial Tears Eye Drops 1/2 oz | Artificial Tears Eye Drops 0.5 oz NBE Visine Tears. | artificial-tears-eye-drops-1-2-oz-497.jpg
SKU: MRPS700650 | Major Pharmaceuticals Opti Clear Drops | Major Pharmaceuticals Opti Clear Drops are high quality drops that can be compared to the product Visine. | opti-clear-drops-54d.jpeg
SKU: HOLS7717M | Hollister m9 Odor Eliminator Drops, 8 oz Bottle | Convenient dropper bottle contains powerful m9 odor eliminator drops for the ostomy pouch. Safely and effectively destroys odors; does not just mask them. Available unscented or with a pleasant apple scent. | m9-odor-eliminator-drops-8-oz-bottle-9ba.jpg
SKU: RLMZR4OZEDA | ReliaMed Ostomy Odor Eliminator Drops 4 oz. Bottle, Non-Sterile | ReliaMed ostomy odor eliminator drops. Powerful formula provides hours of odor protection. Convenient to use; place a few drops into the pouch prior to attachment. Blue color provides a visual indication of surface coverage. 4 oz. Bottle, Non-Sterile. | ostomy-odor-eliminator-drops-4-oz-bottle-non-sterile-8eb.jpg
SKU: RLMZR8OZEDA | ReliaMed Ostomy Odor Eliminator Drops 8 oz. Bottle Non-Sterile | ReliaMed ostomy odor eliminator drops. Powerful formula provides hours of odor protection. Convenient to use; place a few drops into the pouch prior to attachment. | ostomy-odor-eliminator-drops-8-oz-bottle-non-sterile-c37.jpg
SKU: RLMZR8OZLD | ReliaMed Ostomy Lubricating Deodorant Drops 8 oz. Bottle | ReliaMed ostomy lubricating deodorant drops. Similar to ReliaMed odor eliminator drops, but with the addition of a lubricant to facilitate cleansing of drainable pouches. | ostomy-lubricating-deodorant-drops-8-oz-bottle-e51.jpg
SKU: AWRHP-800800-5 | Arrowhead Healthcare Supply Home Care Bed Kit | The Homecare Bed Monitoring System alerts the caregiver when a patient leaves their bed without assistance. Alarm automatically resets when a patient lays or sits back down. | home-care-bed-kit-88e.jpg
SKU: SOAA12508B | Safetec ICE Pain Relieving Muscle Rub .135oz. Pouch | Safetec ICE â€“ Pain Relieving Muscle Rub is a calming therapeutic anti-inflammatory intended for daily use after any physical activity or workout. Simply apply this natural, colorless gel to the affected area(s), and allow the revitalizing peppermint oil and soothing aloe vera to quickly alleviate and remedy your aches and pains. Easily prevent lingering soreness and pain by having Safetec ICE readily on hand.Single-use pouches are perfect for clinics, first aid kits, or in purses and bags, for when you are on-the-go. | ice-pain-relieving-muscle-rub-135oz-pouch-ead.jpg
SKU: GCAI002526 | GC America Dry Mouth Relief Gel | GC Dry Mouth Gel is designed to ease the symptoms of dry mouth for patients who may be suffering from impaired production of saliva due to medications, radiation treatment or diseases that can damage the salivary glands. This product provides a protective coating for teeth and oral tissue.Dry Mouth Gel is composed of: Diglycerin (moisturizer), Water, Cellulose Gum (to stabilize, thicken and bind), Carrageenan ( binder, thickening agent) Sodium Citrate, Aroma, ethylparaben (paraben family of preservatives), Limonene (colorless liquid found in flowers, aroma-oranges), Citral (oils of plants-lemon grass, etc.) and Linalool (fragrance - component of essential oils). Was This Answer Helpful? | dry-mouth-relief-gel-178.jpg
SKU: WA92821 | Welch Allyn 2.5v PocketScope Portable Diagnostic Set | This set includes our PocketScope Ophthalmoscope and Otoscope along with a PocketScope AA alkaline battery handle for each instrument. | 25v-pocketscope-portable-diagnostic-set-c71.jpg
SKU: MRPS100178 | Major Pharmaceuticals MAPAP 160mg Junior Rapid Tabs | Compare to: Tylenol Jr 160MG Chew Tabs [MAJOR]. | mapap-160mg-junior-rapid-tabs-ce4.jpg
SKU: MRPS700731 | Major Pharmaceuticals Aspir Low Enteric Coated 81mg 120s Compare to Bayer Low Dose | Aspir Low Enteric Coated 81mg 120s Compare to Bayer Low Dose. | aspir-low-enteric-coated-81mg-120s-compare-to-bayer-low-dose-235.jpg
SKU: FAOI20-455 | First Aid Only Extra Strength Non Aspirin | Pain reliever and fever reducer. Temporarily relieves headaches, toothaches, and other minor aches and pains. Does not contain aspirin. Active Ingredients: Acetaminophen 500mg. Sold as a box of 50 individually sealed packets of 2 tablets. Perfect for standalone first aid or as a refill for a kit. | extra-strength-non-aspirin-f8c.png
SKU: GERC901-01-GCP | Gericare Aspirin 325MG 100 Bottle | Aspirin Tablets, 325 mg. NSAID, pain reliever, fever reducer. 100 per bottle. Compare to the active ingredient in BayerÂ® Aspirin. | aspirin-325mg-100-bottle--048.jpg
SKU: MKS15362700 | McKesson Pain Relief Pain-Off 250 mg / 250 mg / 65 mg Strength Tablet 2 per Packet | For extra strength relief from the pain of headache, toothache, muscle achess and arthritis. | pain-relief-pain-off-250-mg-250-mg-65-mg-strength-tablet-2-per-packet-dcd.jpg
SKU: MKS22412700 | McKesson Pain Reliever McKesson Brand Caplet 100 per Bottle 500 mg | Pain Reliever McKesson Brand Caplet 100 per Bottle 500 mg | pain-reliever-mckesson-brand-caplet-100-per-bottle-500-mg-9a1.jpg
SKU: MKS45252700 | McKesson Sunmark Oral Suspension Pain Reliever - 4 oz. | Sunmark oral suspension pain reliever - 4 oz. | sunmark-oral-suspension-pain-reliever-4-oz-832.jpg
SKU: MKS60002700 | McKesson Syrup Stool Softener - 16 oz | Mckesson brand syrup stool softener - 16 oz. | syrup-stool-softener-16-oz-cb7.jpg
SKU: MKS63242700 | McKesson Sunmark Children's Ibuprofen Oral Suspension | Sunmark pain reliever oral suspension 8 oz. 100 mg / 5 ml | sunmark-childrens-ibuprofen-oral-suspension-d33.jpg
SKU: MKS65012700 | McKesson Pain Reliever Caplet | Mckesson brand pain reliever caplet 100 per bottle 650 mg | pain-reliever-caplet--ccc.jpg
SKU: MKS70052700 | McKesson McKesson Aspirin Tablet | Mckesson aspirin tablet 100 per bottle 325 mg | mckesson-aspirin-tablet-148.jpg
SKU: MKS79612700 | McKesson Sunmark Complete Ready-To-Use Enema | Sunmark enema (118 ml per delivered dose): monobasic sodium phosphate, 19g / dibasic sodium phosphate, 7g 4.5 oz | sunmark-complete-ready-to-use-enema-1a3.jpg
SKU: MKS80842700 | McKesson Sunmark Acid Reducer - Famotidine Tablets | Sunmark acid reducer - famotidine tablets | sunmark-acid-reducer-famotidine-tablets-657.jpg
SKU: MKS81252700 | McKesson Sunmark Pain Reliever Caplet 50 per Bottle 500 mg | Sunmark Pain Reliever Caplet 50 per Bottle 500 mg. | sunmark-pain-reliever-caplet-50-per-bottle-500-mg--e50.jpg
SKU: MKS81302700 | McKesson Aspirin Brand Tablet 300 per Bottle 81 mg | Aspirin Brand Tablet 300 per Bottle 81 mg. | aspirin-brand-tablet-300-per-bottle-81-mg--2b0.jpg
SKU: MKS82102700 | McKesson Pain Reliever Brand Tablet 1000 per Bottle 200 mg | Pain Reliever Brand Tablet 1000 per Bottle 200 mg. | pain-reliever-brand-tablet-1000-per-bottle-200-mg--cc0.jpg
SKU: MKS85212700 | McKesson Sunmark Nicotine Lozenges 2 mg | Sunmark Nicotine Lozenges 2 mg. | sunmark-nicotine-lozenges-2-mg--6a1.jpg
SKU: MKS85312700 | McKesson Sunmark Nicotine Lozenges 4 mg | Sunmark Nicotine Lozenges 4 mg. | sunmark-nicotine-lozenges-4-mg--305.jpg
SKU: MKS91132700 | McKesson Aspirin Chewable Tablet 36 per Bottle 81 mg | Aspirin Chewable Tablet 36 per Bottle 81 mg. | aspirin-chewable-tablet-36-per-bottle-81-mg--30e.jpg
SKU: MKS91362700 | McKesson Sunmark Nicotine Gum 2 mg | Sunmark Nicotine Gum 2 mg. | sunmark-nicotine-gum-2-mg--6b8.jpg
SKU: MKS92362700 | McKesson Sunmark Nicotine Gum 4 mg | Sunmark Nicotine Gum 4 mg. | sunmark-nicotine-gum-4-mg--91f.jpg
SKU: MKS94012700 | McKesson Expectorant Tablet Brand 400 mg 100 per Box | Expectorant Tablet Brand 400 mg 100 per Box. | expectorant-tablet-brand-400-mg-100-per-box--345.jpg
SKU: MKS94612700 | McKesson Sunmark Acid Reducer 25 per Box Tablet | Sunmark Acid Reducer 25 per Box Tablet. | sunmark-acid-reducer-25-per-box-tablet--4e3.jpg
SKU: MKS97802700 | McKesson Allergy Relief Brand 12.5 mg / 5 mL 16 oz. | Allergy Relief McKesson Brand 12.5 mg / 5 mL 16 oz. | allergy-relief-brand-125-mg-5-ml-16-oz--61b.jpg
SKU: MKS30402700 | McKesson Aspirin McKesson Brand Tablet 1000 per Bottle 325 mg | Aspirin McKesson Brand Tablet 1000 per Bottle 325 mg. | aspirin-mckesson-brand-tablet-1000-per-bottle-325-mg-03e.png
SKU: MKS10512700 | McKesson Aspirin McKesson Brand Tablet 2 per Packet 325 mg | Aspirin McKesson Brand Tablet 2 per Packet 325 mg | aspirin-mckesson-brand-tablet-2-per-packet-325-mg-0d8.jpg
SKU: MKS11342700 | McKesson Pain Reliever McKesson Brand Tablet 250 per Bottle 200 mg | Pain Reliever McKesson Brand Tablet 250 per Bottle 200 mg. | pain-reliever-mckesson-brand-tablet-250-per-bottle-200-mg-95e.jpg
SKU: MKS12732700 | McKesson Pain Reliever sunmark Caplet 500 per Bottle 500 mg | Pain Reliever sunmark Caplet 500 per Bottle 500 mg. | pain-reliever-sunmark-caplet-500-per-bottle-500-mg-639.jpg
SKU: MKS13562700 | McKesson Allergy Relief sunmark 10 mg 36 per Box | Allergy Relief sunmark 10 mg 36 per Box. | allergy-relief-sunmark-10-mg-36-per-box-110.jpg
SKU: MKS14802700 | McKesson Aspirin sunmark Tablet 125 per Bottle 325 mg | Aspirin sunmark Tablet 125 per Bottle 325 mg. | aspirin-sunmark-tablet-125-per-bottle-325-mg-d84.jpg
SKU: MKS14842700 | McKesson Allergy Relief sunmark 180 mg 15 per Box | Allergy Relief sunmark 180 mg 15 per Box. | allergy-relief-sunmark-180-mg-15-per-box-810.jpg
SKU: MKS14852700 | McKesson Allergy Relief sunmark 180 mg 30 per Box | Allergy Relief sunmark 180 mg 30 per Box | allergy-relief-sunmark-180-mg-30-per-box-0e4.jpg
SKU: MKS17322700 | McKesson Pain Reliever sunmark Coated Tablet 500 per Bottle 200 mg | Pain Reliever sunmark Coated Tablet 500 per Bottle 200 mg. | pain-reliever-sunmark-coated-tablet-500-per-bottle-200-mg-296.jpg
SKU: MKS17382700 | McKesson Pain Reliever sunmark Tablet 100 per Bottle 325 mg | Pain Reliever sunmark Tablet 100 per Bottle 325 mg. | pain-reliever-sunmark-tablet-100-per-bottle-325-mg-ad4.jpg
SKU: MKS17572700 | McKesson Pain Reliever Ibutab Tablet 2 per Packet 200 mg | Pain Reliever Ibutab Tablet 2 per Packet 200 mg. | pain-reliever-ibutab-tablet-2-per-packet-200-mg-a11.jpg
SKU: MKS17572700 | McKesson Pain Reliever Ibutab Tablet 2 per Packet 200 mg | Pain Reliever Ibutab Tablet 2 per Packet 200 mg. | pain-reliever-ibutab-tablet-2-per-packet-200-mg-a11.jpg
SKU: MKS18532700 | McKesson Pain Reliever sunmark Tablet 500 per Bottle 325 mg | Pain Reliever sunmark Tablet 500 per Bottle 325 mg. | pain-reliever-sunmark-tablet-500-per-bottle-325-mg-05a.jpg
SKU: MKS19102700 | McKesson Pain Reliever sunmark Caplet 100 per Bottle | Pain Reliever sunmark Caplet 100 per Bottle. | pain-reliever-sunmark-caplet-100-per-bottle-cff.jpg
SKU: MKS19162700 | McKesson Pain Reliever sunmark Coated Tablet 100 per Bottle 200 mg | Pain Reliever sunmark Coated Tablet 100 per Bottle 200 mg. | pain-reliever-sunmark-coated-tablet-100-per-bottle-200-mg-587.jpg
SKU: MKS19342700 | McKesson Pain Reliever sunmark Caplet 100 per Bottle 650 mg | Pain Reliever sunmark Caplet 100 per Bottle 650 mg | pain-reliever-sunmark-caplet-100-per-bottle-650-mg-a8e.jpg
SKU: MKS20622700 | McKesson Pain Relief sunmark Cream 3 oz. 3 oz. | Pain Relief sunmark Cream 3 oz. 3 oz. | pain-relief-sunmark-cream-3-oz-3-oz-b40.jpg
SKU: MKS21062700 | McKesson Pain Reliever Brand Tablet 50 per Bottle 500 mg | Pain Reliever Brand Tablet 50 per Bottle 500 mg. | pain-reliever-brand-tablet-50-per-bottle-500-mg-487.jpg
SKU: MKS21182700 | McKesson Aspirin McKesson Brand Tablet 120 per Bottle 81 mg | Aspirin McKesson Brand Tablet 120 per Bottle 81 mg. | aspirin-mckesson-brand-tablet-120-per-bottle-81-mg-059.jpg
SKU: MKS21252700 | McKesson Aspirin McKesson Brand Tablet 250 per Bottle 325 mg | Aspirin McKesson Brand Tablet 250 per Bottle 325 mg. | aspirin-mckesson-brand-tablet-250-per-bottle-325-mg-f50.jpg
SKU: MKS22062700 | McKesson Pain Reliever sunmark Tablet 120 per Bottle 81 mg | Pain Reliever sunmark Tablet 120 per Bottle 81 mg. | pain-reliever-sunmark-tablet-120-per-bottle-81-mg-768.jpg
SKU: MKS22112700 | McKesson Pain Reliever sunmark Gel Cap 100 per Bottle 500 mg | Pain Reliever sunmark Gel Cap 100 per Bottle 500 mg. | pain-reliever-sunmark-gel-cap-100-per-bottle-500-mg-f4b.jpg
SKU: MKS28042700 | McKesson Pain Reliever sunmark Tablet 50 per Bottle 220 mg | Pain Reliever sunmark Tablet 50 per Bottle 220 mg | pain-reliever-sunmark-tablet-50-per-bottle-220-mg-46c.jpg
SKU: MKS31762700 | McKesson Aspirin McKesson Brand Tablet 1000 per Bottle 325 mg | Aspirin McKesson Brand Tablet 1000 per Bottle 325 mg | aspirin-mckesson-brand-tablet-1000-per-bottle-325-mg-f81.png
SKU: MKS32422700 | McKesson Pain Relief sunmark Cream 4 oz. 4 oz. | Pain Relief sunmark Cream 4 oz. 4 oz. | pain-relief-sunmark-cream-4-oz-4-oz-68f.jpg
SKU: MKS35132700 | McKesson Pain Reliever sunmark Tablet 100 per Bottle 220 mg | Pain Reliever sunmark Tablet 100 per Bottle 220 mg. | pain-reliever-sunmark-tablet-100-per-bottle-220-mg-166.jpg
SKU: MKS41502700 | McKesson Pain Reliever McKesson Brand Tablet 500 per Bottle 200 mg | Pain Reliever McKesson Brand Tablet 500 per Bottle 200 mg. | pain-reliever-mckesson-brand-tablet-500-per-bottle-200-mg-e4e.jpg
SKU: GESDLP13184 | Geiss Destin and Dunn Extra Strength Pain Relief PM | Good Sense Extra Strength Pain Relief PM. Acetaminophen/Diphenhydramine HCI 500mg pain reliever and sleep aid for the temporary relief of occasional headaches and minor aches and pains with accompanying sleeplessness. 50 count. Compare to the active ingredients of Extra Strength Tylenol PM. | extra-strength-pain-relief-pm-d4e.jpg
SKU: DMI616-4505-0000 | Briggs Healthcare DMI TheraBeads Neck Pain Relief White 6-1/2" x 22" | Microwaveable moist heat therapyConforms to the neck or shoulder area for a soft, snug fitFully adjustable with hook and loop closure to help prevent slippageIncludes a white, machine washable coverMoist heat for maximum reliefLatex Free | dmi-therabeads-neck-pain-relief-white-6-1-2-x-22-96b.jpg
SKU: 3M1570 | 3M Health Care Nexcare Reusable ColdHot Pack, 4" x 10" Pack Reusable | Soft, Gel-Filled Pillow Can Be Used On Any Part Of The Body To Provide Hot Or Cold Pain Relief, Generously Sized At 10" X 4". Can Be Stored In A Freezer Until Ready To Use, Remaining Pliable, Even When Frozen. Reusable Packs Are A Convenient, Economical Alternative To Disposable First Aid Packs. Includes 2 Packs And 2 Covers Per Box. | nexcare-reusable-coldhot-pack-4-x-10-pack-reusable-385.jpg
SKU: SAJD4470886 | SAJ Distributors Citrate of Magnesium Cherry 10 oz | Saj Select Brand Laxatives & Suppositories. | citrate-of-magnesium-cherry-10-oz-81c.jpg
SKU: SAJD4470886G | SAJ Distributors Citrate of Magnesium Cherry - 10 Ounces | SAJ SELECT BRAND LAXATIVES & SUPPOSITORIES | citrate-of-magnesium-cherry-10-ounces-a5c.jpg
SKU: SAJD7710007G | SAJ Distributors Enema 4.5 oz Single Pack - Each | SAJ SELECT BRAND ENEMA | enema-45-oz-single-pack-each-d2e.jpg
SKU: MRPS700602 | Major Pharmaceuticals Anti-Diarrheal Liquid, 120mL, Compare to Imodium A-DÂ®, NDC# 00904-0036-20 | Feature Anti-Diarrheal Liquid, 120mL, Compare to Imodium A-D, NDC# 00904-0036-20 | anti-diarrheal-liquid-120ml-compare-to-imodium-a-dreg-ndc-00904-0036-20-bb3.jpg
SKU: MRPS262121 | Major Pharmaceuticals Senna Plus, Tablets, Unit Dose 10x10, Compare to SenokotÂ®-S, NDC# 00904-5512-61 | Feature Senna Plus, Tablets, Unit Dose 10x10, Compare to Senokot-S, NDC# 00904-5512-61 | senna-plus-tablets-unit-dose-10x10-compare-to-senokotreg-s-ndc-00904-5512-61-f15.jpg
SKU: MRPS236786 | Major Pharmaceuticals Bisacodyl, 5mg, Tablets, Enteric Coated, Unit Dose 10x10, Compare to DucolaxÂ® | Feature Bisacodyl, 5mg, Tablets, Enteric Coated, Unit Dose 10x10, Compare to Ducolax | bisacodyl-5mg-tablets-enteric-coated-unit-dose-10x10-compare-to-ducolaxreg-eb9.jpg
SKU: MKS11832700 | McKesson Laxative sunmark clearlax Powder 8.3 oz. | Application : LaxativeContainer Type : BottleDosage Form : PowderNDC Number : 49348089370Volume : 8.3 oz.Latex Free Indicator : Latex-Free | laxative-sunmark-clearlax-powder-83-oz-70c.jpg
SKU: MKS42112700 | McKesson Stool Softener Tablet - 1000 Tablets | McKesson brand stool softener tablet - 1000 tablets | stool-softener-tablet-1000-tablets-c66.jpg
SKU: MKS44402700 | McKesson Laxative Powder - 13 oz. | McKesson brand laxative powder 13 oz. regular flavor | laxative-powder-13-oz-570.jpg
SKU: MKS47012700 | McKesson Laxative Powder - 13 oz | McKesson brand laxative powder 13 oz. | laxative-powder-13-oz-4be.jpg
SKU: MKS47012700 | McKesson Laxative Powder - 13 oz | McKesson brand laxative powder 13 oz. | laxative-powder-13-oz-4be.jpg
SKU: MKS51632700 | McKesson Sunmark Powder - 19 oz. | Sunmark powder - 19 oz. orange | sunmark-powder-19-oz-4d3.jpg
SKU: MKS53862700 | McKesson Laxative Liquid - 16 oz. | McKesson brand laxative liquid 16 oz. | laxative-liquid-16-oz--462.gif
SKU: MKS70082700 | McKesson McKesson Stool Softener Softgel Capsules - 1000 Per Bottle | Mckesson stool softener softgel capsules - 1000 softgel capsules | mckesson-stool-softener-softgel-capsules-1000-per-bottle-55e.jpg
SKU: MKS89142700 | McKesson Laxative Brand Powder 8.3 oz. | Laxative Brand Powder 8.3 oz. | laxative-brand-powder-83-oz--165.jpg
SKU: MKS89642700 | McKesson Laxative Brand Powder 17.9 oz. | Laxative Brand Powder 17.9 oz. | laxative-brand-powder-179-oz--fad.jpg
SKU: MKS91062700 | McKesson Antacid/Laxative Brand 16 fl. oz. (473 mL) Liquid | Antacid/Laxative Brand 16 fl. oz. (473 mL) Liquid. | -antacid-laxative-brand-16-fl-oz-473-ml-liquid--2ab.jpg
SKU: MKS91102700 | McKesson Laxative Brand Powder 10 oz. Orange Flavor | Laxative Brand Powder 10 oz. Orange Flavor. | laxative-brand-powder-10-oz-orange-flavor--40d.jpg
SKU: MRPS700606 | Major Pharmaceuticals Loperamide HCL Oral Susp | NDC# 00904-6256-20 | loperamide-hcl-oral-susp-baa.jpg
SKU: MRPS262710 | Major Pharmaceuticals Dok Plus Tablets Unit Dose | Dok Plus, Tablets, Unit Dose 10x10, Compare to Peri-Colace, NDC# 00904-5643-61 | dok-plus-tablets-unit-dose--d3a.jpg
SKU: NWWISEN100 | New World Imports Senna Tablets 8.6mg | Compared to the Active Ingredient of Senokot Tablets | senna-tablets-86mg-f9c.jpg
SKU: MRPS700419 | Major Pharmaceuticals Anu Med Suppositories 12s | Anu Med Suppositories 12s. | anu-med-suppositories-12s--f25.jpg
SKU: MRPS700705 | Major Pharmaceuticals Dok 100mg Caplets 100s Unboxed Compare to Colace NDC# 00904-7889-60 | Dok 100mg Caplets 100s Unboxed Compare to Colace NDC# 00904-7889-60 | dok-100mg-caplets-100s-unboxed-compare-to-colace-ndc-00904-7889-60-b6f.jpg
SKU: MRPS700186 | Major Pharmaceuticals Dok, 100mg, Caplets, 100s, Boxed, Compare to ColaceÂ®, NDC# 00904-7889-59 | Feature Dok, 100mg, Caplets, 100's, Boxed, Compare to Colace, NDC# 00904-7889-59 | dok-100mg-caplets-100s-boxed-compare-to-colacereg-ndc-00904-7889-59-a79.jpg
SKU: MKS13872700 | McKesson Laxative sunmark Liquid 10 oz. Cherry. | Laxative sunmark Liquid 10 oz. Cherry. | laxative-sunmark-liquid-10-oz-cherry-1dc.jpg
SKU: MKS16722700 | McKesson Stool Softener sunmark Softgel Capsules 100 Softgel Capsules | Stool Softener sunmark Softgel Capsules 100 Softgel Capsules | stool-softener-sunmark-softgel-capsules-100-softgel-capsules-ed0.jpg
SKU: MKS18092700 | McKesson Laxative sunmark Powder 10 oz. | Laxative sunmark Powder 10 oz. | laxative-sunmark-powder-10-oz-391.jpg
SKU: MKS18832700 | McKesson Laxative McKesson Brand Powder 10 oz. Regular Flavor | Laxative McKesson Brand Powder 10 oz. Regular Flavor. | laxative-mckesson-brand-powder-10-oz-regular-flavor-abb.jpg
SKU: MKS18942700 | McKesson Laxative sunmark Caplet 90 Caplets | Laxative sunmark Caplet 90 Caplets. | laxative-sunmark-caplet-90-caplets-4f2.jpg
SKU: MKS19682700 | McKesson Stool Softener sunmark Softgel Capsules 100 Softgel Capsules | Stool Softener sunmark Softgel Capsules 100 Softgel Capsules. | stool-softener-sunmark-softgel-capsules-100-softgel-capsules-e5b.jpg
SKU: MKS19762700 | McKesson Stool Softener sunmark Softgel Capsules 250 Softgel Capsules | Stool Softener sunmark Softgel Capsules 250 Softgel Capsules. | stool-softener-sunmark-softgel-capsules-250-softgel-capsules-a35.jpg
SKU: MKS23012700 | McKesson Laxative Suppository 100 Suppositories | Laxative McKesson Brand Suppository 100 Suppositories. | laxative-suppository-100-suppositories-f13.jpg
SKU: MKS25012700 | McKesson Stool Softener McKesson Brand Capsule 100 Capsules | Stool Softener McKesson Brand Capsule 100 Capsules. | stool-softener-mckesson-brand-capsule-100-capsules-f6e.jpg
SKU: MKS38102700 | McKesson Laxative McKesson Brand Tablet 100 Tablets | Laxative McKesson Brand Tablet 100 Tablets | laxative-mckesson-brand-tablet-100-tablets-379.jpg
SKU: MKS41162700 | McKesson Stool Softener McKesson Brand Liquid 16 oz. | Stool Softener McKesson Brand Liquid 16 oz. | stool-softener-mckesson-brand-liquid-16-oz-b2e.jpg
SKU: GF1533-1 | Graham Field Dispenser with Alcohol Imprinted | Priming with alcohol is required prior to using the dispenser and periodically prime the dispenser throughout lifetime of the unit. | dispenser-with-alcohol-imprinted-942.jpg
SKU: JON23769 | Johnson & Johnson Neosporin Ointment 1/32 oz Individual Foil Packs | This Neosporin Original Antibiotic Ointment is an efficient way to treat cuts and small injuries. | neosporin-ointment-1-32-oz-individual-foil-packs-c17.jpg
SKU: NWWITAO1 | New World Imports Triple Antibiotic Ointment 1 oz | 1 oz. CareALL Triple Antibotic Ointment. | triple-antibiotic-ointment-1-oz-a14.jpg
SKU: CMSV1000035089 | Cumberland Swan 3% Hydrogen Peroxide 8 oz | A mild antiseptic, germicidal and cleansing agent. | 3-hydrogen-peroxide-8-oz--6dc.jpg
SKU: PROP907016 | Pro Advantage Isopropyl Rubbing Alcohol 70% 16 oz | First aid antiseptic to help prevent the risk of infection in minor cuts, scrapes or burns. | isopropyl-rubbing-alcohol-70-16-oz-86a.jpg
SKU: CRAM171531 | Cramer Sports Medicine QDA Spray | Q.D. A. is a light, quick drying adherent used to help secure tape, underwrap and elastic wraps to the skin in order to reduce blister causing friction. | qda-spray-ba0.jpg
SKU: CMSV1000032295 | Cumberland Swan Isopropyl Rubbing Alcohol 50% ISO 16 oz | Isopropyl Rubbing Alcohol 50% ISO 16 oz | isopropyl-rubbing-alcohol-50-iso-16-oz--c74.jpg
SKU: CMSV1000032333 | Cumberland Swan Ethyl Alcohol 70% 16 Ounce | Cumberland Swan Alcohol. | ethyl-alcohol-70-16-ounce-97b.jpg
SKU: FAC05321 | Fougera & Company Petrolatum Jelly 1 oz Tube 6 Per Pack | Pure U.S.P. petrolatum jelly is ideal for lubricating and moisturizing. | petrolatum-jelly-1-oz-tube-6-per-pack-bf3.jpg
SKU: JON5009 | Johnson & Johnson Anti-Itch Cream, 1/2 oz Tube, 6/bx, 4 bx/cs | Feature 1/2 oz. Tube Anti-Itch Cream, 6/bx, 4 bx/cs | anti-itch-cream-1-2-oz-tube-6-bx-4-bx-cs-49e.jpg
SKU: MKS80122700 | McKesson Hydrogen Peroxide 1 Gallon | McKesson brand hydrogen peroxide. | hydrogen-peroxide-1-gallon-caf.jpg
SKU: CMSV1000032198 | Cumberland Swan Isopropyl Rubbing Alcohol 91% ISO 16 Ounce | Cumberland Swan Isopropyl Rubbing Alcohol 91% ISO | isopropyl-rubbing-alcohol-91-iso-16-ounce--1bd.jpg
SKU: SAJD1411115 | SAJ Distributors Povidone Iodine Solution 8 oz Compare to Active Ingredients in Betadine | Povidone Iodine Solution 8 oz Compare to Active Ingredients in Betadine. | povidone-iodine-solution-8-oz-compare-to-active-ingredients-in-betadine-f7d.jpg
SKU: MRPS100123 | Major Pharmaceuticals Petroleum Jelly White 390mL | Compare to Vaseline | petroleum-jelly-white-390ml--6c8.jpg
SKU: FAC01235 | Fougera & Company Neomycin Sulfate-Polymyxin B Sulfate Ointment Triple Antibiotic Ointment Â½ oz Tube | Neomycin Sulfate-Polymyxin B Sulfate Ointment, Triple Antibiotic Ointment, Â½ oz Tube | neomycin-sulfate-polymyxin-b-sulfate-ointment-triple-antibiotic-ointment-frac12-oz-tube-1fe.jpg
SKU: FAC06231 | Fougera & Company Zinc Oxide Ointment USP 1 oz Tube | Zinc Oxide Ointment USP, 1 oz Tube | zinc-oxide-ointment-usp-1-oz-tube-e20.jpg
SKU: BLPP0283-1185-20 | Beutlich LP Pharmaceuticals Disposable Extension Tubes HurriCaine Topical Anesthetic Spray | Disposable Extension Tubes, HurriCaine Topical Anesthetic Spray | disposable-extension-tubes-hurricaine-topical-anesthetic-spray-2e5.JPG
SKU: FAC01231 | Fougera & Company Neomycin Sulfate-Polymyxin B Sulfate Ointment Triple Antibiotic Ointment 1 oz Tube | Neomycin Sulfate-Polymyxin B Sulfate Ointment Triple Antibiotic Ointment 1 oz Tube | neomycin-sulfate-polymyxin-b-sulfate-ointment-triple-antibiotic-ointment-1-oz-tube-dfa.jpg
SKU: HOLS7906 | Hollister Adapt Stoma Powder 1 Ounce Puff Bottle | Powder protects raw and weeping skin by creating a sticky gel upon application. Use sparingly to absorb moisture or exudate from skin prior to placing a skin barrier on peristomal skin. Convenient "puff" bottle makes application quick and easy and has a window for visualizing contents. | adapt-stoma-powder-1-ounce-puff-bottle-cff.jpg
SKU: MRPS263996 | Major Pharmaceuticals Nasal Decongentant 12-Hour | Compare to Afrin nasal Spray | nasal-decongentant-12-hour--266.jpg
SKU: FER0882-30 | Ferndale Laboratories Anesthetic Cream LMX4 30gm | Formulated for a fast onset of anesthesia and prolonged anesthesia. Has pleasant cosmetic appearance and feel. No occlusion required. For use in dermatology procedures, cosmetic surgery, laser surgery and hospital procedures. Contains 4% lidocaine. | anesthetic-cream-lmx4-30gm-ee1.jpg
SKU: NWWIMJG3 | New World Imports Muscle & Joint Vanishing Gel 3 oz | Compare to the active ingredient in Vanishing Scent BengayÂ®. | muscle-joint-vanishing-gel-3-oz-b2e.jpg
SKU: NWWIAF5 | New World Imports Tolnaftate Antifungal Cream .5 oz | Compare To Active Ingredient In TinactinÂ® | tolnaftate-antifungal-cream-5-oz--6e1.jpg
SKU: MRPS241951 | Major Pharmaceuticals Minerin Cream 480gm Compare to Eucerin | Minerin Cream 480gm Compare to Eucerin NDC# 00904-7751-27 | minerin-cream-480gm-compare-to-eucerin--417.jpg
SKU: MRPS700341 | Major Pharmaceuticals Calcium Antacid Tablets, Mixed Fruit, 150s, Compare to TumsÂ®, NDC# 00904-1258-92 | Feature Calcium Antacid Tablets, Mixed Fruit, 150's, Compare to Tums, NDC# 00904-1258-92 | calcium-antacid-tablets-mixed-fruit-150s-compare-to-tumsreg-ndc-00904-1258-92-c15.jpg
SKU: BLPP0283-0293-31 | Beutlich LP Pharmaceuticals HURRICAINE Topical Anesthetic Gel Watermelon 1 oz. jar | Hurricane Topical Anesthetic Gel, 1 oz. jar | hurricaine-topical-anesthetic-gel-watermelon-1-oz-jar-2c7.JPG
SKU: BLPP0283-0569-31 | Beutlich LP Pharmaceuticals HURRICAINE Topical Anesthetic Liquid - Original Wild Cherry, 1 fl. oz. jar | HURRICAINE TOPICAL ANESTHETIC LIQUID - ORIGINAL WILD CHERRY, 1 fl. oz. jar | hurricaine-topical-anesthetic-liquid-original-wild-cherry-1-fl-oz-jar-584.jpg
SKU: BLPP0283-0679-02 | Beutlich LP Pharmaceuticals HURRICAINE Topical Anesthetic Spray 2 oz Great Wild Cherry Flavor | HurriCaine Topical Anesthetic is for relief from oral pain. Indications include sore throat, canker sores, minor gum injury, minor dental procedures, minor irritation to the mouth caused by dentures or orthodontic appliances and sore gums in teething children four months of age or older. | hurricaine-topical-anesthetic-spray-2-oz-great-wild-cherry-flavor-100.JPG
SKU: BLPP0283-0679-60 | Beutlich LP Pharmaceuticals HURRICAINE Topical Anesthetic Spray Kit 2 oz Cherry Flavor | HURRICAINE Topical Anesthetic Spray Kit, 2 oz, Cherry Flavor | hurricaine-topical-anesthetic-spray-kit-2-oz-cherry-flavor-825.JPG
SKU: BLPP0283-0871-31 | Beutlich LP Pharmaceuticals Hurricaine Topical Anesthetic Gel Original Wild Cherry 1 oz. jar | Hurricaine Topical Anesthetic Gel - Original Wild Cherry 1 oz. jar | hurricaine-topical-anesthetic-gel-original-wild-cherry-1-oz-jar-86a.JPG
SKU: BLPP0283-0886-31 | Beutlich LP Pharmaceuticals Topical Anesthetic Gel 1 oz Jar Pina Colada | HURRICAINE TOPICAL ANESTHETIC GEL - PIÃ‘A COLADA | topical-anesthetic-gel-1-oz-jar-pina-colada-798.jpg
SKU: BLPP0283-1886-31 | Beutlich LP Pharmaceuticals Topical Anesthetic Liquid 1 fl oz Jar Pina Colada | HURRICAINE Topical Anesthetic Liquid - PiÃ±a Colada, 1 fl. oz. jar | topical-anesthetic-liquid-1-fl-oz-jar-pina-colada-4ac.jpg
SKU: NWWIZ1 | New World Imports Zinc Oxide Ointment 1 oz | Zinc Oxide Ointment 1 oz | zinc-oxide-ointment-1-oz-9c6.jpg
SKU: FAC03501 | Fougera & Company Vitamin A + Vitamin D Ointment 2 oz Tube | Vitamin A & Vitamin D Ointment Best ointment for Diaper rash Treatment.Its inexpensive and more proven care for Diaper rash for Babies. | vitamin-a-vitamin-d-ointment-2-oz-tube-ad8.jpg
SKU: FAC06216 | Fougera & Company Zinc Oxide Ointment USP 1 lb Jar | Zinc Oxide Ointment USP. | zinc-oxide-ointment-usp-1-lb-jar-1ab.jpg
SKU: JON48127 | Johnson & Johnson Corn Huskers 7 oz | Corn Huskers | corn-huskers-7-oz--602.jpg
SKU: MKS33302700 | McKesson Sinus Decongestant McKesson Brand 3 oz. | Sinus Decongestant McKesson Brand 3 oz. | sinus-decongestant-mckesson-brand-3-oz-21a.jpg
SKU: MKS48072700 | McKesson Sunmark Acid Reducer - Famotidine Tablets | Sunmark acid reducer - famotidine tablets | sunmark-acid-reducer-famotidine-tablets-881.jpg
SKU: MKS49342700 | McKesson Sunmark Omeprazole Tablet | Sunmark omeprazole tablet - 42 per box | sunmark-omeprazole-tablet-5eb.jpg
SKU: MKS49352700 | McKesson Sunmark Omeprazole Tablets | Sunmark Antacid Tablet - 28 per Box | sunmark-omeprazole-tablets-694.jpg
SKU: MKS49342700 | McKesson Sunmark Omeprazole Tablet | Sunmark omeprazole tablet - 42 per box | sunmark-omeprazole-tablet-5eb.jpg
SKU: CNVT0255-10 | ConvaTec Stomahesive Protective Powder, 1 oz | Stomahesive Protective Powder, 1 oz. | stomahesive-protective-powder-1-oz-b4d.jpg
SKU: MKS13002700 | McKesson Antiflatulant McKesson Brand 100 per Bottle Chewable Tablet | Antiflatulant McKesson Brand 100 per Bottle Chewable Tablet. | antiflatulant-mckesson-brand-100-per-bottle-chewable-tablet-37d.jpg
SKU: MKS14242700 | McKesson Stomach Relief sunmark 30 per Box Chewable Tablet | Stomach Relief sunmark 30 per Box Chewable Tablet | stomach-relief-sunmark-30-per-box-chewable-tablet-31e.jpg
SKU: MKS17442700 | McKesson Acid Reducer sunmark 30 per Box Tablet | Acid Reducer sunmark 30 per Box Tablet. | acid-reducer-sunmark-30-per-box-tablet-8ef.jpg
SKU: MKS19192700 | McKesson Antiflatulant sunmark 60 per Box Softgel Capsule | Antiflatulant sunmark 60 per Box Softgel Capsule. | antiflatulant-sunmark-60-per-box-softgel-capsule-201.jpg
SKU: MKS20002700 | McKesson Antacid McKesson Brand 12 oz. Liquid | Antacid McKesson Brand 12 oz. Liquid. | antacid-mckesson-brand-12-oz-liquid-1e7.gif
SKU: MKS20392700 | McKesson Sinus Decongestant sunmark 1 oz. | Sinus Decongestant sunmark 1 oz. | sinus-decongestant-sunmark-1-oz-3bc.jpg
SKU: MKS25112700 | McKesson Antiflatulant sunmark 36 per Box Chewable Tablet | Antiflatulant sunmark 36 per Box Chewable Tablet. | antiflatulant-sunmark-36-per-box-chewable-tablet-c4c.jpg
SKU: MKS33452700 | McKesson Sinus Decongestant McKesson Brand 1.5 oz. | Sinus Decongestant McKesson Brand 1.5 oz. | sinus-decongestant-mckesson-brand-15-oz-74e.jpg
SKU: MKS42012700 | McKesson Hydrogen Peroxide Medi-Pak 4 oz. | Hydrogen Peroxide Medi-Pak 4 oz. | hydrogen-peroxide-medi-pak-4-oz-517.jpg
SKU: GESDLP13653 | Geiss Destin and Dunn Good Sense Extra Strength Calcium Antacid Tablets, Flavor: Tropical Fruit, 750 mg | Good Sense Extra Strength Calcium Antacid Tablets provide 750 mg calcium carbonate. Relieves heartburn, sour stomach, and acid indigestion, and doubles as a calcium nutritional supplement. Naturally and artificially flavored tropical fruit flavors. Compare to the active ingredients in Extra Strength Tums E-X. | good-sense-extra-strength-calcium-antacid-tablets-flavor-tropical-fruit-750-mg-deb.jpg
SKU: HUD41112 | Hudson RCI Trach-Vent Hme, 50Ml | The Trach-Vent HME and accessory products are designed specifically for tracheostomized or intubated, spontaneously breathing patients. | trach-vent-hme-50ml-fd6.jpg
SKU: CMSV1000040548 | Cumberland Swan Isopropyl Rubbing Alcohol 70% ISO Gal | Isopropyl Rubbing Alcohol, 70% ISO, Gal | isopropyl-rubbing-alcohol-70-iso-gal-5f7.jpg
SKU: ETBD4000 | E.T. Browne Drug Company Cocoa Butter 3.5 Ounce Jar | Cocoa Butter, 3.5 oz Jar, 12/cs | cocoa-butter-35-ounce-jar-885.jpg
SKU: MRPS700174 | Major Pharmaceuticals Calamine Lotion 177ml NDC# 00904-2533-21 | Calamine Lotion, 177ml, NDC# 00904-2533-21 | calamine-lotion-177ml-ndc-00904-2533-21-6d1.jpg
SKU: GBCY0386-0001-04 | Gebauer Company Fine Pinpoint Stream Spray 3 1/2 fl oz Plastisol Coated Amber Glass Bottle | A proven topical anesthetic skin refrigerant available in easy-to-spray aerosol cans or the familiar brown glass bottles. Spray for several seconds immediately prior to injection, vaccination, allergy short, venipuncture, IV placement, and minor surgical procedure such as incision and drainage of smal abscesses. Also helps to control pain of bruises, contusions, swelling and minor sprains. Temporary numbing lasts up to one minute. | fine-pinpoint-stream-spray-3-1-2-fl-oz-plastisol-coated-amber-glass-bottle-e4d.jpg
SKU: HYGT12795 | Hygenic Performance Health Massage Oil 32 oz Bottle | Specifically formulated for deep tissue work, myofascial release and trigger point therapy. Work just a few drops into the palm of your hand and apply to the targeted area to provide immediate warmth followed by lasting results. | massage-oil-32-oz-bottle-bcc.jpg
SKU: HYDLD0022 | Hydrox Laboratories Isopropyl Rubbing Alcohol 70% USP | Isopropyl Rubbing Alcohol 70%, USP, 16 oz, 12 btl/cs (144 cs/plt) | isopropyl-rubbing-alcohol-70-usp-536.jpg
SKU: HYGT13439 | Hygenic Performance Health Biofreeze Professional Starter Kit | Celebrating 25 years of pain relief, Biofreeze is the #1 recommended topical pain reliever by hands-on healthcare practitioners. We believe hands-on healthcare professionals choose Biofreeze Pain Reliever because it is time-tested and clinically proven to work for patients under their care. The fast acting, long lasting formula provides quick and effective pain relief without the use of prescription drugs. When used before exercise or therapy, Biofreeze promotes more comfortable movement. Applied afterward it soothes sore muscles and joints to minimize next-day aches and pains. For everyday pain, Biofreeze has provided peace of mind and effective results for decades. Trained healthcare professional have the skills and education to provide comprehensive therapy and informed treatment. We recommend combining the pain relieving effects of Biofreeze and the expert care of a hands-on health professional. Chiropractors, Physical Therapists, Massage Therapists, and Podiatrists are each uniquely trained and specialize in various treatments methods. Use the Biofreeze website to locate a provider near you. - See more at: http://www.performancehealth.com/brands/biofreeze#sthash.lJ1qdizq.dpuf | biofreeze-professional-starter-kit--5e5.jpg
SKU: CMSV1000002345G | Cumberland Swan Petroleum Jelly 3.75 oz 12/cs - 3.75 Ounce | CUMBERLAND SWANÂ® PETROLEUM JELLY | petroleum-jelly-375-oz-12-cs-375-ounce-62d.jpg
SKU: CMSV1000030830G | Cumberland Swan Petroleum Jelly 7.5 oz 12/cs - 7.5 Ounce | CUMBERLAND SWANÂ® PETROLEUM JELLY | petroleum-jelly-75-oz-12-cs-75-ounce-560.jpg
SKU: FAC01431G | Fougera & Company Hydrocortisone Cream USP 0.5% 1 oz Tube - Each | SANDOZ/FOUGERA HYDROCORTISONE | hydrocortisone-cream-usp-05-1-oz-tube-each-236.jpg
SKU: FAC18131G | Fougera & Company Hydrocortisone Ointment USP 1% 1 oz Tube - Each | SANDOZ/FOUGERA HYDROCORTISONE | hydrocortisone-ointment-usp-1-1-oz-tube-each-b8e.jpg
SKU: FAC06202G | Fougera & Company Zinc Oxide Ointment USP 2 oz Tube - Each | SANDOZ/FOUGERA ZINC OXIDE OINTMENT USP | zinc-oxide-ointment-usp-2-oz-tube-each-18a.jpg
SKU: FAC06231G | Fougera & Company Zinc Oxide Ointment USP 1 oz Tube - Each | SANDOZ/FOUGERA ZINC OXIDE OINTMENT USP | zinc-oxide-ointment-usp-1-oz-tube-each-15e.jpg
SKU: SMNS59432800G | Smith & Nephew Antifungal Greaseless 2 oz Tube - Each | Contains 2% miconazole nitrate. Water based. For treatment of superficial fungal infections, including jock itch (tinea cruris), ringworm (tinea corporis), athlete's foot (tinea pedis). Relieves burning, itching, scaling, cracking, chafing, and redness associated with these conditions. Contains vitamin E and skin conditioners. Use in areas not exposed to urine or feces. Pediatrician tested for safety. | antifungal-greaseless-2-oz-tube-each-566.jpg
SKU: SMNS59432900G | Smith & Nephew Antifungal Extra Thick 31/4 oz Tube - Each | Contains 2% miconazole nitrate. For treatment of superficial fungal infections, including jock itch (tines cruris), ringworm (tinea corporis), athlete's foot (tinea pedis). Relieves burning, itching, scaling, cracking, chafing, and redness associated with these conditions. Contains vitamin E and skin conditioners. Contains zinc oxide to protect skin from exposure to urine and feces. Contains karaya to control moisture and adhere to weepy, macerated skin. Pediatrician tested for safety. | antifungal-extra-thick-31-4-oz-tube-each-98e.jpg
SKU: NWWITAO1G | New World Imports Triple Antibiotic Ointment 1 oz Compared to the Active Ingredients in NeosporinÂ® - Each | NEW WORLD IMPORTS CAREALLÂ® TRIPLE ANTIBIOTIC | triple-antibiotic-ointment-1-oz-compared-to-the-active-ingredients-in-neosporinreg-each-528.jpg
SKU: DMSDT4G | Derma Sciences Dermagran Ointment 4 oz Tube - Each | A pH balanced skin protectant. Formulated with Derma Sciences' proprietary zinc-nutrient technology. Provides a moist, mildly acidic environment conducive to wound healing. In addition, this product contains Vitamin A, Calcium and Magnesium. Use for abrasions, skin tears, partial thickness pressure ulcers and preventative skin care. | dermagran-ointment-4-oz-tube-each-3a9.jpg
SKU: HYGT11817G | Hygenic Performance Health Biofreeze Colorless 4 oz Tube - 12 per Box | Provides penetrating, long lasting relief from arthritis, sore muscles and joints and back pain. Contains USP-Grade Menthol, plus a proprietary herbal blend for skin conditioning. Paraben-free and propylene glycol-free. | biofreeze-colorless-4-oz-tube-12-per-box-964.jpg
SKU: HYGT11821G | Hygenic Performance Health Biofreeze Colorless 32 oz Gel Pump - Each | Provides penetrating, long lasting relief from arthritis, sore muscles and joints and back pain. Contains USP-Grade Menthol, plus a proprietary herbal blend for skin conditioning. Paraben-free and propylene glycol-free. | biofreeze-colorless-32-oz-gel-pump-each-3cc.jpg
SKU: HYGT12151G | Hygenic Performance Health Biofreeze 360 Spray 4 Ounces | Provides penetrating, long lasting relief from arthritis, sore muscles and joints and back pain. Contains USP-Grade Menthol, plus a proprietary herbal blend for skin conditioning. Paraben-free and propylene glycol-free. | biofreeze-360-spray-4-ounces-7f2.jpg
SKU: CMSV1000032409G | Cumberland Swan Wintergreen Isopropyl Rubbing Alcohol 70% IPA - 16 Ounces | CUMBERLAND SWANÂ® ALCOHOL | wintergreen-isopropyl-rubbing-alcohol-70-ipa-16-ounces-83d.jpg
SKU: CMSV1000032295G | Cumberland Swan Isopropyl Rubbing Alcohol 50% ISO 16 Ounces | Cumberland Swan Isopropyl Rubbing Alcohol 50% ISO 16 Ounces | isopropyl-rubbing-alcohol-50-iso-16-ounces-1d3.jpg
SKU: CMSV1000032333G | Cumberland Swan Ethyl Alcohol 70% - 16 Ounces | CUMBERLAND SWANÂ® ALCOHOL | ethyl-alcohol-70-16-ounces-8f0.jpg
SKU: FAC03501G | Fougera & Company Vitamin A + Vitamin D Ointment 2 oz Tube - Each | SANDOZ/FOUGERA BALMS & OINTMENTS | vitamin-a-vitamin-d-ointment-2-oz-tube-each-be4.jpg
SKU: NWWITAOP9 | New World Imports Triple Antibiotic Ointment 0.9g Compared to the Active Ingredients in NeosporinÂ® | Triple Antibiotic Ointment, 0.9g, Compared to the Active Ingredients in NeosporinÂ®, 144/bx, 12 bx/cs (COMING SOON) | triple-antibiotic-ointment-09g-compared-to-the-active-ingredients-in-neosporinreg-096.jpg
SKU: NWWIHYDP9 | New World Imports Hydrocortisone Ointment 1% 0.9g Compared to the Active Ingredients in CortaidÂ® | Hydrocortisone Ointment 1%, 0.9g, Compared to the Active Ingredients in CortaidÂ®, 144/bx, 12 bx/cs (COMING SOON) | hydrocortisone-ointment-1-09g-compared-to-the-active-ingredients-in-cortaidreg-224.jpg
SKU: NWWIBACP9 | New World Imports Bacitracin Ointment 0.9g | Bacitracin Ointment, 0.9g, 144/bx, 12 bx/cs (COMING SOON) | bacitracin-ointment-09g-9f6.jpg
SKU: NWWIAFCL1 | New World Imports CareAllÂ® Clotrimazole 1% Antifungal Cream | 1 oz. CareALL Antifungal Clotrimazole Cream. | careallreg-clotrimazole-1-antifungal-cream-b92.jpg
SKU: HYGT13819 | Hygenic Performance Health Biofreeze Counter Top Display | CounterTop Display Includes:Countertop Display(1) BiofreezeÂ® Professional 360Â° Spray(1) TheraBand KinesiologyTape Continuous RollBeige (Countertop Display will hold a total of 4 Spray units4 Kinesiology Tape rolls, either continuous or precut) | biofreeze-counter-top-display-75b.jpg
SKU: PPK479 | Pre Pak Products Massage Cream 8 oz Tube | Massage Cream, 8 oz Tube (Products cannot be sold on Amazon.com) | image.jpg
SKU: NWWITAOP9G | New World Imports Triple Antibiotic Ointment 0.9g Compared to the Active Ingredients in NeosporinÂ® - 144 per Box | NEW WORLD IMPORTS CAREALLÂ® TRIPLE ANTIBIOTIC | triple-antibiotic-ointment-09g-compared-to-the-active-ingredients-in-neosporinreg-144-per-box-c0f.jpg
SKU: CM2670 | Medicool Pen Plus Diabetic Supply Case For Travel | Other medications requiring cool temperatures may also fit into this special cooling compartment. Securely holds Vials Pens Syringes and many other medical supplies. Its stylish ergonomic design makes it the perfect case for men and women as well as children seniors and medical personnel. | pen-plus-diabetic-supply-case-for-travel-d32.jpg
SKU: CM2669C | Medicool Medicool Diabetic Poucho Case For Insulin Travel Single Pen | Feature Single Pen 2.5 x 7 The poucho case is easily activated with just water Large enough for pens and bottles Keeps insulin bottles or pens cool without refrigeration Great for active travelers Can be used and re-activated a hundred times Stays cool up to 4 days Supplies Not Included | medicool-diabetic-poucho-case-for-insulin-travel-single-pen-978.jpg
SKU: CM2669D | Medicool Medicool Diabetic Poucho Case For Insulin Travel Double Pen | Feature Double Pen 3.5 x 7 The poucho case is easily activated with just water Large enough for pens and bottles Keeps insulin bottles or pens cool without refrigeration Great for active travelers Can be used and re-activated a hundred times Stays cool up to 4 days Supplies Not Included | medicool-diabetic-poucho-case-for-insulin-travel-double-pen-447.jpg
SKU: CM2660 | Medicool Dia-Pak Deluxe Organizer | Feature Deluxe - 2 Week Supply Since 1989 Dia-Pak has been the product of choice to keep your insulin and related supplies organized and portable Constructed of durable nylon the Dia-Pak Deluxe organzies up to a 2-week supply of all your required diabetic supplies in a variety of pockets and storage compartments Constructed of durable nylon the Dia-Pak Classic organzies up to a 1-week supply of all your required diabetic supplies in a variety of pockets and storage compartments Includes a cold Gel-pack keeps your insulin cool for hours & is easily refrigerated Water resistant and extremely durable the Dia-Pak Deluxe will give you years of service Holds everything-all in one place Organizes up to a 1or 2 week supply depending on the Dia-Pak you choose Durable nylon construction | dia-pak-deluxe-organizer-7e4.jpg
SKU: CM2665 | Medicool Medicool Insulin Traveling Case | Feature Blue Insulin protector case Insulated case keeps cooler cold for up to 16 hours Keeps insulin potent Attractive durable case Case includes pockets for syringes prep pads and more 8 x4 x3 | medicool-insulin-traveling-case-777.JPG
SKU: CM2691A | Valeant Pharmaceuticals Insta Glucose 31 Gram Tube | Rapidly absorbed gel for diabetic emergencies. | insta-glucose-31-gram-tube-b79.jpg
SKU: CM2661 | Medicool Wright Pre Filled Syringe Case | The Wright Prefilled Syringe Case makes transportation of prefilled syringes as simple as carrying a fountain pen. Designed to fit in a pocket or purse the Wright Prefilled Syringe case holds most E-Z JECT B-D PharmaPlast and TERUMO syringes (not compatible with Monoject syringes). | wright-pre-filled-syringe-case-6ff.jpg
SKU: SOLY900905 | Stanbio Battery Pack 3V CR 2032 Lithium Ion Battery | Lithium Ion Battery (coin type), each Battery Good For Approximately. | battery-pack-3v-cr-2032-lithium-ion-battery-0ae.jpg
SKU: MKS73382400 | McKesson Sterilization Pouch STER-ALL Performance 8 X 16 Inch Film - Polypropylene / Polyester Blend and Medical Grade Paper | Sterilization Pouch STER-ALL Performance 8 X 16 Inch Film - Polypropylene / Polyester Blend and Medical Grade Paper. | sterilization-pouch-ster-all-performance-8-x-16-inch-film-polypropylene-polyester-blend-and-medical-grade-paper--48a.jpg
SKU: MKS73392400 | McKesson Sterilization Pouch STER-ALL Performance 12 X 18 Inch Film - Polypropylene / Polyester Blend and Medical Grade Paper | Sterilization Pouch STER-ALL Performance 12 X 18 Inch Film - Polypropylene / Polyester Blend and Medical Grade Paper. | sterilization-pouch-ster-all-performance-12-x-18-inch-film-polypropylene-polyester-blend-and-medical-grade-paper--162.jpg
SKU: MKS73882400 | McKesson Sterilization Pouch STER ALL Performance 7.5 X 13 Inch Film Polypropylene Polyester Blend and Medical Grade Paper | Sterilization Pouch STER-ALL Performance 7.5 X 13 Inch Film - Polypropylene / Polyester Blend and Medical Grade Paper. | sterilization-pouch-ster-all-performance-75-x-13-inch-film-polypropylene-polyester-blend-and-medical-grade-paper--f50.png
SKU: ENCVTURX | Encore Medical Encore Deluxe Battery and Manual System | Includes two pumps, one manual and one battery pump, which are interchangeable with the same penile tube. Kit includes 7 incrementally different sized rings, tube of lubricant, zippered carrying case, instruction booklet, video, and 800-HELP line service. Patented ring ejector. Lifetime warranty on pump and tube. Deluxe Rx. Available without a prescription. | encore-deluxe-battery-and-manual-system-c52.jpg
SKU: ISG171510A | Invacare Invacare Pen Style Lancet Device | Easy to operate like a ball point pen; just point and shoot. No pulling or cocking needed. Clear cap allows for alternate site testing. Five adjustable settings that adjust to match different skin types for less painful sampling. Works great with most brands of standard/universal lancets. | invacare-pen-style-lancet-device-73d.jpg
SKU: ABHW00081 | Albahealth Socks Seamless Toe Extra Large White | Alba Care Sox, manufactured by Alba Health Products, are socks for diabetic people. Alba Care Socks are designed to fit loosely enough that they reduce the amount of pressure on the feet, ideal for those with sensitive feet and toes. Diabetic socks are non-binding and non-constricting. These tube socks are breathable to allow circulation. The reduced friction design is perfect for those with diabetes, because it can reduce adverse health affects of tight, constricting socks.Alba Care Sox are made from a soft cotton for maximum comfort. These Discount diabetic socks are on sale now. Diabetics can develop peripheral neuropathy which can cause issues with delicate skin on the feet. Normal socks can cause circulation problems, which are avoided by wearing specific diabetic socks. With three sizes and two colors to choose from, there is a suitable sock for everyone. | socks-seamless-toe-extra-large-white--f20.png
SKU: CM2667C | Complete Medical Diabetic Socks King Size White | WHITE. King-sized. Provides Protection and Warmth. Extra Full, Oversize Fit. Non-Constricting, Extra Wide. Helps Provide Better Circulation. Full-Leg Comfort and Health. Perfect over Creams and Lotions. White Shipping Carton Size: 9"L x 6"W x 5"H. | diabetic-socks-king-size-white-d92.jpg
SKU: MKS14612500 | McKesson Sprague - Rappaport Binaural Stethoscope entrust Black 2-Tube 16 Inch Dual Head | Sprague - Rappaport Binaural Stethoscope entrust Black 2-Tube 16 Inch Dual Head. | sprague-rappaport-binaural-stethoscope-entrust-black-2-tube-16-inch-dual-head--c73.jpg
SKU: MKS14622500 | McKesson Sprague - Rappaport Binaural Stethoscope entrust Performance Plus Lavender 2-Tube 22 Inch Dual Head | Sprague - Rappaport Binaural Stethoscope entrust Performance Plus Lavender 2-Tube 22 Inch Dual Head. | sprague-rappaport-binaural-stethoscope-entrust-performance-plus-lavender-2-tube-22-inch-dual-head--4ab.jpg
SKU: DKLC82122 | Dukal Caliber Type VII Gauze Sponges, Non-Sterile - Latex Free, 2â€ x 2â€, 12-ply | Caliber Type VII Gauze Sponges, Non-Sterile - Latex Free, 2â€ x 2â€, 12-ply | caliber-type-vii-gauze-sponges-non-sterile-latex-free-2-x-2-12-ply-f3c.jpg
SKU: DKL7224 | Dukal Clinisorb Non-Woven Sponges - 2â€ x 2â€, Sterile - Latex Free | Clinisorb Non-Woven Sponges - 2â€ x 2â€ | clinisorb-non-woven-sponges-2-x-2-sterile-latex-free-b6d.jpg
SKU: MKS62012400 | McKesson Blood Glucose Test Strips McKesson TRUEtrack 50 Test Strips per Box | Blood Glucose Test Strips McKesson TRUEtrack 50 Test Strips per Box | blood-glucose-test-strips-mckesson-truetrack-50-test-strips-per-box-dbf.jpg
SKU: MKS62022400 | McKesson Blood Glucose Test Strips McKesson TRUEtrack 100 Test Strips per Box | Blood Glucose Test Strips McKesson TRUEtrack 100 Test Strips per Box. | blood-glucose-test-strips-mckesson-truetrack-100-test-strips-per-box-62e.jpg
SKU: MKS62032400 | McKesson Blood Glucose Meter McKesson TRUEtrack 10 Seconds Stores 14 and 30-Day Averaging | Blood Glucose Meter McKesson TRUEtrackÂ® 10 Seconds Stores 14 and 30-Day Averaging. | blood-glucose-meter-mckesson-truetrack-10-seconds-stores-14-and-30-day-averaging--34f.jpg
SKU: MKS14132501 | McKesson Digital Oral Thermometer entrust Performance Standard Probe Hand-Held | Digital Oral Thermometer entrust Performance Standard Probe Hand-Held | digital-oral-thermometer-entrust-performance-standard-probe-hand-held-d09.jpg
SKU: DKL63401-P | Dukal Cherry Sponge C-5 Holder Sterile 5s | Cherry Sponges. | cherry-sponge-c-5-holder-sterile-5s-1cb.jpg
SKU: MKS16432509 | McKesson Sprague - Rappaport Binaural Stethoscope entrust Performance Plus Magenta 2-Tube 22 Inch Dual Head | Sprague - Rappaport Binaural Stethoscope entrust Performance Plus Magenta 2-Tube 22 Inch Dual Head. | sprague-rappaport-binaural-stethoscope-entrust-performance-plus-magenta-2-tube-22-inch-dual-head-47a.jpg
SKU: MKS60032509 | McKesson Cardiology Stethoscope ADSCOPE 601 Dark Green 1-Tube 19 Inch Dual Head | Cardiology Stethoscope ADSCOPEâ„¢ 601 Dark Green 1-Tube 19 Inch Dual Head. | cardiology-stethoscope-adscope-601-dark-green-1-tube-19-inch-dual-head-0c1.jpg
SKU: MKS70502509 | McKesson Aneroid Sphygmomanometer Brand Palm Style Hand Held 1-Tube Small Adult, Adult, Large Adult Arm | Aneroid Sphygmomanometer Brand Palm Style Hand Held 1-Tube Small Adult, Adult, Large Adult Arm | aneroid-sphygmomanometer-brand-palm-style-hand-held-1-tube-small-adult-adult-large-adult-arm-b0e.jpg
SKU: AUI760003 | Arkray Glucocard Vital Blood Glucose Meter Pink and 10 Test Strips | The GLUCOCARD Vital is everything a blood glucose meter should be â€“ fast, accurate and easy to use. A small 0.5 ÂµL sample size in our GO-based test strip platform gives accurate results in as little as 7 seconds. This auto coded meter has a 250-test memory, records 14- and 30-day averaging and is downloadable. | glucocard-vital-blood-glucose-meter-pink-and-10-test-strips--9aa.png
SKU: MKS40532400 | McKesson Blood Glucose Meter McKesson TRUEresult 4 Seconds Stores 7-, 14-, and 30-Day Averaging | Blood Glucose Meter McKesson TRUEresult 4 Seconds Stores 7-, 14-, and 30-Day Averaging. | blood-glucose-meter-mckesson-trueresult-4-seconds-stores-7-14-and-30-day-averaging-5a4.jpg
SKU: ULTM61000 | UltiMed iPet RX Diabetes Care Blood Glucose Monitoring Kit | To get an accurate blood glucose reading on your diabetic dog or cat, you must use a blood glucose monitor made specifically for dogs and cats. The iPet is accurate, easy to use, and is made specifically for dogs and cats.The Starter's kit includes everything you need to monitor your petâ€™s blood glucose from the comfort of your home. Setup is quick and easy, and you can start using it right away. | ipet-rx-diabetes-care-blood-glucose-monitoring-kit-b45.png
SKU: BYRD7189 | Bayer Blood Glucose Monitoring System, Simple Pack Meter | Includes: Meter, Carrying Case, User Guide, Clinilog & Reference Guide, CLIA Waived (POC) | blood-glucose-monitoring-system-simple-pack-meter-a4e.jpg
SKU: AUI750005 | Arkray Control Solution w/ insert for use w/ x-Meter, CLIA Waived | The blood glucose meter and the test strips are designed for glucose self-measurements by diabetics. Auto coding. Tiny 0.3uL sample size. 5 second test time. Highly accurate. Alternate site testing (forearm, upper arm, palm). Double dosing for less wasted strips. Sleek, compact test strip bottle and meter. Test strip bottle has clear bottom to view the number of test strips. Five year warranty. 14 or 30-day average. Biosensor technology. Plasma referenced results. | control-solution-w-insert-for-use-w-x-meter-clia-waived-9b3.jpg
SKU: NIMH3H0181 | Nipro Diagnostics Truebalance Test Strips 1 ml | No Code test strips that work only with the TRUEbalance blood glucose meter. | truebalance-test-strips-1-ml-b70.jpg
SKU: ISG1743965 | Health Care Wholesalers TRUEbalance Test Strips 1.0 ml | No code test strips that work only with the TRUEbalance blood glucose monitor. | truebalance-test-strips-10-ml-4ec.jpg
SKU: ISG1741794 | Health Care Wholesalers TRUEread Blood Glucose Test Strips 1.0 ml | Biosensor technology delivers results in only 10 seconds. | trueread-blood-glucose-test-strips-10-ml-c63.jpg
SKU: AGAM800003329 | Aga Matrix Presto Test Strips 0.5 ml | To be used with Presto Meter only. | presto-test-strips-05-ml-0d1.jpg
SKU: RCHE5949033001 | Roche Diagnostics Accu-Check Aviva Plus Test Strips | Improved design of these test strips makes them easier to handle and quick to fill. Require only a tiny 6 microliter blood sample at any point along the tip. Ideal for users of all ages - receiver of the Arthritis Foundation's Ease-of-Use Commendation. Manufactured in the U.S.A. For use with ACCU-CHECK meters and systems. | accu-check-aviva-plus-test-strips-a0f.jpg
SKU: ENCVTU1 | Encore Medical Encore Manual Vacuum Erection Device Manual Operation | The VTU-1 Manual System is proven with effective results (95%). This System features a two-handed manual pump along with Encore's patented Ring Ejector Sleeve System for installing the retaining ring perfectly everytime. Find out more by watching the movie below. You don't have to live with Erectile Dysfunction. | encore-manual-vacuum-erection-device-manual-operation-86b.jpg
SKU: LWSURS-10PR-7777 | LW Scientific Urine Reagent Test Strips, 10 Parameter | Tests for: Glucose, Protein, pH, Blood, Ketone, Bilirubin, Nitrite, Urobilinogen, Specific Gravity, Leukocytes. | urine-reagent-test-strips-10-parameter-cfb.jpg
SKU: LWSURS-01PR-BL77 | LW Scientific Urine Reagent Test Strips 1 Parameter Blood | LW Scientific Urine Reagent Strips (URS) are economical, easy to use and clinically tested for accuracy. | urine-reagent-test-strips-1-parameter-blood-8cd.jpg
SKU: 3M1250 | 3M Health Care Comply Steam Chemical Indicator Strips , 8" L | As an internal pack monitor, the 3M Comply Class 4 Steam Chemical Indicator offers a distinct white to dark brown/black color when exposed to steam sterilization inside each pack. It can be used in all steam sterilizers. The strip is perforated, allowing full or half-length use for different pack sizes.Class 4 Chemical Indicator for use in determining whether the sterilization process conditions were met inside each pack. Can be used in all 250-273Â°F sterilization cycles. | comply-steam-chemical-indicator-strips-8-l-2c6.jpg
SKU: AUI420005 | Arkray Control Solution, Normal, CLIA Waived | The Arkray USA Hypoguard Advance Intuition Control Solution is an intuitive solution that makes blood glucose monitoring easy. It can be used with the advance intuition meter. It ensures accurate blood glucose testing. | control-solution-normal-clia-waived-c63.jpg
SKU: BYRD7109 | Bayer Contour Control Solution Normal 2.5mL Vial | Contour Normal Level Control Solution 2-1/2mL. | contour-control-solution-normal-25ml-vial-8d1.jpg
SKU: MKS62062400 | McKesson Glucose Control Solution McKesson TRUEcontrol 3 mL Level 2 | Glucose Control Solution McKesson TRUEcontrol. | glucose-control-solution-mckesson-truecontrol-3-ml-level-2-fe1.jpg
SKU: MKS62072400 | McKesson Glucose Control Solution McKesson TRUEcontrol 3 mL Level 0 | Glucose Control Solution McKesson TRUEcontrol 3 mL Level 0 | glucose-control-solution-mckesson-truecontrol-3-ml-level-0-852.jpg
SKU: MKS62242400 | McKesson Blood Glucose Meter Kit McKesson TRUEtrack 10 Seconds Stores 14 and 30-Day Averaging | Blood Glucose Meter Kit McKesson TRUEtrack 10 Seconds Stores 14 and 30-Day Averaging. | blood-glucose-meter-kit-mckesson-truetrack-10-seconds-stores-14-and-30-day-averaging-101.jpg
SKU: BYRD7151 | Bayer Bayer's Contour Blood Glucose Monitoring System, Light Blue | For fast, accurate results using No Coding technology, automatic under fill detection, control marking and temperature correction. Fast 5-second test time, tiny 0.6 ml blood sample, pre / post meal marking for better glucose control, and approved for alternate site testing. 480 test memory with date and time. PC download option. Uses 2 CR2032, 3V lithium batteries (included). Kit includes Bayer's Contour Blood Glucose Meter, 10 test strips, Normal Control Solution, Microlet Adjustable Lancing Device with 5 lancets, Clinilog Record Diary, Quick Reference Guide, User Guide, carrying case and warranty card. 5-year warranty. For use with Bayer's Contour Blood Glucose Test Strips. | bayers-contour-blood-glucose-monitoring-system-light-blue-b8e.jpg
SKU: RLMEZ828155 | ReliaMed EasyTouch Insulin Syringe 28G x 1/2" Needle Length 1cc Volume | Easy Touch Insulin Syringes has easy to read graduated numbers. | easytouch-insulin-syringe-28g-x-1-2-needle-length-1cc-volume-4d5.jpg
SKU: RLMEZ828555 | ReliaMed EasyTouch Insulin Syringe 28G x 1/2" Needle Length 1/2cc Volume | Easy Touch Insulin Syringes has easy to read graduated numbers. Securely attached needle eliminates needle pop off. Needles are marked with bold. | easytouch-insulin-syringe-28g-x-1-2-needle-length-1-2cc-volume-d08.jpg
SKU: RLMEZ830155 | ReliaMed EasyTouch Insulin Syringe 30G x 1/2" Needle Length, 1cc Volume | Easy Touch Insulin Syringes has easy to read graduated numbers. Securely attached needle eliminates needle pop off. Needles are marked with bold. | easytouch-insulin-syringe-30g-x-1-2-needle-length-1cc-volume-cf2.jpg
SKU: RLMEZ830165 | ReliaMed EasyTouch Insulin Syringe 30G x 5/16" Needle Length, 1cc Volume | Easy Touch Insulin Syringes has easy to read graduated numbers. Securely attached needle eliminates needle pop off. Needles are marked with bold. | easytouch-insulin-syringe-30g-x-5-16-needle-length-1cc-volume-9f8.jpg
SKU: RLMEZ830355 | ReliaMed EasyTouch Insulin Syringe 30G x 1/2" Needle Length, 3/10cc Volume | Easy Touch Insulin Syringes has easy to read graduated numbers. Securely attached needle eliminates needle pop off. Needles are marked with bold. | easytouch-insulin-syringe-30g-x-1-2-needle-length-3-10cc-volume-a4a.jpg
SKU: RLMEZ830365 | ReliaMed EasyTouch Insulin Syringe 30G x 5/16" Needle Length, 3/10cc | Easy Touch Insulin Syringes has easy to read graduated numbers. Securely attached needle eliminates needle pop off. Needles are marked with bold. | easytouch-insulin-syringe-30g-x-5-16-needle-length-3-10cc-2e9.jpg
SKU: RLMEZ830555 | ReliaMed EasyTouch Insulin Syringe 30G x 1/2" Needle Length, 1/2cc Volume | Easy Touch Insulin Syringes has easy to read graduated numbers. Securely attached needle eliminates needle pop off. Needles are marked with bold. | easytouch-insulin-syringe-30g-x-1-2-needle-length-1-2cc-volume-dd5.jpg
SKU: RLMEZ830565 | ReliaMed EasyTouch Insulin Syringe 30G x 5/16" Needle Length, 1/2cc Volume | Easy Touch Insulin Syringes has easy to read graduated numbers.Securely attached needle eliminates needle pop off. Needles are marked with bold. | easytouch-insulin-syringe-30g-x-5-16-needle-length-1-2cc-volume-fdd.jpg
SKU: RLMEZ831365 | ReliaMed EasyTouch Insulin Syringe 31G x 5/16" Needle Length, 3/10cc Volume | Easy Touch Insulin Syringes has easy to read graduated numbers. Securely attached needle eliminates needle pop off. Needles are marked with bold. | easytouch-insulin-syringe-31g-x-5-16-needle-length-3-10cc-volume-71f.jpg
SKU: RLMEZ831565 | ReliaMed EasyTouch Insulin Syringe 31G x 5/16" Needle Length 1/2cc Volume | Easy Touch Insulin Syringes has easy to read graduated numbers. Securely attached needle eliminates needle pop off. Needles are marked with bold. | easytouch-insulin-syringe-31g-x-5-16-needle-length-1-2cc-volume-2f6.jpg
SKU: MKS13322500 | McKesson Blood Pressure Unit Inflation Bulb and Valve Standard | Blood Pressure Unit Inflation Bulb and Valve Standard Black Bulb with Chrome plated Deflation Valve. | blood-pressure-unit-inflation-bulb-and-valve-standard-126.jpg
SKU: HTLS7043 | HTL-STREFA Inc. Medlance Plus Lite Needle 25G Purple Depth: 1.5 mm | Collecting blood has never been so painless! Ideal for blood glucose monitoring purposes. | medlance-plus-lite-needle-25g-purple-depth-15-mm-9ec.jpg
SKU: GF3554 | Graham Field Feather Disposable Blood Lancet | Microsharp point provides quick and clean puncture | feather-disposable-blood-lancet-fec.png
SKU: HTLS7162 | HTL-STREFA Inc. Droplet Lancet 30G Purple | Personal lancets are single-use plastic molded needles required in daily diabetes management programs. Pricking the fingers is an integral part of self-monitoring of blood glucose and part of everyday life for millions of people with diabetes. A little finger prick, followed by a drop of blood on the testing strip allows people to view blood glucose levels within seconds. This helps patients to identify symptoms of hypo/ hyperglycaemia and prevent diabetes long-term complications. | droplet-lancet-30g-purple-7ab.jpg
SKU: OMIAT0530 | Owen Mumford Unilet Excelite Lancets Ultra Thin 28G | The Unilet range of lancet designs and needle specifications allows users to select the most suitable lancet for their needs. Compatible with most capilary blood lancing devices.The specially shaped needles and choice of needle diameters enable users to obtain blood samples with minimum discomfort or tissue damage. This makes it easier to comply with the daily practice of blood glucose monitoring.Unilet lancets have a universal design which allows users to choose the gauge and shape of lancet best suited to them and their lancing device. | unilet-excelite-lancets-ultra-thin-28g-215.jpg
SKU: MKS20512400 | McKesson Lancet McKesson Needle 28 Gauge | Lancet McKesson Needle 28 Gauge. | lancet-mckesson-needle-28-gauge-3a4.jpg
SKU: MKS65002400 | McKesson Lancing Device 5 Settings (1 to 5 mm) Spring-Loaded Trigger Button | Lancing Device 5 Settings (1 to 5 mm) Spring-Loaded Trigger Button. | -lancing-device-5-settings-1-to-5-mm-spring-loaded-trigger-button--3c2.jpg
SKU: BOCM8326301001 | Boca Medical Products 30 Gauge Ultilet Classic Twist Off Lancet | Our Ultilet Classic Lancetâ€™s finely honed, tri-bevel stainless steel tip provides a virtually pain free test. The easy twist-off top design also fits most lancing devices sold. The smooth, tri-bevel tip will help to provide a virtually pain-free testing experience and will fit most lancing devices. The thin gauge is ideal for those with sensitive or non-callused fingers. | 30-gauge-ultilet-classic-twist-off-lancet-f31.jpg
SKU: BOCM8326281001 | Boca Medical Products Classic Twist Off Lancet, Gauge: 28 ga | Smooth, tri-bevel tip will help to provide a virtually pain-free testing experience and will fit most lancing devices. | classic-twist-off-lancet-gauge-28-ga-684.jpg
SKU: ABBT13001 | Abbot Nutrition FreeStyle Sterile Lancets, 28 ga | Made with very fine 28 gauge stainless steel for comfort and less pain. Sterilized for patient protection. Can be used with most lancing devices. | freestyle-sterile-lancets-28-ga-17c.jpg
SKU: LFCN22136 | Lifescan Life Scan OneTouch Lancet | More comfortable testing with Advanced Glide Control for more precise lancing and reduced vibration for smoother lancing. | life-scan-onetouch-lancet-dc4.jpg
SKU: RCHE971 | Roche Diagnostics Accu-Chek Softclix Lancets Retail | Accu-Chek Softclix Lancets Retail. | accu-chek-softclix-lancets-retail-ec0.jpg
SKU: RCHE3789721001 | Roche Diagnostics Accu-Chek Softclix Lancets, DME / Home Delivery | 28-gauge needle minimizes discomfort due to unique design for accurate penetration. Use only with ACCU-CHEK Softclix Lancet Device. Customer must be preapproved to order DME/Home Delivery product. | accu-chek-softclix-lancets-dme-home-delivery-a60.jpg
SKU: RLMZPL12000 | ReliaMed Mini Universal Lancing Device with Adjustable Depth and Alternate Site | Small and portable size (3.75" long.) Fits most lancets. Includes fingertip (adjustable to six depth settings) cap and a clear alternate site cap (single setting) for increased comfort. | mini-universal-lancing-device-with-adjustable-depth-and-alternate-site-903.jpg
SKU: RLMUK100701A | ReliaMed Safety-Let Lancet 28G | Specialty Medical Safety-Let Lancets Recommended for use with the Specialty Medical Supplies Safety-Let Lancing Device. Patented Safety Seals on each side of the lancet head ensure that the product has never been tampered with, or used before. Needles used in the lancets have electro polished, tribevel tips that provide maximum patient comfort. Provides consistent depth penetration. | safety-let-lancet-28g-d4e.jpg
SKU: RLMZPL10030 | ReliaMed Safety Seal Lancets 30G Blue | ReliaMed Safety Seal Lancets, 30G, Blue , have patented safety seals on each side of the lancet head ensure that the product has never been tampered with, or used before. Engineered to twist off using the same amount of force as traditional twist-top lancets. Needles have tribevel, electropolished tips for maximum comfort. Compatible with most lancing devices. Single use; sterile. | safety-seal-lancets-30g-blue-867.png
SKU: RLMZPL20028 | ReliaMed Twist and Cap Lancets 28G Purple | ReliaMed Twist and Cap Lancets are uniquely designed with wings on each side of the lancet cap that contribute to the ease of twisting and recapping, which provides larger surface area for gripping. | twist-and-cap-lancets-28g-purple-a12.jpg
SKU: RLMZPL10030A | ReliaMed Universal Lancets 30G Blue 100 count | ReliaMed 30 Gauge Lancets, ultra thin tri-bevel tip. | universal-lancets-30g-blue-100-count-b2f.jpg
SKU: CM2697 | Complete Medical Monolet Style Lancets Twist Top 28G | Fine gauge, tri-bevel tip for virtually painless sampling. Consistent depth penetration. Unique design fits almost all lancing devices. 100 sterile lancets. | monolet-style-lancets-twist-top-28g-6d4.jpg
SKU: CM2675 | Complete Medical Auto Blood Lancing Device | Can be used with any standard size lancet. | auto-blood-lancing-device-9c4.jpg
SKU: BMUD802016G | Bard Medical Closed System Foley Tray 16FR - Each | 5cc silicone-elastomer coated latex Foley catheter preconnected to a 2000ml urine drainage bag. Waterproof underpad, fenestrated drape, 3 povidone iodine swabsticks, prefilled 10cc inflation syringe, 5g lubricating jelly, 2 gloves, specimen container with label. CSR-wrap covered tray, single-use, sterile. | closed-system-foley-tray-16fr-each-288.jpg
SKU: BMUD802018G | Bard Medical Closed System Foley Tray 18FR - Each | 5cc silicone-elastomer coated latex Foley catheter preconnected to a 2000ml urine drainage bag. Waterproof underpad, fenestrated drape, 3 povidone iodine swabsticks, prefilled 10cc inflation syringe, 5g lubricating jelly, 2 gloves, specimen container with label. CSR-wrap covered tray, single-use, sterile. | closed-system-foley-tray-18fr-each-288.jpg
SKU: BMUD800516G | Bard Medical 5cc Catheterization Tray 16FR - Each | Silicone-elastomer coated latex Foley catheter in a CSR-wrap covered tray. Waterproof underpad, 3 povidone iodine swabsticks, prefilled inflation syringe, 5g lubricating jelly packet, 2 gloves. Single-use, sterile. | 5cc-catheterization-tray-16fr-each-72c.jpg
SKU: AIIAS136G | Amsino Piston Irrigation Tray Includes 1000cc Outer Tray 500cc Graduated Container 60cc Thumb Control Ring Syringe Alcohol Prep Pad Large Moisture-Proof Underpad - Each | Latex free. | piston-irrigation-tray-includes-1000cc-outer-tray-500cc-graduated-container-60cc-thumb-control-ring-syringe-alcohol-prep-pad-large-moisture-proof-unde-e97.jpg
SKU: AIIAS130G | Amsino Bulb Irrigation Tray Includes: 1000cc Outer Tray 500cc Graduated Container 60cc Bulb Irrigation Syringe Alcohol Prep Pad Large Moisture-Proof Underpad - Each | Latex free. | bulb-irrigation-tray-includes-1000cc-outer-tray-500cc-graduated-container-60cc-bulb-irrigation-syringe-alcohol-prep-pad-large-moisture-proof-underpad--ec8.jpg
SKU: AIIAS880G | Amsino Foley Insertion Tray Prefilled 10cc Syringe of Sterile Water | Tray includes: 1000cc outer basin tray, pair of vinyl gloves, waterproof drape, lubricating jelly, fenestrated drape, and (3) PVP swabsticks. | foley-insertion-tray-prefilled-10cc-syringe-of-sterile-water--300.jpg
SKU: AIIAS890G | Amsino Foley Insertion Tray Prefilled 30cc Syringe of Sterile Water - Each | Sterile and latex free. Tray includes: 1000cc outer basin tray, pair of vinyl gloves, waterproof drape, lubricating jelly, fenestrated drape, and (3) PVP swabsticks. | foley-insertion-tray-prefilled-30cc-syringe-of-sterile-water-each-166.jpg
SKU: AIIAS870G | Amsino Urethral Catheter Tray 14FR Urethral PVC Catheter Sterile & Latex Free - Each | Tray includes: 1000cc outer basin tray, pair of vinyl gloves, waterproof drape, lubricating jelly, 4 oz specimen container, fenestrated drape, and (3) PVP swabsticks. | urethral-catheter-tray-14fr-urethral-pvc-catheter-sterile-amp-latex-free-each-b89.jpg
SKU: AIIAS87114G | Amsino Urethral Catheter Tray 14FR Red Rubber Urethral Catheter Sterile - Each | Tray includes: 1000cc outer basin tray, pair of vinyl gloves, waterproof drape, lubricating jelly, 4 oz specimen container, fenestrated drape, and (3) PVP swabsticks. | urethral-catheter-tray-14fr-red-rubber-urethral-catheter-sterile-each-d5a.jpg
SKU: CVN76000G | Covidien Prefilled Syringe 30cc PVP Swabsticks - Each | All trays contain (unless otherwise indicated): Peel back Lidded Tray, underpad, Safeskin Purple Nitrile Exam Gloves, fenestrated drape, lubricating jelly and graduated basin. | prefilled-syringe-30cc-pvp-swabsticks-each-34a.jpg
SKU: CVN76010G | Covidien Prefilled Syringe 10cc PVP Swabsticks - Each | All trays contain (unless otherwise indicated): Peel back Lidded Tray, underpad, Safeskin Purple Nitrile Exam Gloves, fenestrated drape, lubricating jelly and graduated basin. | prefilled-syringe-10cc-pvp-swabsticks-each-34a.jpg
SKU: CVN76030G | Covidien Prefilled Syringe 100cc BZK Swabsticks - Tray | All trays contain (unless otherwise indicated): Peel back Lidded Tray, underpad, Safeskin Purple Nitrile Exam Gloves, fenestrated drape, lubricating jelly and graduated basin. | prefilled-syringe-100cc-bzk-swabsticks-tray-34a.jpg
SKU: CVN68800G | Covidien Piston Syringe 60cc 1200cc Irrigation Tray Lid - Tray | Tray includes: 500cc graduated container, waterproof drape, alcohol prep, protector cap. | piston-syringe-60cc-1200cc-irrigation-tray-lid-tray-a53.jpg
SKU: CVN67800G | Covidien Bulb Syringe 60cc 1200cc Irrigation Tray Lidded - Each | Tray includes: 500cc graduated container, waterproof drape, alcohol prep, protector cap. | bulb-syringe-60cc-1200cc-irrigation-tray-lidded-each-a53.jpg
SKU: CVN3141G | Covidien Curity Open System Tray Vinyl PVP - Each | All trays feature (unless otherwise indicated): CSR wrap, underpad, SAFESKIN PURPLE NITRILE exam gloves, PVP solution 10%, prepping balls, forceps, lubricating jelly, specimen container. | curity-open-system-tray-vinyl-pvp-each-ed3.jpg
SKU: CVN75000G | Covidien Urethral Cath Tray 14FR Plastic/BZK - Tray | All trays feature (unless otherwise indicated): Peel-back lid, underpad, waterproof drape, lubricating jelly, SAFESKIN PURPLE NITRILE exam gloves and specimen container. | urethral-cath-tray-14fr-plastic-bzk-tray-6fb.jpg
SKU: CVN5029G | Covidien Catheter Insertion Tray 10cc Prefilled Syringe - Tray | All trays contain (unless otherwise indicated): CSR wrapped, Lidded tray, underpad, Safeskin Purple Nitrile Exam Gloves, fenestrated drape, PVP solution, prepping balls, forceps, lubricating jelly, specimen container & graduated basin. | catheter-insertion-tray-10cc-prefilled-syringe-tray-b91.jpg
SKU: CVN5027G | Covidien Catheter Insertion Tray 30cc Prefilled Syringe - Tray | All trays contain (unless otherwise indicated): CSR wrapped, Lidded tray, underpad, Safeskin Purple Nitrile Exam Gloves, fenestrated drape, PVP solution, prepping balls, forceps, lubricating jelly, specimen container & graduated basin. | catheter-insertion-tray-30cc-prefilled-syringe-tray-b91.jpg
SKU: CVN3716G | Covidien Foley Catheterization Tray Silicone Coated Latex Catheter 16FR 5cc Drain Bag - Tray | Includes: #3512 Drain Bag-2000ml capacity, absorbent underpad, Safeskin Purple Nitrile Exam Gloves, fenestrated drape, PVP swab sticks (3), lubricating jelly, 5 gram pouch, CSR wrapped, specimen container with cap and 10cc prefilled syringe. | foley-catheterization-tray-silicone-coated-latex-catheter-16fr-5cc-drain-bag-tray-d09.jpg
SKU: CVN2101G | Covidien Universal Catheterization Tray Foley Latex Catheter 16FR 5cc Specimen Container - Each | All trays contain (unless otherwise indicated): CSR wrap, underpad, Safeskin Purple Nitrile Exam Gloves, fenestrated drape, PVP solution (10%), prepping balls, forceps, lubricating jelly, 10cc prefilled water syringe, specimen container and graduated basis. | universal-catheterization-tray-foley-latex-catheter-16fr-5cc-specimen-container-each-97b.jpg
SKU: BBNV4608-20G | B Braun Medical Continuous Overhead Irrigation Set Non-Vented Spike 0.188" ID Tubing Drip Chamber Roller Clamp 4 1/2" Distal Connector 82"L Latex Free - Each | B BRAUN IRRIGATION/UROLOGY SETS | continuous-overhead-irrigation-set-non-vented-spike-0188-id-tubing-drip-chamber-roller-clamp-4-1-2-distal-connector-82l-latex-free-each-699.jpg
SKU: MMPL4093G | Medegen Medical Products Irrigation Tray Piston Syringe - Each | Ideal for irrigating wounds, catheters, etc. All trays contain a 60 cc syringe, graduated container, tip protector, waterproof drape and alcohol prep pad. Graduated container is marked in 50 cc (ml) and 1 oz increments up to 500 cc's. | irrigation-tray-piston-syringe-each-404.jpg
SKU: CAH37024- | Cardinal Health Suction Catheter Kit 10FR SAFE-T-VAC | Sterile and latex free. Coil packed with Safe-T-Vac valve, (2) Walleted Blue Nitrile Latex Free Exam Gloves and pop-up solution cup in sterile inner wrap. | suction-catheter-kit-10fr-safe-t-vac-ba0.jpg
SKU: CAH3044- | Cardinal Health Universal Catheterization Tray Foley Latex Catheter 18FR 5cc Specimen Container | All trays contain (unless otherwise indicated): CSR wrap, underpad, Safeskin Purple Nitrile Exam Gloves, fenestrated drape, PVP solution (10%), prepping balls, forceps, lubricating jelly, 10cc prefilled water syringe, specimen container and graduated basis. | universal-catheterization-tray-foley-latex-catheter-18fr-5cc-specimen-container-c53.jpg
SKU: GF3258 | Grafco Instrument Trays Without Cover 8 7/8" x 5" x 2" | Grafco Stainless Steel Catheter Trays are an ideal item for any hospital, laboratory, or healthcare facility. | instrument-trays-without-cover-8-7-8-x-5-x-2-ae2.jpg
SKU: JON99213 | Johnson & Johnson STERRAD Instrument Tray Mat 21.5" x 10" | Durable material stands up to washer and sterilization processes. -Fully validated for use in all STERRAD Systems, pre-vacuum steam and ethylene oxide sterilization. -Full line of trays, mats and instrument holders allow you to customize instrument sets. -Lightweight design and snug-fitting lid for ease in handling. -Stackable design to optimize space efficiency for storage. | sterrad-instrument-tray-mat-215-x-10-902.jpg
SKU: GF3254 | Graham Field Instrument Catheter Trays With Strap Handle Cover 8.5" x 3" x 1.5" | Instrument catheter trays with strap handle cover - 8 Â½" x 3" x 1 Â½" | instrument-catheter-trays-with-strap-handle-cover-85-x-3-x-15-312.jpg
SKU: GF3255 | Graham Field Instrument Catheter Trays With Strap Handle Cover 8.87" x 5" x 2" | Instrument catheter trays with strap handle cover -8 7/8" x 5" x 2". | instrument-catheter-trays-with-strap-handle-cover-887-x-5-x-2-170.jpg
SKU: GF3257 | Graham Field Instrument Catheter Trays With Strap Handle Cover - 17" x 4" x 2 1/8" | 17" x 4" x 2 1/8" | instrument-catheter-trays-with-strap-handle-cover-17-x-4-x-2-1-8-1b7.jpg
SKU: BMUD800316 | Bard Medical 30cc Catheterization Tray 16FR | Silicone-elastomer coated latex Foley catheter in a CSR-wrap covered tray. Waterproof underpad, 3 povidone iodine swabsticks, prefilled inflation syringe, 5g lubricating jelly packet, 2 gloves. | 30cc-catheterization-tray-16fr-b57.jpg
SKU: CVN3716 | Covidien Foley Catheterization Tray Silicone Coated Latex Catheter 16FR 5cc Drain Bag | Includes: #3512 Drain Bag-2000ml capacity, absorbent underpad, Safeskin Purple Nitrile Exam Gloves, fenestrated drape, PVP swab sticks (3), lubricating jelly, 5 gram pouch, CSR wrapped, specimen container with cap and 10cc prefilled syringe. | foley-catheterization-tray-silicone-coated-latex-catheter-16fr-5cc-drain-bag-e27.jpg
SKU: BMUD772414 | Bard Medical Bilevel Urethral Catheter Tray With 15 Fr Red Rubber Cath | Bilevel Urethral Catheter Tray With 15 Fr Red Rubber Cath | bilevel-urethral-catheter-tray-with-15-fr-red-rubber-cath-9bc.jpg
SKU: CVN80159 | Covidien Curity Dressing Change Kit | CURITY Dressings Change Trays are convenient sterile trays complete with commonly used products, such as Povidone-Iodine prepping solution. They are designed to help facilitate faster dressing changes. | curity-dressing-change-kit-266.jpg
SKU: CVN6255 | Covidien Add-A-Foley Catheter Tray with #6209 Drain Bag 2000mL | Dover Urine Drainage Bag Add-a-Foley Tray | add-a-foley-catheter-tray-with-6209-drain-bag-2000ml-165.jpg
SKU: CVN3217 | Covidien Red Rubber Latex Catheter 14FR | CURITY Urethral Catheter Tray (Open), Clear Vinyl, Red Rubber, ULTRAMER Red Rubber 14-16 Fr., ADD-A-CATH, (CSR wrap, underpad, Nitrile Exam Gloves, PVP Solution, prepping balls, forceps, lubricating jelly, specimen container), 20/ca | red-rubber-latex-catheter-14fr-1e3.jpg
SKU: CRTLDT-01A | Certol ProTray Disposable Instrument Trays Flat Hygiene Tray 8-3/8" x 10" White | ProTray disposable trays are rigid disposableinstrument trays with a smooth, glossy finish. Theyprevent cross-contamination, save time and functionas an â€œalternateâ€ work surface for mixing, one-handedneedle recapping and storage. | protray-disposable-instrument-trays-flat-hygiene-tray-8-3-8-x-10-white-4af.jpg
SKU: CVN3141 | Covidien Dover Open Urethral Tray with Vinyl Catheter | All trays feature (unless otherwise indicated): CSR wrap, underpad, SAFESKIN PURPLE NITRILE exam gloves, PVP solution 10%, prepping balls, forceps, lubricating jelly, specimen container. | dover-open-urethral-tray-with-vinyl-catheter-c04.jpg
SKU: HARMS8160CATH-4 | Harloff Catheter Preconfigured Triple Column Medical Storage Cart with Tambour Door | The MS8160-CATH4 Catheter Procedure Cart is a triple column cart with tambour door specifically designed for use in a cath lab, i.e. an examination room in a hospital or clinic with diagnostic imaging equipment used to support the catheterization procedure. Since hospital space is at a premium, the MS8160-CATH4 is perfect for storing, protecting and transporting medical instruments and supplies in a cart that comes fully assembled and ready to use. Keep track of supplies while reducing excess inventory with a modular system of exchange trays, wire baskets or catheter slides. Designed for hospitals where there is never enough space in surgical workplaces. Increase workspace efficiency and improve workflow cut costs, decrease waste, improve productivity and enhance patient care. Various heights for plastic trays and wire baskets are available: choose from two inch, four inch or eight inch plastic trays; choose from four inch or seven inch wire baskets. Achieve space savings by using sliding dividers for storing drugs and medical supplies. | catheter-preconfigured-triple-column-medical-storage-cart-with-tambour-door-9c3.jpg
SKU: CRFUT61C | CareFusion Single Catheter With Control Port Looped 10 Fr | Our Tri-Flo suction catheters are designed with two triangular eyes and a beveled tip to be less traumatic to your patients while still providing high suctioning efficiency. | #NAME?
SKU: RCMC33104 | Rochester Medical UltraFlex Self Adhering Catheter Large 36 mm | Silicone catheter features a built-in adhesive band in a length and placement typical of traditional male external catheters. Material is soft and breathable for enhanced comfort and optimal skin health. Clear sheath allows easy monitoring of skin integrity. Kink-resistant design ensures continuous flow of urine. Skin-friendly, non-sensitizing adhesive integrated into the sheath lining in a uniform ring for comfortable security. Good choice for a wide range of patients. | ultraflex-self-adhering-catheter-large-36-mm-450.jpg
SKU: BMUD94140 | Bard Medical Davol Red Rubber All-Purpose Urethral Cath, 14Fr 16" | Davol Red Rubber All-Purpose Urethral Cath, 14Fr 16" | davol-red-rubber-all-purpose-urethral-cath-14fr-16-e34.jpg
SKU: BMUD128150 | Bard Medical Tracheal Suction Latex Rubber Catheter, 14 - 16 Fr, 18" | Tracheal Suction Latex Catheter(18" Whistle Tip with Thumb Valve)Suction catheters are flexible, long tubes used to remove respiratory secretions from the airway. The purpose of suctioning is to keep the airway clear of secretions and to prevent plugging. One end of the suction catheter is connected to a collection container (suction canister) and a device that generates suction. The open end is advanced through the airway (endotrachel or tracheostomy tube) to remove secretions. | tracheal-suction-latex-rubber-catheter-14-16-fr-18-9da.jpg
SKU: BMUD421714 | Bard Medical Clean Cath Vinyl Catheter 16In Long 14 Fr | Clean Cath Vinyl Catheter 16In Long 14 Fr 50/Case | clean-cath-vinyl-catheter-16in-long-14-fr-281.jpg
SKU: CRFUT160C | CareFusion NoTouch Single Catheter | No-Touch Single Catheter, 14 Fr | notouch-single-catheter--08a.jpg
SKU: CRFUT164C | CareFusion No Touch Suction Catheter,10Fr | No Touch Suction Catheter,10Fr | no-touch-suction-catheter10fr-be4.jpg
SKU: MCJ5445-2 | M.C. Johnson Company Cath Secure Multi Purpose Tube Holder with Single Tab | CATH-SECURE Single Tab is the original multi-purpose single tab tube holder. It provides an efficient, standardized system for securing catheters and medical tubing. The device is easy to adjust and may remain in place for approximately one week without altering skin integrity. | cath-secure-multi-purpose-tube-holder-with-single-tab-e12.png
SKU: DL316 | Dale Medical Hold-n-Place Leg Band Foley Catheter Tube Holder with Velcro | Dale Foley Catheter Holder will help you put an end to the problems associated with tape and reduce the potential for infection and trauma. Easy to put on and take off, the Dale Foley Catheter Holder features a dual, patented, locking device that securely anchors the catheter in place. It helps minimize patient tampering, facilitates catheter traction, encourages mobility and can be moved from leg to leg with total ease. The legband is comfortable due to a unique, stretch material that distributes compression evenly around the thigh to avoid a tourniquet effect. A VelcroÂ® fastener engages the band at any point for a custom fit. | hold-n-place-leg-band-foley-catheter-tube-holder-with-velcro-5ab.jpg
SKU: COLP214 | Coloplast Self-Cath Straight Tipped Catheter, Funnel End, 6", 14 Fr, Female | Single use catheter designed for intermittent self-catheterization. Manufactured with high quality standards of medical-grade, latex-free PVC material. Fire polished eyelets and siliconized surface allow smooth insertion and reduce the risk of urethral trauma. Individually packaged sterile for men, women, adolescents and pediatrics.Color Code Green. | self-cath-straight-tipped-catheter-funnel-end-6-14-fr-female-03e.jpg
SKU: COLP208 | Coloplast Self-Cath Straight Tipped Catheter, Funnel End, 6", 8 Fr, Female | Single use catheter designed for intermittent self-catheterization. Manufactured with high quality standards of medical-grade, latex-free PVC material. Fire polished eyelets and siliconized surface allow smooth insertion and reduce the risk of urethral trauma. Individually packaged sterile for men, women, adolescents and pediatrics. Color Code Blue. | self-cath-straight-tipped-catheter-funnel-end-6-8-fr-female-0f4.jpg
SKU: COLP212 | Coloplast Self-Cath Straight Tipped Catheter, Funnel End,12 Fr, Female | The Self-Cath Female catheter has been designed for the shorter female urethra. | self-cath-straight-tipped-catheter-funnel-end12-fr-female-dec.jpg
SKU: COLP210 | Coloplast Self-Cath Straight Tipped Catheter, Funnel End, 6", 10 Fr, Female | Single use catheter designed for intermittent self-catheterization. Manufactured with high quality standards of medical-grade, latex-free PVC material. Fire polished eyelets and siliconized surface allow smooth insertion and reduce the risk of urethral trauma. Individually packaged sterile for men, women, adolescents and pediatrics. Color Code Black. | self-cath-straight-tipped-catheter-funnel-end-6-10-fr-female-f2d.jpg
SKU: COLP412 | Coloplast Self Cath Straight Tipped Catheter Funnel End | Single use catheter designed for intermittent self-catheterization. | self-cath-straight-tipped-catheter-funnel-end--92e.jpg
SKU: COLP410 | Coloplast Self-Cath Straight Tipped Catheter, Funnel End, 16", 10 Fr, Male | Single use catheter designed for intermittent self-catheterization. Manufactured with high quality standards of medical-grade, latex-free PVC material. Fire polished eyelets and siliconized surface allow smooth insertion and reduce the risk of urethral trauma. Individually packaged sterile for men, women, adolescents and pediatrics. Color Code Black. | self-cath-straight-tipped-catheter-funnel-end-16-10-fr-male-278.jpg
SKU: COLP414BX | Coloplast Self-Cath Straight Tipped Catheter, Funnel End, 14 Fr | The Self-Cath Straight Tip catheter with fire-polished eyelets and a siliconized surface for smooth insertion. | self-cath-straight-tipped-catheter-funnel-end-14-fr-2a0.jpg
SKU: COLP418 | Coloplast Self-Cath Straight Tipped Catheter, Funnel End, 16", 18 Fr, Male | Single use catheter designed for intermittent self-catheterization. Manufactured with high quality standards of medical-grade, latex-free PVC material. Fire polished eyelets and siliconized surface allow smooth insertion and reduce the risk of urethral trauma. Individually packaged sterile for men, women, adolescents and pediatrics. Color Code Red. | self-cath-straight-tipped-catheter-funnel-end-16-18-fr-male-bd6.jpg
SKU: COLP416 | Coloplast Self-Cath Straight Tipped Catheter, Funnel End, 16 Fr | Single use catheter designed for intermittent self-catheterization. Manufactured with high quality standards of medical-grade, latex-free PVC material. Fire polished eyelets and siliconized surface allow smooth insertion and reduce the risk of urethral trauma. Individually packaged sterile for men, women, adolescents and pediatrics. Color Code Orange. | self-cath-straight-tipped-catheter-funnel-end-16-fr-393.jpg
SKU: COLP408 | Coloplast Self-Cath Straight Tipped Catheter, Funnel End, 16", 8 Fr, Male | Single use catheter designed for intermittent self-catheterization. Manufactured with high quality standards of medical-grade, latex-free PVC material. Fire polished eyelets and siliconized surface allow smooth insertion and reduce the risk of urethral trauma. Individually packaged sterile for men, women, adolescents and pediatrics. Color Code Blue. | self-cath-straight-tipped-catheter-funnel-end-16-8-fr-male-86c.jpg
SKU: COLP310 | Coloplast Self-Cath Pediatric Catheter, Luer End, 10 Fr | Self-Cath 10â€ Pediatric catheters have been designed to accurately fit pediatrics. | self-cath-pediatric-catheter-luer-end-10-fr-785.jpg
SKU: COLP308 | Coloplast Self Cath Pediatric Catheter Luer End 10" 8 Fr | Self-CathÂ® Catheters are intended for use in male, female, and pediatric patients (neonates, infants, children, adolescents, and transitional adolescents) requiring bladder drainage as determined by their physician. The catheter is indicated for those individuals unable to promote a natural urine flow or for those individuals who have a significant volume of residual urine following a natural bladder-voiding episode. This single-use device can be used by either the patient, once appropriate training has taken place, or by a trained healthcare professional. This device is prescribed by your physician so consult your physician prior to performing self-catheterization and follow the instructions. The risk information provided here is not comprehensive. To learn more, talk to your healthcare provider. For further information, call Coloplast Corp. at 1-866-226-6362 and/or consult the company website at www.coloplast.us. Rx Only. | self-cath-pediatric-catheter-luer-end-10-8-fr-936.png
SKU: RCMC61914 | Rochester Medical Antibacterial Personal Catheter, Female, 14 Fr, 6" | Antibacterial Personal Catheter elutes nitrofurazone, a common antibacterial agent, which provides a urinary antiseptic to the urethral-catheter boundary during catheterization, protecting against urinary tract infections. All-silicone catheter design provides enhanced comfort and virtually friction-free insertion and removal. 100% Latex-free material eliminates concerns of potential health risks that may be associated with repeated exposure to latex and PVC-containing devices. | antibacterial-personal-catheter-female-14-fr-6-78b.jpg
SKU: COLP460 | Coloplast Self-Cath Straight Tipped, White, 12 Fr | Single use catheter designed for intermittent self-catheterization specially packaged in curved packaging. Manufactured with high quality standards of medical-grade, latex-free PVC material. Fire polished eyelets and siliconized surface allow smooth insertion and reduce the risk of urethral trauma. 16" long catheter is individually packaged sterile in curved packaging. | self-cath-straight-tipped-white-12-fr-e93.jpg
SKU: COLP4212 | Coloplast Self-Cath Plus Hydrophilic Coated Catheter - Sterile, 6", Funnel End, 12 Fr | This intermittent catheter has a hydrophilic coating that activates immediately upon exposure to water - for fast, clean, lubrication and maximum ease of use. The Self-Cath Plus has a unique, uncoated, GripZone area for total control in handling. Flexible, medical grade PVC with smooth, fire polished eyes. Available in several sizes and styles. Single use, latex-free. | self-cath-plus-hydrophilic-coated-catheter-sterile-6-funnel-end-12-fr-280.jpg
SKU: COLP4414 | Coloplast Self-Cath Plus Hydrophilic Coated Catheter - Sterile, 16", Funnel End, 14 Fr | This intermittent catheter has a hydrophilic coating that activates immediately upon exposure to water - for fast, clean, lubrication and maximum ease of use. The Self-Cath Plus has a unique, uncoated, GripZone area for total control in handling. Flexible, medical grade PVC with smooth, fire polished eyes. Available in several sizes and styles. Single use, latex-free. | self-cath-plus-hydrophilic-coated-catheter-sterile-16-funnel-end-14-fr-2e3.jpg
SKU: COLP4214 | Coloplast Self-Cath Plus Hydrophilic Coated Catheter - Sterile, 6", Funnel End, 14 Fr | This intermittent catheter has a hydrophilic coating that activates immediately upon exposure to water - for fast, clean, lubrication and maximum ease of use. The Self-Cath Plus has a unique, uncoated, GripZone area for total control in handling. Flexible, medical grade PVC with smooth, fire polished eyes. Available in several sizes and styles. Single use, latex-free. | self-cath-plus-hydrophilic-coated-catheter-sterile-6-funnel-end-14-fr-0ad.jpg
SKU: HOLS9207 | Hollister Extended Wear Male External Catheter 26 - 30 mm | Latex Male External Catheter Features Improved Skin Care Made Possible By An Integrated Inner Flap That Minimizes Urine Back Flow. Easy To Apply With Its Plastic Collar. Attaches Securely And Seals To The Skin With An Integral Adhesive. Safely Conducts Urine Through Double Convolutions That Resist Kinking And Twisting, Keeping Fluid Pathway Open. | extended-wear-male-external-catheter-26-30-mm-b6c.jpg
SKU: COLP28584 | Coloplast SpeediCath Compact Catheter for Women, 2.75", 14 Fr | SpeediCath Compact is a next generation hydrophilic-coated catheter designed specifically for women. Permanently hydrated and packaged in sterile saline solution and ready to use right out of the pack. The unique SpeediCath hydrophilic coating offers even lower friction than traditional hydrophilic-coated catheters for even greater comfort and minimal risk of urethral micro-trauma. Offers discretion and improved handling over traditional hydrophilic-coated catheters. Color Code Green. | speedicath-compact-catheter-for-women-275-14-fr-d2d.jpg
SKU: BMUD265722 | Bard Medical Silicone Elastomer Coated Latex Catheter, Sterile, 5 cc, 22 Fr, 2-Way | Short length with 2 opposing eyes. Coating provides protection against urethral irritation.Configuration 2-Way. | silicone-elastomer-coated-latex-catheter-sterile-5-cc-22-fr-2-way-0c9.jpg
SKU: CULCK1 | Cure Medical Catheter Insertion Kit Without universal connector | The Cure MedicalÂ® catheter insertion kit includes a nonstaining BZK wipe, one packet of lubricating jelly, one pair of ambidextrous gloves, a collection bag (with or without a universal connector), and an underpad. | catheter-insertion-kit-without-universal-connector-f1c.jpg
SKU: COLP28414 | Coloplast SpeediCath Hydrophilic Catheters, Straight, 14 Fr, 14", Straight | SpeediCath is pre-hydrated and ready to use right out of the package. Just open, cath and get on with your life. Each comes pre-packed in sterile saline solution and in an easy-to-open foil container you can take anywhere. Pre-lubricated, its coating is always optimally hydrated to be extremely slippery and extremely comfortable. Easy to use, even with reduced dexterity. | speedicath-hydrophilic-catheters-straight-14-fr-14-straight-f55.jpg
SKU: COLP28028 | Coloplast SureCath Set, 1200 ml, Single Units, 14 Fr, Single Units | Intermittent self-catheterization sets are a convenient, comfortable way to cath. Hydrophilic-coated catheter with sterile solution is enclosed in a single use, ready-to-use collection bag. Easy for those with limited dexterity. Single units come with Sure-Cath Set catheter and collection bag only. Available as a Kit with insertion supplies. | surecath-set-1200-ml-single-units-14-fr-single-units-042.jpg
SKU: RCMC33102 | Rochester Medical UltraFlex Self-Adhering Catheter Medium 29 mm | Silicone catheter features a built-in adhesive band in a length and placement typical of traditional male external catheters. Material is soft and breathable for enhanced comfort and optimal skin health. Clear sheath allows easy monitoring of skin integrity. Kink-resistant design ensures continuous flow of urine. Skin-friendly, non-sensitizing adhesive integrated into the sheath lining in a uniform ring for comfortable security. Good choice for a wide range of patients. | ultraflex-self-adhering-catheter-medium-29-mm-396.jpg
SKU: RCMC33103 | Rochester Medical UltraFlex Self-Adhering Catheter Intermediate 32 mm | Silicone catheter features a built-in adhesive band in a length and placement typical of traditional male external catheters. | ultraflex-self-adhering-catheter-intermediate-32-mm-0f6.jpg
SKU: BMUD9416 | Bard Medical All Purpose Red Rubber Urethral Catheter, 16 Fr, 16" | All-purpose, urethral, X-ray opaque with funnel end and round, hollow tip. Two opposing eyes. Sterile. | all-purpose-red-rubber-urethral-catheter-16-fr-16-4a0.jpg
SKU: BMUD9414 | Bard Medical All Purpose Red Rubber Urethral Catheter, 14 Fr, 16" | All-purpose, urethral, X-ray opaque with funnel end and round, hollow tip. Two opposing eyes. Sterile. | all-purpose-red-rubber-urethral-catheter-14-fr-16-1c2.jpg
SKU: BMUD109150 | Bard Medical Bronchial Suction Latex Rubber Catheter With Thumb Valve, 14 - 16 Fr, 18" | Rubber bronchial coudÃ© catheter, X-ray opaque, one eye, and whistle tip. Single-use. Sterile. | bronchial-suction-latex-rubber-catheter-with-thumb-valve-14-16-fr-18-bbd.jpg
SKU: RLMZRSCK10 | ReliaMed Coil Packed Suction Catheter Kit with Pair of Latex-Free Gloves, 10 Fr, Sterile | ReliaMed Coil Packed Suction Catheter Kit with Pair of Latex-Free Gloves. Suction thumb control. Stepped connector holds tightly. two staggered, opposing eyes, smooth cut for pain-free insertion. Available in all standard sizes. Kit includes coil-packed suction catheter, two powder-free pvc gloves and pop-up cup. Sterile, 10 Fr. | coil-packed-suction-catheter-kit-with-pair-of-latex-free-gloves-10-fr-sterile-cba.jpg
SKU: RLMZRSCK12 | ReliaMed Coil Packed Suction Catheter Kit with Pair of Latex-Free Gloves, 12 Fr, Sterile | ReliaMed Coil Packed Suction Catheter Kit with Pair of Latex-Free Gloves. Suction thumb control. Stepped connector holds tightly. Two staggered, opposing eyes, smooth cut for pain-free insertion. Available in all standard sizes. Kit includes coil-packed suction catheter, two powder-free pvc gloves and pop-up cup. Sterile, 12 Fr. | coil-packed-suction-catheter-kit-with-pair-of-latex-free-gloves-12-fr-sterile-3d8.jpg
SKU: RLMZRSCK14 | ReliaMed Coil Packed Suction Catheter Kit with Pair of Latex Free Gloves 14 Fr | ReliaMed Coil Packed Suction Catheter Kit with Pair of Latex-Free Gloves. | coil-packed-suction-catheter-kit-with-pair-of-latex-free-gloves-14-fr--a7a.jpg
SKU: RLMZRSCK16 | ReliaMed Coil Packed Suction Catheter Kit with Pair of Latex-Free Gloves, 16 Fr, Sterile | ReliaMed Coil Packed Suction Catheter Kit with Pair of Latex-Free Gloves, Suction thumb control. Stepped connector holds tightly. Two staggered, opposing eyes, smooth cut for pain-free insertion. Available in all standard sizes. Kit includes coil-packed suction catheter, two powder-free pvc gloves and pop-up cup. Sterile, 16 Fr. | coil-packed-suction-catheter-kit-with-pair-of-latex-free-gloves-16-fr-sterile-5fd.jpg
SKU: RLMZRSCK18 | ReliaMed Coil Packed Suction Catheter Kit with Pair of Latex-Free Gloves, 18 Fr, Sterile | ReliaMed Coil Packed Suction Catheter Kit with Pair of Latex-Free Gloves. Suction thumb control. Stepped connector holds tightly. Two staggered, opposing eyes, smooth cut for pain-free insertion. Available in all standard sizes. Kit includes coil-packed suction catheter, two powder-free pvc gloves and pop-up cup. Sterile, 18 Fr. | coil-packed-suction-catheter-kit-with-pair-of-latex-free-gloves-18-fr-sterile-bc1.jpg
SKU: RLMZRSCK6 | ReliaMed Coil Packed Suction Catheter Kit with Pair of Latex-Free Gloves, 6 Fr, Sterile | ReliaMed Coil Packed Suction Catheter Kit with Pair of Latex-Free Gloves. Suction thumb control. Stepped connector holds tightly. Two staggered, opposing eyes, smooth cut for pain-free insertion. Available in all standard sizes. Kit includes coil-packed suction catheter, two powder-free pvc gloves and pop-up cup. Sterile, 6 Fr. | coil-packed-suction-catheter-kit-with-pair-of-latex-free-gloves-6-fr-sterile-6e9.jpg
SKU: RLMZRSCK8 | ReliaMed Coil Packed Suction Catheter Kit with Pair of Latex-Free Gloves, 8Fr, Sterile | ReliaMed Coil Packed Suction Catheter Kit. Stepped connector holds tightly. two staggered, opposing eyes, smooth cut for pain-free insertion. Available in all standard sizes. Kit includes coil-packed suction catheter, two powder-free pvc gloves and pop-up cup. Sterile, 8 Fr. | coil-packed-suction-catheter-kit-with-pair-of-latex-free-gloves-8fr-sterile-012.jpg
SKU: CVN8887660168 | Covidien Dover Red Rubber Urethral Catheter 16" | Radiopaque, with smooth rounded tip, integral tapered funnel end and 2 opposing eyes. | dover-red-rubber-urethral-catheter-16-e74.jpg
SKU: BMUD802414 | Bard Medical Bardia Red Rubber Urethral Catheter, 16", 14 Fr | Unisex all-purpose catheter can be used as a Robinson or as a Nelaton catheter. Sterile. | bardia-red-rubber-urethral-catheter-16-14-fr-3bc.jpg
SKU: BMUD802416 | Bard Medical Bardia Red Rubber Urethral Catheter, 16", 16 Fr | Unisex all-purpose catheter can be used as a Robinson or as a Nelaton catheter. Sterile. | bardia-red-rubber-urethral-catheter-16-16-fr-f5d.jpg
SKU: CVN8887660143 | Covidien Dover Red Rubber Robinson Catheters, Sterile, French Size: 14Fr, 16"L | Radiopaque, with smooth rounded tip, integral tapered funnel end and 2 opposing eyes. | dover-red-rubber-robinson-catheters-sterile-french-size-14fr-16l-628.jpg
SKU: CVN31420 | Covidien Single Suction Catheters, French Size: 14 Fr, Style: SAFE-T-VAC | SAFE-T-VAC single suction catheter features a chimney-style valve that has a large opening on the control vent that minimizes residual suction. Catheters are available in two tip styles - the smooth, atraumatic DeLee Tip with staggered eyes, and the angled Whistle Tip. Latex-free. | single-suction-catheters-french-size-14-fr-style-safe-t-vac-b6c.jpg
SKU: CVN31800 | Covidien Argyle Suction Catheter with Chimney Valve Straight Packed 18 Fr/Ch | Covidien provides hospitals and alternate care facilities the broadest, highest quality line of open suction products on the market. The chimney style valve has a large opening on the control vent that minimizes residual suction. Catheters are available in two tip styles - the smooth, atraumatic DeLee Tip with staggered eyes, and the angled Whistle Tip. All Covidien suction products are latex-free. | argyle-suction-catheter-with-chimney-valve-straight-packed-18-fr-ch-0cf.jpg
SKU: CVN30820 | Covidien Suction Catheter 8FR Pediatric Graduated Single Coil Packed Sterile | SAFE-T-VAC single suction catheter features a chimney-style valve that has a large opening on the control vent that minimizes residual suction. Catheters are available in two tip styles - the smooth, atraumatic DeLee Tip with staggered eyes, and the angled Whistle Tip. Latex-free. | suction-catheter-8fr-pediatric-graduated-single-coil-packed-sterile-b36.jpg
SKU: CVN31220 | Covidien Single Suction Catheters, French Size : 12 Fr, Style: SAFE-T-VAC | SAFE-T-VAC single suction catheter features a chimney-style valve that has a large opening on the control vent that minimizes residual suction. Catheters are available in two tip styles - the smooth, atraumatic DeLee Tip with staggered eyes, and the angled Whistle Tip. Latex-free. | single-suction-catheters-french-size-12-fr-style-safe-t-vac-de3.jpg
SKU: URC6384 | UroCare Fabric Leg Bag Holder Large | These urine bag holders are a simple and effective solution to a difficult problem. They prevent contact between the leg bag and the skin; this allows the skin to breathe freely. | fabric-leg-bag-holder-large-81d.jpg
SKU: ALI77850 | Alimed Urinary Drainage Bag Holder Naugahyde | AliMedÂ® Urinary Drainage Bag Holder conceals drainage bags from public view. Universally sized to hold all drainage bags. | urinary-drainage-bag-holder-naugahyde-4f9.jpg
SKU: CVN6014G | Covidien Curity Foley Catheter Tray with #6209 Drain Bag 2000mL 16 FR - Each | Includes standard prep tray and Safeskin Purple Nitrile Exam Gloves. | curity-foley-catheter-tray-with-6209-drain-bag-2000ml-16-fr-each-e46.jpg
SKU: CVN6070G | Covidien Foley Catheter Tray with #6208 Drain Bag 2000mL Silicone 14FR 5cc Drain Bag - Tray | Includes standard prep tray and Safeskin Purple Nitrile Exam Gloves. | foley-catheter-tray-with-6208-drain-bag-2000ml-silicone-14fr-5cc-drain-bag-tray-e85.jpg
SKU: CAH3502- | Cardinal Health Drain Bag 2000mL No Anti-Reflux Chamber | Contoured design for more even filling and complete emptying. 11/32" drainage tube provides quick drainage, eliminates standing column of urine. Universal hanger fits securely on bedrails and wheelchairs. Convenient carrying handle for ambulatory patients. | drain-bag-2000ml-no-anti-reflux-chamber-f28.jpg
SKU: CAH6208- | Cardinal Health Drain Bag 2000mL Mono-Flo Anti-Reflux Device SplashGuard II Drain Spout CSR Wrap | Includes standard prep tray and Safeskin Purple Nitrile Exam Gloves. | drain-bag-2000ml-mono-flo-anti-reflux-device-splashguard-ii-drain-spout-csr-wrap-a74.jpg
SKU: RLMZRND2000H | ReliaMed Premium Drainage Bag Vented With Double Hanger Sample Port 2000ml | ReliaMed premium sterile, diamond-shaped, vented drain bags are latex-free, and feature needleless sample ports and SBR drain tube and metal thumb clamp. | premium-drainage-bag-vented-with-double-hanger-sample-port-2000ml-c69.jpg
SKU: CERPNEL-1360 | Core Products NelMed Calf Urinary Bag Support | Our Calf and Thigh Supports provide two 2â€ wide bands lined with soft elastic that won't slip, irritate skin or pull leg hair. | nelmed-calf-urinary-bag-support-fa2.jpg
SKU: CERPNEL-1375 | Core Products NelMed Thigh Urinary Bag Support | Our Calf and Thigh Supports provide two 2â€ wide bands lined with soft elastic that wonâ€™t slip, irritate skin or pull leg hair. | nelmed-thigh-urinary-bag-support-863.jpg
SKU: HOLS8531 | Hollister Premier Drainable Pouch with Lock 'n Roll Closure, Ultra-Clear | Features Flextend Extended Wear skin barrier that protects the skin over extended wearing time from irritating discharge, ideal for urostomies and ileostomies. Also features Lock'n Roll closure that is easy to close, easy to empty, and easy to clean, ideal for users with vision and dexterity problems. Comfort and discretion are assured with odor barrier, rustle-free materials and ComfortWear panels on both sides. Choose pre-cut or cut-to-fit stoma opening. | premier-drainable-pouch-with-lock-n-roll-closure-ultra-clear-5d6.jpg
SKU: HOLS8641 | Hollister Premier Mini Drainable Pouch, Cut-to-Fit Up to 2 1/2" | Protects the skin over extended wearing time from irritating discharge. Flextend skin barrier is the barrier of choice for urostomies and ileostomies. Highest level of discreetness and comfort provided by odor-barrier, rustle-free film and ComfortWear Panels. | premier-mini-drainable-pouch-cut-to-fit-up-to-2-1-2-88a.jpg
SKU: BMUD154004 | Bard Medical Bard Infection Control Urine Drainage Bag, 2000 cc | Sterile drain bags are designed with a rounded, teardrop shape that ensures efficient drainage and feature infection control mechanisms that help prevent catheter-induced urinary tract infections. Microbicidal outlet tube protects the drain bag from contamination resulting from retrograde bacterial migration. Latex-free BARD EZ-LOK Sampling Port eliminates the risk of needlestick injuries and allows for needle-free aspiration. Unique dome design of the Anti-Reflux Chamber prevents urine reflux from the urine drain bag back into the drainage tube. | bard-infection-control-urine-drainage-bag-2000-cc-17e.jpg
SKU: RLMZRLB1000H | ReliaMed Premium Leg Drainage Bag with Flip Valve Flocked Back 1000 ml | ReliaMed 1000ml leg drainage bag features comfortable flocked backing, easy to operate flip drainage valve, sterile fluid pathways and comes with convenient, comfortable, preattached, fabric, elastic leg straps. Packaged in a convenient, peel-open pouch. Premium with flip valve and flocked back. Latex-free. | premium-leg-drainage-bag-with-flip-valve-flocked-back-1000-ml-721.jpg
SKU: RLMZRLB500H | ReliaMed Premium Leg Drainage Bag with Flip Valve Flocked Back 500 ml | ReliaMed 500ml leg drainage bag features comfortable flocked backing, easy to operate flip drainage valve, sterile fluid pathways and comes with convenient, comfortable, preattached, fabric, elastic leg straps. | premium-leg-drainage-bag-with-flip-valve-flocked-back-500-ml-c1d.jpg
SKU: RLMZRLB600R | ReliaMed Standard Leg Drainage Bag with Twist Valve, Fabric, 600 ml | ReliaMed 600ml leg drainage bag features twist drainage valve, sterile fluid pathways and comes with convenient, comfortable, preattached, fabric, elastic leg straps. Packaged in a convenient, peel-open pouch. Standard with twist valve. Latex-free. | standard-leg-drainage-bag-with-twist-valve-fabric-600-ml-1ff.jpg
SKU: RLMZRLB900R | ReliaMed Standard Leg Drainage Bag with Twist Valve, Fabric, 900 ml | ReliaMed 900ml leg drainage bag features twist drainage valve, sterile fluid pathways and comes with convenient, comfortable, preattached, fabric, elastic leg straps. Packaged in a convenient, peel-open pouch. Standard with twist valve. Latex-free. | standard-leg-drainage-bag-with-twist-valve-fabric-900-ml-267.jpg
SKU: RLMZRLB900T | ReliaMed Leg Drainage Bag with Twist Valve 18" Tube | ReliaMed 900ml leg drainage bag features twist drainage valve, preattached 18" extension tubing with connector, sterile fluid pathways and comes with convenient, comfortable, preattached, fabric, elastic leg straps. | leg-drainage-bag-with-twist-valve-18-tube-b98.jpg
SKU: RLMZRND2000R | ReliaMed Standard Drainage Bag Vented With Double Hanger Sample Port 2000ml | ReliaMed standard Needleless sample ports and SBR drain tube with plastic thumb clamp. | standard-drainage-bag-vented-with-double-hanger-sample-port-2000ml-e6c.jpg
SKU: BMUD153504 | Bard Medical Drainage Bag Anti-Reflux Device 2000mL Capacity Latex Free Center Entry | The rounded, teardrop shape of these urinary drainage bags ensures more efficient drainage. Features anti-reflux valve, vented drip chamber, and a urine sample port on catheter connector tubing. Latex-free. | drainage-bag-anti-reflux-device-2000ml-capacity-latex-free-center-entry-761.jpg
SKU: CVN6208 | Covidien CURITY Anti-Reflux Bedside Drainage Bag, 2000 cc | Bedside drainage bags for the collection of urine. 2000 cc bags feature easy-to-read graduations and universal hanging device. Choice of needleless sampling port or luer lock sampling port available. Splash-resistant drain spout available on some models. | curity-anti-reflux-bedside-drainage-bag-2000-cc-d98.jpg
SKU: URC5200 | UroCare Urofoam Double Sided Adhesive Foam Strips | UrofoamÂ®-2 double-sided adhesive foam strips are soft, pliable foam strips specifically designed for the unique bonding applications of male external catheters to the skin and are suitable for use with both standard and self- adhering type catheters.They provide a comfortable, air-tight seal that is an effective way to secure a male external catheter to the body. They are easy to apply and remove so when it comes time to change that catheter, it can be changed easily and quickly.It is recommended that a male external catheter be changed once a day to promote healthy skin, however, with the use or UrofoamÂ® strips, a male external catheter can be held in place for up to three daysâ€”results may vary, but it's nice to know that when you need to depend on an adhesive strip, you can depend on UrofoamÂ®. | urofoam-double-sided-adhesive-foam-strips-aa4.png
SKU: BMUD150615G | Bard Medical Tubing 18" Connector Reusable Non-Sterile Latex Free - Each | BARD LEG BAGS EXTENSION TUBING | tubing-18-connector-reusable-non-sterile-latex-free-each-88d.jpg
SKU: AIIAS306NG | Amsino Leg Bag 600mL Medium Bottom Draining Anti-Reflux Push-Pull Valve with 2 Pre-Assembled Latex Free Straps Sterile Fluid Pathway - Each | Features a soft, comfortable, vinyl construction to help contour to a patient's body. High quality straps ensure secure attachment to the leg. | leg-bag-600ml-medium-bottom-draining-anti-reflux-push-pull-valve-with-2-pre-assembled-latex-free-straps-sterile-fluid-pathway-each-ec2.jpg
SKU: AIIAS307NG | Amsino Leg Bag 900mL Large Bottom Draining Anti-Reflux Push-Pull Valve with 2 Pre-Assembled Latex Free Straps Sterile Fluid Pathway - Each | Features a soft, comfortable, vinyl construction to help contour to a patient's body. High quality straps ensure secure attachment to the leg. | leg-bag-900ml-large-bottom-draining-anti-reflux-push-pull-valve-with-2-pre-assembled-latex-free-straps-sterile-fluid-pathway-each-ec2.jpg
SKU: AIIAS308NG | Amsino Leg Bag 600mL Medium Bottom Draining | Features a soft, comfortable, vinyl construction to help contour to a patient's body. | leg-bag-600ml-medium-bottom-draining-ec2.jpg
SKU: AIIAS309NG | Amsino Leg Bag 900mL Large Bottom Draining Anti-Reflux Valve with Twist Turn valve Two Pre-Assembled Latex Free Straps Sterile Fluid Pathway - Each | Features a soft, comfortable, vinyl construction to help contour to a patient's body. High quality straps ensure secure attachment to the leg. | leg-bag-900ml-large-bottom-draining-anti-reflux-valve-with-twist-turn-valve-two-pre-assembled-latex-free-straps-sterile-fluid-pathway-each-ec2.jpg
SKU: AIIAS311G | Amsino Accessories: 18" Flexible PVC Extension Tube For Leg Bags or Drainage Bags Kink Resistant Adapter & Protective Cap Packaged Straight in Poly Pouch - Each | Features a soft, comfortable, vinyl construction to help contour to a patient's body. High quality straps ensure secure attachment to the leg. | accessories-18-flexible-pvc-extension-tube-for-leg-bags-or-drainage-bags-kink-resistant-adapter-amp-protective-cap-packaged-straight-in-poly-pouch-eac-ead.jpg
SKU: BMUD802001G | Bard Medical Standard Drainage Bag Swivel Hanger & Flexible Hook - Each | BARD DRAINAGE BAG | standard-drainage-bag-swivel-hanger-amp-flexible-hook-each-d64.jpg
SKU: BMUD150332G | Bard Medical Flip-Floâ„¢ Valve 32 oz Latex Straps - Each | Made of heavy duty plastic film for long wear, odor containment and leak resistance. Each leg bag contains an anti-reflux valve. Reusable and sterile. | flip-flotrade-valve-32-oz-latex-straps-each-6dd.jpg
SKU: BMUD150732G | Bard Medical Flip-Floâ„¢ Valve 32 oz Fabric Leg Straps - Each | Made of heavy duty plastic film for long wear, odor containment and leak resistance. Each leg bag contains an anti-reflux valve. Reusable and sterile. | flip-flotrade-valve-32-oz-fabric-leg-straps-each-6dd.jpg
SKU: BMUD150107G | Bard Medical Rubber Cap Valve 19 oz Latex Leg Straps For Extended Care Market - Each | Made of heavy duty plastic film for long wear, odor containment and leak resistance. Each leg bag contains an anti-reflux valve. Reusable and sterile. | rubber-cap-valve-19-oz-latex-leg-straps-for-extended-care-market-each-6dd.jpg
SKU: BMUD150108G | Bard Medical Rubber Cap Valve 32 oz Latex Leg Straps For Extended Care Market - Each | Made of heavy duty plastic film for long wear, odor containment and leak resistance. Each leg bag contains an anti-reflux valve. Reusable and sterile. | rubber-cap-valve-32-oz-latex-leg-straps-for-extended-care-market-each-6dd.jpg
SKU: AIIAS306N | Amsino AMSure Urinary Leg Bags Medium 600mL | Medium, 600mL Leg Bag, Bottom Draining, Anti-Reflux, Push-Pull Valve with 2 Pre-Assembled Latex Free (LF) Straps, Sterile Fluid Pathway | amsure-urinary-leg-bags-medium-600ml--ec2.jpg
SKU: AIIAS309N | Amsino AMSure Urinary Leg Bags Large 900mL | Bottom Draining Large Leg Bag. | amsure-urinary-leg-bags-large-900ml-886.jpg
SKU: CVN6310 | Covidien Drain Bag 2000mL | Drain Bag 2000mL Anti-Reflux Chamber And SplashGuard II Drain Spout CSR Wrap. | drain-bag-2000ml-e56.jpg
SKU: AIIAS307N | Amsino AMSure Urinary Leg Bags | 900ml Leg Bag, Push Pull Drain Port | amsure-urinary-leg-bags-862.jpg
SKU: AIIAS307N | Amsino AMSure Urinary Leg Bags | 900ml Leg Bag, Push Pull Drain Port | amsure-urinary-leg-bags-862.jpg
SKU: AIIAS311 | Amsino AMSure Extension Tube 18" | PVC Extension Tube for Leg Bag | amsure-extension-tube-18-82c.jpg
SKU: AIIAS332E | Amsino AMSure Urinary Drainage Bags Pear Shape 2,000 mL | Latex free. Equipped with anti-reflux chamber or anti-reflux flutter valve and with needless sampling port. Graduated in 200 cc increments. Contoured design allows for more even filling and complete emptying. Terraced catheter adapter permit secure, leak proof fit. 11/32" drainage tube provides quick drainage. The built-in universal hanger fits securely on bedrails, carts, wheelchairs, walkers, etc. An additional clip is provided for securing bags to clothing. | amsure-urinary-drainage-bags-pear-shape-2000-ml-f01.jpg
SKU: CVN6070 | Covidien Dover 100% Silicone Urine Meter Foley Tray | CURITY Foley Tray utilizing CURITY Drain Bag w/ MONO-FLO Anti-Reflux Device, SAFEGUARD Needleless Sampling Port, and SPLASHGUARD II Drain Spout includes: 100% Silicone Foley catheter 14-16 Fr., 5cc, 2-way,17", CURITY Drain Bag (6308), 100% Latex Free Standard Prep Tray includes: (Sterile CSR Wrap, Fenestrated Drape, Underpad, Nitrile Exam Gloves, Forceps, Prepping Balls, 10cc Prefilled Sterile Water Inflation Syringe, Unique Bellows Lubricant Syringe, Povidone-Iodine Solution, Specimen Container and Label). | dover-100-silicone-urine-meter-foley-tray-dd1.jpg
SKU: CVN6206 | Covidien Dover Urine Drainage Bag 2000 mL | A large diameter vertical drip chamber with a Mono-FloÂ® antireflux valve, A closed-system aspirating port on the tubing permits repeated fresh urine sampling. | dover-urine-drainage-bag-2000-ml-2d4.jpg
SKU: CVN6162 | Covidien Dover Hydrogel Coated Latex Foley Tray | MONO-FLO Anti-Reflux Device Foley Tray w/ SAFEGUARD Needleless Sampling Port and SPLASHGUARD II Drain Spout includes: ULTRAMER Foley Catheter (Latex), 14 Fr., 5cc, 2-way, 17", CURITY Drain Bag (6308), 100% Latex Free Standard Prep Tray includes: (Sterile CSR Wrap, Fenestrated Drape, Underpad, Nitrile Exam Gloves, Forceps, Prepping Balls, 10cc Prefilled Sterile Water Inflation Syringe, Unique Bellows Lubricant Syringe, Povidone-Iodine Solution, Specimen Container and Label). | dover-hydrogel-coated-latex-foley-tray-8fc.jpg
SKU: SKIL101080 | Skil Care Catheter Leg Strap | Catheter Leg Strap | catheter-leg-strap-fc1.jpg
SKU: COLP5170 | Coloplast Security+ Contoured, Deluxe Contoured Leg Bag, Medium, 21 oz | Deluxe leg bag with pre-attached, adjustable, anti-kink tubing. Secure, user-friendly closure, soft cloth backing, anti-reflux valve, andchambered panels for discretion and low profile. Latex-Free. | security-contoured-deluxe-contoured-leg-bag-medium-21-oz-4a3.jpg
SKU: DLEP316 | Dale Medical Hold-n-Place Leg Band for Foley Catheters | Surgical stretch material is gentle on skin, eliminating the risk of irritation and potential infections as a result of skin tears from tape. Reduces the incidence of catheter pull-through by keeping tubing secured. The device has a velcro closure.The Leg Band, made entirely of stretch material, has a soft, supple backing for added skin comfort. The elasticity and 2â€ width of the leg band distribute compression evenly around the thigh to minimize circumferential pressure.Simplified Closure SystemAll Dale Hold-n-Place Foley Catheter Holders feature patented locking systems that securely anchor the catheter in place, reducing the risk of urethral erosion, bladder spasms and trauma. The locking devices speed up application and simplify adjustment. | hold-n-place-leg-band-for-foley-catheters-85d.jpg
SKU: HOLS9814 | Hollister Leg Bag Systems, 1 Leg Bag Only, Medium, 10"L, 18 fl oz | Quality Vinyl materials result in soft, comfortable, durable bags; pleated sides increase the volume but not the length. Protects skin from pressure points by placing leg strap connectors and drain valve away from direct contact with leg. Safely and easily conducts urine through its drain valve; easy to open, closes securely even with limited dexterity. Latex-free. | leg-bag-systems-1-leg-bag-only-medium-10l-18-fl-oz-79a.jpg
SKU: COLPCO21026 | Coloplast Conveen Security Leg Bag 17 fl oz | Latex-Free Bag Includes Pre-Attached, Adjustable, Anti-Kink Tubing. | conveen-security-leg-bag-17-fl-oz-b12.jpg
SKU: RLMZRLB4150 | ReliaMed Oval Reusable Leg Bag, Straight Port, 14 oz. 8.5" Long | ReliaMed Oval Reusable Leg Bag, Straight Port, 14 oz. 8.5" Long. Can be used with external catheters and male external catheter kits. Bag, tubing and straps made of dry natural rubber. Biodegradable after its useful life. | oval-reusable-leg-bag-straight-port-14-oz-85-long-f12.jpg
SKU: RLMZRLB4153 | ReliaMed Long Reusable Leg Bag, Straight Port, 24 oz. 15" Long | ReliaMed Long Reusable Leg Bag, Straight Port, 24 oz. 15" Long. Can be used with external catheters and male external catheter kits. Bag, tubing and straps made of dry natural rubber. Biodegradable after its useful life. | long-reusable-leg-bag-straight-port-24-oz-15-long-156.jpg
SKU: RLMZRLB4175 | ReliaMed Oval Reusable Leg Bag, Straight Port, 24 oz. 10.5" Long | ReliaMed Oval Reusable Leg Bag, Straight Port, 24 oz. 10.5" Long. Can be used with external catheters and male external catheter kits. Bag, tubing and straps made of dry natural rubber. Biodegradable after its useful life. | oval-reusable-leg-bag-straight-port-24-oz-105-long-82c.jpg
SKU: RLMZRLB682L | ReliaMed Reusable Leg Bag, 32 oz., Left Port | ReliaMed Reusable Leg Bag, 32 oz., Left Port. Can be used with external catheters and male external catheter kits. Bag, tubing and straps made of dry natural rubber. Biodegradable after its useful life. | reusable-leg-bag-32-oz-left-port-f05.jpg
SKU: RLMZRLB688R | ReliaMed Reusable Leg Bag, 44 oz., Right Port | ReliaMed Reusable Leg Bag, 44 oz., Right Port. Can be used with external catheters and male external catheter kits. Bag, tubing and straps made of dry natural rubber. Biodegradable after its useful life. | reusable-leg-bag-44-oz-right-port-f73.jpg
SKU: RLMZRLB600TT | ReliaMed Leg Drainable Bag with T-Tap Valve & Attached Straps, 600 ml | ReliaMed 600ml leg drainage bag features easy to operate t-tap drainage valve, sterile fluid pathways and comes with convenient, comfortable, preattached, fabric, elastic leg straps. packaged in a convenient, peel-open pouch. Latex-free. | leg-drainable-bag-with-t-tap-valve-attached-straps-600-ml-499.jpg
SKU: RLMZRLB900TT | ReliaMed Leg Drainage Bag with T-Tap Valve & Attached Straps, 900 ml | ReliaMed 900ml leg drainage bag features easy to operate t-tap drainage valve, sterile fluid pathways and comes with convenient, comfortable, preattached, fabric, elastic leg straps. Packaged in a convenient, peel-open pouch. Latex-free. | leg-drainage-bag-with-t-tap-valve-attached-straps-900-ml-5c4.jpg
SKU: BMUD150332 | Bard Medical Dispoz-a-Bag - Sterile, Flip-Flo Valve & Latex Leg Straps, 12" | Bard Dispoz-a-Bag Leg Bags are made from heavy duty vinyl for extended wear, odor containment and leak resistance. Each leg bag contains an anti-reflux valve. Available with or without the Flip-Flo drainage valve which opens and closes with a simple flip. Reusable, sterile. | dispoz-a-bag-sterile-flip-flo-valve-latex-leg-straps-12-82e.jpg
SKU: BMUD151932 | Bard Medical Flip-Floâ„¢ Valve 32 oz 4Â½" Drainage Tubing 18" Extension Tubing & Latex Leg Straps | Bard Dispoz-a-Bag Leg Bags are made from heavy duty vinyl for extended wear, odor containment and leak resistance. Each leg bag contains an anti-reflux valve. Available with or without the Flip-Flo drainage valve which opens and closes with a simple flip. Reusable, sterile. | flip-flotrade-valve-32-oz-4frac12quot-drainage-tubing-18quot-extension-tubing-amp-latex-leg-straps-05f.jpg
SKU: BMUD4A4194 | Bard Medical Extension Tubes, Non - Latex, Silicone, 18" | To attach foley or external catheter to night drainage or leg bag. | extension-tubes-non-latex-silicone-18--467.jpg
SKU: CVN3512V | Covidien Bedside Drainage Bag Sterile 2000 cc | 2000 Cc Drainage Bag With Anti-Reflux Valve, Sample Port, Standard Drain Tube, Adjustable Velcro Universal Hanger And Carry Strap. | bedside-drainage-bag-sterile-2000-cc-bee.jpg
SKU: BMUD802002 | Bard Medical Closed System Drain Bag With Adjustable Hook and Loop Hanger, 2000 cc | Adjustable Hook and Loop Hanger anti-reflux chamber and sample port, Sterile. Latex-free. | closed-system-drain-bag-with-adjustable-hook-and-loop-hanger-2000-cc-2e1.jpg
SKU: BMUD802001 | Bard Medical Bardia Closed System Drain Bag, Living Hinge Hanger, 2000 cc | Sterile. Features anti-reflux chamber and sample port. Latex-free. | bardia-closed-system-drain-bag-living-hinge-hanger-2000-cc-cd9.jpg
SKU: CVN6175 | Covidien Add-A-Foley Catheter Tray with #6208 Drain Bag 2000mL 10cc Prefilled Syringe | Dover Urine Drainage Add-a-Foley Tray | add-a-foley-catheter-tray-with-6208-drain-bag-2000ml-10cc-prefilled-syringe-089.jpg
SKU: CM123622A | Complete Medical Bard Foley Catheter Cs/12 22 French 30cc | Catheter is made from a hydrophobic material that rejects moisture. The silicone-elastomer coating provides protection against urethral irritation. Free lubricating jelly included. | bard-foley-catheter-cs-12-22-french-30cc-40c.jpg
SKU: BMUD806318 | Bard Medical Foley Catheter Bardia 100% Silicone 2 Way 18Fr 30cc | Foley Catheter Bardia 100% Silicone 2Way 18Fr 30cc, latex Free, All Silicone Indwellling Foley Catheter. | foley-catheter-bardia-100-silicone-2-way-18fr-30cc-ba5.jpg
SKU: BMUD123512AG | Bard Medical 5cc Foley Catheter 12FR - Each | Silicone-elastomer coating provides protection against urethral irritation. 2-way. Peel-pouch, single-use, sterile. | 5cc-foley-catheter-12fr-each-041.jpg
SKU: BMUD123514AG | Bard Medical 5cc Foley Catheter 14FR - Each | Silicone-elastomer coating provides protection against urethral irritation. 2-way. Peel-pouch, single-use, sterile. | 5cc-foley-catheter-14fr-each-041.jpg
SKU: BMUD123516AG | Bard Medical 5cc Foley Catheter 16FR - Each | Silicone-elastomer coating provides protection against urethral irritation. 2-way. Peel-pouch, single-use, sterile. | 5cc-foley-catheter-16fr-each-041.jpg
SKU: BMUD123518AG | Bard Medical 5cc Foley Catheter 18FR - Each | Silicone-elastomer coating provides protection against urethral irritation. 2-way. Peel-pouch, single-use, sterile. | 5cc-foley-catheter-18fr-each-041.jpg
SKU: BMUD123520AG | Bard Medical 5cc Foley Catheter 20FR - Each | Silicone-elastomer coating provides protection against urethral irritation. 2-way. Peel-pouch, single-use, sterile. | 5cc-foley-catheter-20fr-each-041.jpg
SKU: BMUD123522AG | Bard Medical 5cc Foley Catheter 22FR - Each | Silicone-elastomer coating provides protection against urethral irritation. 2-way. Peel-pouch, single-use, sterile. | 5cc-foley-catheter-22fr-each-041.jpg
SKU: BMUD806514G | Bard Medical 5cc Foley Catheter 14FR - Each | 100% silicone, 2-way. Peel-pouch, single-use, sterile. | 5cc-foley-catheter-14fr-each-8fa.jpg
SKU: BMUD806516G | Bard Medical 5cc Foley Catheter 16FR - Each | 100% silicone, 2-way. Peel-pouch, single-use, sterile. | 5cc-foley-catheter-16fr-each-8fa.jpg
SKU: BMUD806518G | Bard Medical 5cc Foley Catheter 18FR - Each | 100% silicone, 2-way. Peel-pouch, single-use, sterile. | 5cc-foley-catheter-18fr-each-8fa.jpg
SKU: AIIAS41012G | Amsino Foley Catheter 12FR 2-Way Silicone Coated Latex 5cc Balloon - Each | Features smooth reinforced tips for easy insertion, large catheter eyes for maximum drainage, symmetrical balloon for ensuring reliability, and tapered funnels for secured connections. The strong catheter funnel resist kinking or collapsing while aspirating. The plastic valves conveniently accept luer lock and luer slip syringe. Packaged in an inner plastic wrap and a peel open pouch. Sterile. | foley-catheter-12fr-2-way-silicone-coated-latex-5cc-balloon-each-eb4.jpg
SKU: AIIAS41014G | Amsino Foley Catheter 14FR 2-Way Silicone Coated Latex 5cc Balloon - Each | Features smooth reinforced tips for easy insertion, large catheter eyes for maximum drainage, symmetrical balloon for ensuring reliability, and tapered funnels for secured connections. The strong catheter funnel resist kinking or collapsing while aspirating. The plastic valves conveniently accept luer lock and luer slip syringe. Packaged in an inner plastic wrap and a peel open pouch. Sterile. | foley-catheter-14fr-2-way-silicone-coated-latex-5cc-balloon-each-eb4.jpg
SKU: AIIAS41016G | Amsino Foley Catheter 16FR 2-Way Silicone Coated Latex 5cc Balloon - Each | Features smooth reinforced tips for easy insertion, large catheter eyes for maximum drainage, symmetrical balloon for ensuring reliability, and tapered funnels for secured connections. The strong catheter funnel resist kinking or collapsing while aspirating. The plastic valves conveniently accept luer lock and luer slip syringe. Packaged in an inner plastic wrap and a peel open pouch. Sterile. | foley-catheter-16fr-2-way-silicone-coated-latex-5cc-balloon-each-eb4.jpg
SKU: AIIAS41018G | Amsino Foley Catheter 18FR 2-Way Silicone Coated Latex 5cc Balloon - Each | Features smooth reinforced tips for easy insertion, large catheter eyes for maximum drainage, symmetrical balloon for ensuring reliability, and tapered funnels for secured connections. The strong catheter funnel resist kinking or collapsing while aspirating. The plastic valves conveniently accept luer lock and luer slip syringe. Packaged in an inner plastic wrap and a peel open pouch. Sterile. | foley-catheter-18fr-2-way-silicone-coated-latex-5cc-balloon-each-eb4.jpg
SKU: AIIAS41020G | Amsino Foley Catheter 20FR 2-Way Silicone Coated Latex 5cc Balloon - Each | Features smooth reinforced tips for easy insertion, large catheter eyes for maximum drainage, symmetrical balloon for ensuring reliability, and tapered funnels for secured connections. The strong catheter funnel resist kinking or collapsing while aspirating. The plastic valves conveniently accept luer lock and luer slip syringe. Packaged in an inner plastic wrap and a peel open pouch. Sterile. | foley-catheter-20fr-2-way-silicone-coated-latex-5cc-balloon-each-eb4.jpg
SKU: AIIAS41022G | Amsino Foley Catheter 22FR 2-Way Silicone Coated Latex 5cc Balloon - Each | Features smooth reinforced tips for easy insertion, large catheter eyes for maximum drainage, symmetrical balloon for ensuring reliability, and tapered funnels for secured connections. The strong catheter funnel resist kinking or collapsing while aspirating. The plastic valves conveniently accept luer lock and luer slip syringe. Packaged in an inner plastic wrap and a peel open pouch. Sterile. | foley-catheter-22fr-2-way-silicone-coated-latex-5cc-balloon-each-eb4.jpg
SKU: AIIAS41024G | Amsino Foley Catheter 24FR 2-Way Silicone Coated Latex 5cc Balloon - Each | Features smooth reinforced tips for easy insertion, large catheter eyes for maximum drainage, symmetrical balloon for ensuring reliability, and tapered funnels for secured connections. The strong catheter funnel resist kinking or collapsing while aspirating. The plastic valves conveniently accept luer lock and luer slip syringe. Packaged in an inner plastic wrap and a peel open pouch. Sterile. | foley-catheter-24fr-2-way-silicone-coated-latex-5cc-balloon-each-eb4.jpg
SKU: AIIAS41026G | Amsino Foley Catheter 26FR 2-Way Silicone Coated Latex 5cc Balloon - Each | Features smooth reinforced tips for easy insertion, large catheter eyes for maximum drainage, symmetrical balloon for ensuring reliability, and tapered funnels for secured connections. The strong catheter funnel resist kinking or collapsing while aspirating. The plastic valves conveniently accept luer lock and luer slip syringe. Packaged in an inner plastic wrap and a peel open pouch. Sterile. | foley-catheter-26fr-2-way-silicone-coated-latex-5cc-balloon-each-eb4.jpg
SKU: AIIAS42014G | Amsino Foley Catheter 14FR 2-Way Silicone Coated Latex 30cc Balloon - Each | Features smooth reinforced tips for easy insertion, large catheter eyes for maximum drainage, symmetrical balloon for ensuring reliability, and tapered funnels for secured connections. The strong catheter funnel resist kinking or collapsing while aspirating. The plastic valves conveniently accept luer lock and luer slip syringe. Packaged in an inner plastic wrap and a peel open pouch. Sterile. | foley-catheter-14fr-2-way-silicone-coated-latex-30cc-balloon-each-3d8.jpg
SKU: AIIAS42016G | Amsino Foley Catheter 16FR 2-Way Silicone Coated Latex 30cc Balloon - Each | Features smooth reinforced tips for easy insertion, large catheter eyes for maximum drainage, symmetrical balloon for ensuring reliability, and tapered funnels for secured connections. The strong catheter funnel resist kinking or collapsing while aspirating. The plastic valves conveniently accept luer lock and luer slip syringe. Packaged in an inner plastic wrap and a peel open pouch. Sterile. | foley-catheter-16fr-2-way-silicone-coated-latex-30cc-balloon-each-3d8.jpg
SKU: AIIAS42018G | Amsino Foley Catheter 18FR 2-Way Silicone Coated Latex 30cc Balloon - Each | Features smooth reinforced tips for easy insertion, large catheter eyes for maximum drainage, symmetrical balloon for ensuring reliability, and tapered funnels for secured connections. The strong catheter funnel resist kinking or collapsing while aspirating. The plastic valves conveniently accept luer lock and luer slip syringe. Packaged in an inner plastic wrap and a peel open pouch. Sterile. | foley-catheter-18fr-2-way-silicone-coated-latex-30cc-balloon-each-3d8.jpg
SKU: AIIAS42020G | Amsino Foley Catheter 20FR 2-Way Silicone Coated Latex 30cc Balloon - Each | Features smooth reinforced tips for easy insertion, large catheter eyes for maximum drainage, symmetrical balloon for ensuring reliability, and tapered funnels for secured connections. The strong catheter funnel resist kinking or collapsing while aspirating. The plastic valves conveniently accept luer lock and luer slip syringe. Packaged in an inner plastic wrap and a peel open pouch. Sterile. | foley-catheter-20fr-2-way-silicone-coated-latex-30cc-balloon-each-3d8.jpg
SKU: AIIAS42022G | Amsino Foley Catheter 22FR 2-Way Silicone Coated Latex 30cc Balloon - Each | Features smooth reinforced tips for easy insertion, large catheter eyes for maximum drainage, symmetrical balloon for ensuring reliability, and tapered funnels for secured connections. The strong catheter funnel resist kinking or collapsing while aspirating. The plastic valves conveniently accept luer lock and luer slip syringe. Packaged in an inner plastic wrap and a peel open pouch. Sterile. | foley-catheter-22fr-2-way-silicone-coated-latex-30cc-balloon-each-3d8.jpg
SKU: AIIAS42024G | Amsino Foley Catheter 24FR 2-Way Silicone Coated Latex 30cc Balloon - Each | Features smooth reinforced tips for easy insertion, large catheter eyes for maximum drainage, symmetrical balloon for ensuring reliability, and tapered funnels for secured connections. The strong catheter funnel resist kinking or collapsing while aspirating. The plastic valves conveniently accept luer lock and luer slip syringe. Packaged in an inner plastic wrap and a peel open pouch. Sterile. | foley-catheter-24fr-2-way-silicone-coated-latex-30cc-balloon-each-3d8.jpg
SKU: AIIAS42026G | Amsino Foley Catheter 26FR 2-Way Silicone Coated Latex 30cc Balloon - Each | Features smooth reinforced tips for easy insertion, large catheter eyes for maximum drainage, symmetrical balloon for ensuring reliability, and tapered funnels for secured connections. The strong catheter funnel resist kinking or collapsing while aspirating. The plastic valves conveniently accept luer lock and luer slip syringe. Packaged in an inner plastic wrap and a peel open pouch. Sterile. | foley-catheter-26fr-2-way-silicone-coated-latex-30cc-balloon-each-3d8.jpg
SKU: AIIAS42030G | Amsino Foley Catheter 30FR 2-Way Silicone Coated Latex 30cc Balloon - Each | Features smooth reinforced tips for easy insertion, large catheter eyes for maximum drainage, symmetrical balloon for ensuring reliability, and tapered funnels for secured connections. The strong catheter funnel resist kinking or collapsing while aspirating. The plastic valves conveniently accept luer lock and luer slip syringe. Packaged in an inner plastic wrap and a peel open pouch. Sterile. | foley-catheter-30fr-2-way-silicone-coated-latex-30cc-balloon-each-3d8.jpg
SKU: AIIAS41016SG | Amsino Foley Catheter 100% Silicone 16FR x 5cc Balloon Two Way Sterile Latex Free | Features smooth reinforced tips for easy insertion, large catheter eyes for maximum drainage, symmetrical balloon for ensuring reliability, and tapered funnels for secured connections. | foley-catheter-100-silicone-16fr-x-5cc-balloon-two-way-sterile-latex-free-323.jpg
SKU: AIIAS41014SG | Amsino Foley Catheter 100% Silicone 14FR x 5cc Balloon Two Way Sterile Latex Free - Each | Features smooth reinforced tips for easy insertion, large catheter eyes for maximum drainage, symmetrical balloon for ensuring reliability, and tapered funnels for secured connections. The strong catheter funnel resist kinking or collapsing while aspirating. The plastic valves conveniently accept luer lock and luer slip syringe. Packaged in an inner plastic wrap and a peel open pouch. Sterile. | foley-catheter-100-silicone-14fr-x-5cc-balloon-two-way-sterile-latex-free-each-ac1.jpg
SKU: AIIAS41018SG | Amsino Foley Catheter 100% Silicone 18FR x 5cc Balloon Two Way Sterile Latex Free - Each | Features smooth reinforced tips for easy insertion, large catheter eyes for maximum drainage, symmetrical balloon for ensuring reliability, and tapered funnels for secured connections. The strong catheter funnel resist kinking or collapsing while aspirating. The plastic valves conveniently accept luer lock and luer slip syringe. Packaged in an inner plastic wrap and a peel open pouch. Sterile. | foley-catheter-100-silicone-18fr-x-5cc-balloon-two-way-sterile-latex-free-each-ac1.jpg
SKU: AIIAS41020SG | Amsino Foley Catheter 100% Silicone 20FR x 5cc Balloon Two Way Sterile Latex Free - Each | Features smooth reinforced tips for easy insertion, large catheter eyes for maximum drainage, symmetrical balloon for ensuring reliability, and tapered funnels for secured connections. The strong catheter funnel resist kinking or collapsing while aspirating. The plastic valves conveniently accept luer lock and luer slip syringe. Packaged in an inner plastic wrap and a peel open pouch. Sterile. | foley-catheter-100-silicone-20fr-x-5cc-balloon-two-way-sterile-latex-free-each-ac1.jpg
SKU: AIIAS41022SG | Amsino Foley Catheter 100% Silicone 22FR x 5cc Balloon Two Way Sterile Latex Free - Each | Features smooth reinforced tips for easy insertion, large catheter eyes for maximum drainage, symmetrical balloon for ensuring reliability, and tapered funnels for secured connections. The strong catheter funnel resist kinking or collapsing while aspirating. The plastic valves conveniently accept luer lock and luer slip syringe. Packaged in an inner plastic wrap and a peel open pouch. Sterile. | foley-catheter-100-silicone-22fr-x-5cc-balloon-two-way-sterile-latex-free-each-ac1.jpg
SKU: AIIAS41024SG | Amsino Foley Catheter 100% Silicone 24FR x 5cc Balloon Two-Way Sterile Latex Free - Each | Features smooth reinforced tips for easy insertion, large catheter eyes for maximum drainage, symmetrical balloon for ensuring reliability, and tapered funnels for secured connections. The strong catheter funnel resist kinking or collapsing while aspirating. The plastic valves conveniently accept luer lock and luer slip syringe. Packaged in an inner plastic wrap and a peel open pouch. Sterile. | foley-catheter-100-silicone-24fr-x-5cc-balloon-two-way-sterile-latex-free-each-ac1.jpg
SKU: AIIAS42016SG | Amsino Foley Catheter 100% Silicone 16FR x 30cc Balloon Two-Way Sterile Latex Free - Each | Features smooth reinforced tips for easy insertion, large catheter eyes for maximum drainage, symmetrical balloon for ensuring reliability, and tapered funnels for secured connections. The strong catheter funnel resist kinking or collapsing while aspirating. The plastic valves conveniently accept luer lock and luer slip syringe. Packaged in an inner plastic wrap and a peel open pouch. Sterile. | foley-catheter-100-silicone-16fr-x-30cc-balloon-two-way-sterile-latex-free-each-ac1.jpg
SKU: AIIAS42018SG | Amsino Foley Catheter 100% Silicone 18FR x 30cc Balloon Two-Way Sterile Latex Free - Each | Features smooth reinforced tips for easy insertion, large catheter eyes for maximum drainage, symmetrical balloon for ensuring reliability, and tapered funnels for secured connections. The strong catheter funnel resist kinking or collapsing while aspirating. The plastic valves conveniently accept luer lock and luer slip syringe. Packaged in an inner plastic wrap and a peel open pouch. Sterile. | foley-catheter-100-silicone-18fr-x-30cc-balloon-two-way-sterile-latex-free-each-ac1.jpg
SKU: AIIAS42020SG | Amsino Foley Catheter 100% Silicone 20FR x 30cc Balloon Two-Way Sterile Latex Free - Each | Features smooth reinforced tips for easy insertion, large catheter eyes for maximum drainage, symmetrical balloon for ensuring reliability, and tapered funnels for secured connections. The strong catheter funnel resist kinking or collapsing while aspirating. The plastic valves conveniently accept luer lock and luer slip syringe. Packaged in an inner plastic wrap and a peel open pouch. Sterile. | foley-catheter-100-silicone-20fr-x-30cc-balloon-two-way-sterile-latex-free-each-ac1.jpg
SKU: AIIAS42022SG | Amsino Foley Catheter 100% Silicone 22FR x 30cc Balloon Two-Way Sterile Latex Free - Each | Features smooth reinforced tips for easy insertion, large catheter eyes for maximum drainage, symmetrical balloon for ensuring reliability, and tapered funnels for secured connections. The strong catheter funnel resist kinking or collapsing while aspirating. The plastic valves conveniently accept luer lock and luer slip syringe. Packaged in an inner plastic wrap and a peel open pouch. Sterile. | foley-catheter-100-silicone-22fr-x-30cc-balloon-two-way-sterile-latex-free-each-ac1.jpg
SKU: AIIAS42024SG | Amsino Foley Catheter 100% Silicone 24FR x 30cc Balloon Two-Way Sterile Latex Free - Each | Features smooth reinforced tips for easy insertion, large catheter eyes for maximum drainage, symmetrical balloon for ensuring reliability, and tapered funnels for secured connections. The strong catheter funnel resist kinking or collapsing while aspirating. The plastic valves conveniently accept luer lock and luer slip syringe. Packaged in an inner plastic wrap and a peel open pouch. Sterile. | foley-catheter-100-silicone-24fr-x-30cc-balloon-two-way-sterile-latex-free-each-ac1.jpg
SKU: CAH3570- | Cardinal Health Kenguard Foley Catheter 24FR 5cc 2-Way | Silicone coating provides a smooth exterior shaft, facilitates insertion. | kenguard-foley-catheter-24fr-5cc-2-way-502.jpg
SKU: CAH3565- | Cardinal Health Kenguard Foley Catheter 20FR 5cc 2-Way | Silicone coating provides a smooth exterior shaft, facilitates insertion. | kenguard-foley-catheter-20fr-5cc-2-way-da2.jpg
SKU: CAH3607- | Cardinal Health Kenguard Foley Catheter 18FR 30cc 2-Way | Silicone coating provides a smooth exterior shaft, facilitates insertion. | kenguard-foley-catheter-18fr-30cc-2-way-2d5.jpg
SKU: CAH3631- | Cardinal Health Kenguard Foley Catheter 30FR 30cc 2-Way | Silicone coating provides a smooth exterior shaft, facilitates insertion. | kenguard-foley-catheter-30fr-30cc-2-way-db9.jpg
SKU: CAH3560- | Cardinal Health Foley Catheter Silicone-Coated Latex 16FR 5cc Balloon 2-Way 17" | Silicone coating provides a smooth exterior shaft, facilitates insertion. | foley-catheter-silicone-coated-latex-16fr-5cc-balloon-2-way-17-fdd.jpg
SKU: CAH6947LF- | Cardinal Health Silicone Foley Tray 14FR Sterile Latex Free | 100% Silicone. Non-reactive, non-adhering material reduces incidence of encrustation, urethritis, and stricture vs. latex. Color-coded inflation valve accepts luer lock and luer slip syringes. Packaged in an outer peel-back pouch and an easy-to-open inner sheath. | silicone-foley-tray-14fr-sterile-latex-free--ef5.jpg
SKU: CAH6146LL- | Cardinal Health Silicone Foley Tray 16FR 2000mL 48" Tubing Luer Lock Sample Port Latex Free Sterile | 100% Silicone. Non-reactive, non-adhering material reduces incidence of encrustation, urethritis, and stricture vs. latex. Color-coded inflation valve accepts luer lock and luer slip syringes. Packaged in an outer peel-back pouch and an easy-to-open inner sheath. | silicone-foley-tray-16fr-2000ml-48-tubing-luer-lock-sample-port-latex-free-sterile-1f5.jpg
SKU: CAH1612- | Cardinal Health Foley Catheter Latex 5cc Balloon 2-Way 12FR 16 1/2"L | Hydrophilic coating provides superior lubricity and increased biocompatibility. Maintains lubricity by absorbing the mucosal fluid, providing easy insertion and removal with enhanced patient protection. | foley-catheter-latex-5cc-balloon-2-way-12fr-16-1-2l-21f.jpg
SKU: CAH1631- | Cardinal Health Foley Catheter Latex 5cc Balloon 2-Way 31FR 16 1/2"L | Hydrophilic coating provides superior lubricity and increased biocompatibility. Maintains lubricity by absorbing the mucosal fluid, providing easy insertion and removal with enhanced patient protection. | foley-catheter-latex-5cc-balloon-2-way-31fr-16-1-2l-d8d.jpg
SKU: CAH1624- | Cardinal Health Foley Catheter Latex 5cc Balloon 2-Way 24FR 16 1/2"L | Hydrophilic coating provides superior lubricity and increased biocompatibility. Maintains lubricity by absorbing the mucosal fluid, providing easy insertion and removal with enhanced patient protection. | foley-catheter-latex-5cc-balloon-2-way-24fr-16-1-2l-9b4.jpg
SKU: CAH1416- | Cardinal Health Foley Catheter Latex 30cc Balloon 2-Way 16FR 16 1/2"L | Hydrophilic coating provides superior lubricity and increased biocompatibility. Maintains lubricity by absorbing the mucosal fluid, providing easy insertion and removal with enhanced patient protection. | foley-catheter-latex-30cc-balloon-2-way-16fr-16-1-2l-220.jpg
SKU: CAH1424- | Cardinal Health Foley Catheter Latex 30cc Balloon 2-Way 24FR 16 1/2"L | Hydrophilic coating provides superior lubricity and increased biocompatibility. Maintains lubricity by absorbing the mucosal fluid, providing easy insertion and removal with enhanced patient protection. | foley-catheter-latex-30cc-balloon-2-way-24fr-16-1-2l-e9b.jpg
SKU: CAH2819- | Cardinal Health Foley Catheter Latex 30cc Balloon 3-Way 18FR 16 1/2"L | Hydrophilic coating provides superior lubricity and increased biocompatibility. Maintains lubricity by absorbing the mucosal fluid, providing easy insertion and removal with enhanced patient protection. | foley-catheter-latex-30cc-balloon-3-way-18fr-16-1-2l-b63.jpg
SKU: CAH1420- | Cardinal Health Foley Catheter Latex 30cc Balloon 2-Way 20FR 16 1/2"L | Hydrophilic coating provides superior lubricity and increased biocompatibility. Maintains lubricity by absorbing the mucosal fluid, providing easy insertion and removal with enhanced patient protection. | foley-catheter-latex-30cc-balloon-2-way-20fr-16-1-2l-9ae.jpg
SKU: CAH2720- | Cardinal Health Foley Catheter Latex 5cc Balloon 3-Way 20FR 16 1/2"L | Hydrophilic coating provides superior lubricity and increased biocompatibility. Maintains lubricity by absorbing the mucosal fluid, providing easy insertion and removal with enhanced patient protection. | foley-catheter-latex-5cc-balloon-3-way-20fr-16-1-2l-c3b.jpg
SKU: CAH2826- | Cardinal Health Foley Catheter Latex 30cc Balloon 3-Way 26FR 16 1/2"L | Hydrophilic coating provides superior lubricity and increased biocompatibility. Maintains lubricity by absorbing the mucosal fluid, providing easy insertion and removal with enhanced patient protection. | foley-catheter-latex-30cc-balloon-3-way-26fr-16-1-2l-650.jpg
SKU: CAH2723- | Cardinal Health Foley Catheter Latex 5cc Balloon 3-Way 24FR 16 1/2"L | Hydrophilic coating provides superior lubricity and increased biocompatibility. Maintains lubricity by absorbing the mucosal fluid, providing easy insertion and removal with enhanced patient protection. | foley-catheter-latex-5cc-balloon-3-way-24fr-16-1-2l-7d8.jpg
SKU: BMUD421614 | Bard Medical Bard Clean Cath Vinyl Catheter 16" 14FR | BARDÂ® manufactures Intermittent Catheters with construction methods that mirror those employed for BARDÂ® Foley catheters, which ensures comparable levels of quality and performance. | bard-clean-cath-vinyl-catheter-16-14fr-879.jpg
SKU: AIIAS41016 | Amsino AMSure Two Way Silicone Coated Latex Foley Catheters | Features smooth reinforced tips for easy insertion, large catheter eyes for maximum drainage, symmetrical balloon for ensuring reliability, and tapered funnels for secured connections. | amsure-two-way-silicone-coated-latex-foley-catheters-c83.jpg
SKU: CVN403722 | Covidien Foley Catheter 30cc Balloon 2 Way 22FR 16"L | Non-reactive, non-adhering bonded silicone surface. | foley-catheter-30cc-balloon-2-way-22fr-16l--4e2.jpg
SKU: CVN3565 | Covidien Kenguard Foley Catheter 20FR | Silicone coating provides a smooth exterior shaft, facilitates insertion. | kenguard-foley-catheter-20fr-52a.jpg
SKU: CVN8884732500 | Covidien Dover Male External Catheter Standard One Piece Sheath Design with 2 Sided Adhesive Strap 1.3" | The Doverâ„¢ texas style male external catheter features a soft, lightweight latex. The Doverâ„¢ male external catheter features a natural latex rolled sheath with a soft tip. | dover-male-external-catheter-standard-one-piece-sheath-design-with-2-sided-adhesive-strap-13-89e.jpg
SKU: BMUD123612A | Bard Medical Coated Latex Foley Catheters | Silicone-elastomer coated, 2-way, latex FoleyÂ catheters | coated-latex-foley-catheters-b6d.jpg
SKU: AIIAS41020 | Amsino AMSure Two-Way Silicone Coated Latex Foley Catheters | Two-Way, Silicone Coated Latex Foley Catheters, Individually Packed, Sterile | amsure-two-way-silicone-coated-latex-foley-catheters-17f.jpg
SKU: AIIAS41020 | Amsino AMSure Two-Way Silicone Coated Latex Foley Catheters | Two-Way, Silicone Coated Latex Foley Catheters, Individually Packed, Sterile | amsure-two-way-silicone-coated-latex-foley-catheters-17f.jpg
SKU: AIIAS41020 | Amsino AMSure Two-Way Silicone Coated Latex Foley Catheters | Two-Way, Silicone Coated Latex Foley Catheters, Individually Packed, Sterile | amsure-two-way-silicone-coated-latex-foley-catheters-17f.jpg
SKU: AIIAS41020 | Amsino AMSure Two-Way Silicone Coated Latex Foley Catheters | Two-Way, Silicone Coated Latex Foley Catheters, Individually Packed, Sterile | amsure-two-way-silicone-coated-latex-foley-catheters-17f.jpg
SKU: AIIAS41020 | Amsino AMSure Two-Way Silicone Coated Latex Foley Catheters | Two-Way, Silicone Coated Latex Foley Catheters, Individually Packed, Sterile | amsure-two-way-silicone-coated-latex-foley-catheters-17f.jpg
SKU: AIIAS42022 | Amsino AMSure Two Way Silicone Coated Latex Foley Catheters | AMSure Two-Way Silicone Coated Latex Foley Catheters | amsure-two-way-silicone-coated-latex-foley-catheters-e7b.jpg
SKU: CVN8888561076 | Covidien Argyle Trocar Catheter 32FR 16"L PVC Sterile | The Argyleâ„¢ trocar catheter is a sterile, single use device that consists of a surgically sharp trocar and a clear PVC catheter. Trocar catheters are primarily used for closed chest tube thoracostomies. Catheter features numerical depth marks at 2cm increments for easy and precise positioning. | argyle-trocar-catheter-32fr-16l-pvc-sterile--439.jpg
SKU: CVN8887654088 | Covidien Foley Catheter, 3cc Balloon, 2-Way, Pediatric, 8FR, 16"L, 10/ctn | Non-reactive, non-adhering bonded silicone surface. Color-coded inflation valve accepts luer slip syringes. Packaged in an outer peel-back pouch and an easy-to-open inner sheath. Silicone elastomer coating provides a barrier between the latex catheter shaft and the patients urethra increasing biocompatibility. | foley-catheter-3cc-balloon-2-way-pediatric-8fr-16l-10-ctn-08c.jpg
SKU: CVN1522C | Covidien Coude Foley Catheter 5CC 2-Way Red Latex 22FR 17"L | Choice of red or amber latex. The hydrophilic coating provides superior lubricity and increased biocompatibility. Maintains lubricity by absorbing mucosal fluid, providing easy insertion and removal with enhanced patient protection. | coude-foley-catheter-5cc-2-way-red-latex-22fr-17l-cd2.jpg
SKU: AIIAS41026 | Amsino Foley Catheter | Features smooth reinforced tips for easy insertion, large catheter eyes for maximum drainage, symmetrical balloon for ensuring reliability, and tapered funnels for secured connections. | foley-catheter-a9d.jpg
SKU: AIIAS41030 | Amsino Foley Catheter, 30FR 2-Way Silicone Coated Latex, 5cc Balloon, 10/bx | Features smooth reinforced tips for easy insertion, large catheter eyes for maximum drainage, symmetrical balloon for ensuring reliability, and tapered funnels for secured connections. The strong catheter funnel resist kinking or collapsing while aspirating. The plastic valves conveniently accept luer lock and luer slip syringe. Packaged in an inner plastic wrap and a peel open pouch. Sterile. | foley-catheter-30fr-2-way-silicone-coated-latex-5cc-balloon-10-bx-8fc.jpg
SKU: BMUD123624A | Bard Medical 30cc Foley Catheter 24FR | Silicone-elastomer coating provides protection against urethral irritation. 2-way. Peel-pouch, single-use, sterile. | 30cc-foley-catheter-24fr-f9e.jpg
SKU: BMUD123622A | Bard Medical 30cc Foley Catheter 22FR | Silicone-elastomer coating provides protection against urethral irritation. | 30cc-foley-catheter-22fr--783.jpg
SKU: CVN3607 | Covidien Kenguard Foley Catheter, 18FR, 30cc 2-Way, 10/ctn | Silicone coating provides a smooth exterior shaft, facilitates insertion. | kenguard-foley-catheter-18fr-30cc-2-way-10-ctn-4c6.jpg
SKU: BMUD277714 | Bard Medical Red Rubber All-Purpose Urethral Catheter | BARD manufactures urethral catheters with construction methods that mirror those employed for BARD Foley catheters, which ensures comparable levels of quality and performance. BARDÂ® urethral catheters are available in a wide selection of materials, configurations, and French sizes. | red-rubber-all-purpose-urethral-catheter-edd.jpg
SKU: BMUD277714 | Bard Medical Red Rubber All-Purpose Urethral Catheter | BARD manufactures urethral catheters with construction methods that mirror those employed for BARD Foley catheters, which ensures comparable levels of quality and performance. BARDÂ® urethral catheters are available in a wide selection of materials, configurations, and French sizes. | red-rubber-all-purpose-urethral-catheter-edd.jpg
SKU: BMUD128100 | Bard Medical Suction Cath With Thumb Control10-12Fr | Suction Cath With Thumb Control10-12Fr | suction-cath-with-thumb-control10-12fr-893.jpg
SKU: BMUD165812 | Bard Medical Bardex All Silicone Foley Cath With Ribbed 5Cc Balloon 12 Fr | Bardex All Silicone Foley Cath with Ribbed 5Cc Balloon.12Fr. | bardex-all-silicone-foley-cath-with-ribbed-5cc-balloon-12-fr-3d8.jpg
SKU: COLPAA6114 | Coloplast Cysto-Care Silicone Foley Catheters, 14 Fr, 2-Way, 10 cc | FolysilÂ® 100% Silicone Indwelling Catheters. 2-Way. | cysto-care-silicone-foley-catheters-14-fr-2-way-10-cc-1d4.jpg
SKU: BMUD0165L20 | Bard Medical Bardex Lubricath Foley Catheters, 20Fr, 5cc, 2-Way | The Bardex Lubricath latex Foley catheter provides for smoother insertion and enhanced patient comfort through the hydrogel coating's unique ability to absorb fluid, thus creating a hydrophilic "cushion" between the catheter surface and the urethra. Allows atraumatic insertion for enhanced patient comfort. Bard hydrogel coating maintains its integrity throughout the course of use, resulting in less trauma upon removal. Sterile. 16" length, 5cc, with 2 opposing eyes.French Size 20 Fr. Balloon Size 5 cc. | bardex-lubricath-foley-catheters-20fr-5cc-2-way-a68.jpg
SKU: BMUD0165L16 | Bard Medical Bardex Lubricath Foley Catheters, 16Fr, 5cc, 2-Way | The Bardex Lubricath latex Foley catheter provides for smoother insertion and enhanced patient comfort through the hydrogel coating's unique ability to absorb fluid, thus creating a hydrophilic "cushion" between the catheter surface and the urethra. Allows atraumatic insertion for enhanced patient comfort. BardÂ® hydrogel coating maintains its integrity throughout the course of use, resulting in less trauma upon removal. Sterile. 16" length, 5cc, with 2 opposing eyes. | bardex-lubricath-foley-catheters-16fr-5cc-2-way-000.jpg
SKU: RLMMKAS41012 | ReliaMed AMSure Silicone Coated 2-Way Foley Catheter, 12Fr, 5cc Balloon Capacity, Reinforced Tip, Sterile | Features smooth, reinforced tips for easy insertion, large catheter eyes for maximum drainage, symmetrical balloon for ensuring reliability and tapered funnels for secured connections. The strong catheter funnel resists kinking or collapsing while aspirating. The plastic valves conveniently accept luer lock and luer slip syringes. Packaged in an inner, plastic wrap and a peel-open pouch. | amsure-silicone-coated-2-way-foley-catheter-12fr-5cc-balloon-capacity-reinforced-tip-sterile-63e.jpg
SKU: RLMMKAS41014 | ReliaMed AMSure Silicone Coated 2-Way Foley Catheter, 14Fr, 5cc Balloon Capacity, Reinforced Tip, Sterile | Features smooth, reinforced tips for easy insertion, large catheter eyes for maximum drainage, symmetrical balloon for ensuring reliability and tapered funnels for secured connections. The strong catheter funnel resists kinking or collapsing while aspirating. The plastic valves conveniently accept luer lock and luer slip syringes. Packaged in an inner, plastic wrap and a peel-open pouch. | amsure-silicone-coated-2-way-foley-catheter-14fr-5cc-balloon-capacity-reinforced-tip-sterile-16e.jpg
SKU: RLMMKAS41018 | ReliaMed AMSure Silicone Coated 2-Way Foley Catheter, 18Fr, 5cc Balloon Capacity, Reinforced Tip, Sterile | Features smooth, reinforced tips for easy insertion, large catheter eyes for maximum drainage, symmetrical balloon for ensuring reliability and tapered funnels for secured connections. The strong catheter funnel resists kinking or collapsing while aspirating. The plastic valves conveniently accept luer lock and luer slip syringes. Packaged in an inner, plastic wrap and a peel-open pouch. | amsure-silicone-coated-2-way-foley-catheter-18fr-5cc-balloon-capacity-reinforced-tip-sterile-1c2.jpg
SKU: RLMMKAS41018S | ReliaMed AMSure 100% Silicone 2-Way Foley Catheter, 18Fr, 5cc Balloon Capacity, Reinforced Tip, Sterile | Features smooth, reinforced tips for easy insertion, large catheter eyes for maximum drainage, symmetrical balloon for ensuring reliability and tapered funnels for secured connections. The strong catheter funnel resists kinking or collapsing while aspirating. The plastic valves conveniently accept luer lock and luer slip syringes. Packaged in an inner, plastic wrap and a peel-open pouch. | amsure-100-silicone-2-way-foley-catheter-18fr-5cc-balloon-capacity-reinforced-tip-sterile-b25.jpg
SKU: RLMMKAS41020 | ReliaMed AMSure Silicone Coated 2-Way Foley Catheter, 20Fr, 5cc Balloon Capacity, Reinforced Tip, Sterile | Features smooth, reinforced tips for easy insertion, large catheter eyes for maximum drainage, symmetrical balloon for ensuring reliability and tapered funnels for secured connections. The strong catheter funnel resists kinking or collapsing while aspirating. The plastic valves conveniently accept luer lock and luer slip syringes. Packaged in an inner, plastic wrap and a peel-open pouch. | amsure-silicone-coated-2-way-foley-catheter-20fr-5cc-balloon-capacity-reinforced-tip-sterile-986.jpg
SKU: RLMMKAS41020S | ReliaMed AMSure 100% Silicone 2-Way Foley Catheter, 20Fr, 5cc Balloon Capacity, Reinforced Tip, Sterile | Features smooth, reinforced tips for easy insertion, large catheter eyes for maximum drainage, symmetrical balloon for ensuring reliability and tapered funnels for secured connections. The strong catheter funnel resists kinking or collapsing while aspirating. The plastic valves conveniently accept luer lock and luer slip syringes. Packaged in an inner, plastic wrap and a peel-open pouch. | amsure-100-silicone-2-way-foley-catheter-20fr-5cc-balloon-capacity-reinforced-tip-sterile-ea4.jpg
SKU: RLMMKAS41022 | ReliaMed AMSure Silicone Coated 2-Way Foley Catheter, 22Fr, 5cc Balloon Capacity, Reinforced Tip, Sterile | Features smooth, reinforced tips for easy insertion, large catheter eyes for maximum drainage, symmetrical balloon for ensuring reliability and tapered funnels for secured connections. The strong catheter funnel resists kinking or collapsing while aspirating. The plastic valves conveniently accept luer lock and luer slip syringes. Packaged in an inner, plastic wrap and a peel-open pouch. | amsure-silicone-coated-2-way-foley-catheter-22fr-5cc-balloon-capacity-reinforced-tip-sterile-bb1.jpg
SKU: RLMMKAS41022S | ReliaMed AMSure 100% Silicone 2-Way Foley Catheter, 22Fr, 5cc Balloon Capacity, Reinforced Tip, Sterile | Features smooth, reinforced tips for easy insertion, large catheter eyes for maximum drainage, symmetrical balloon for ensuring reliability and tapered funnels for secured connections. The strong catheter funnel resists kinking or collapsing while aspirating. The plastic valves conveniently accept luer lock and luer slip syringes. Packaged in an inner, plastic wrap and a peel-open pouch. | amsure-100-silicone-2-way-foley-catheter-22fr-5cc-balloon-capacity-reinforced-tip-sterile-b5f.jpg
SKU: RLMMKAS41024 | ReliaMed AMSure Silicone Coated 2-Way Foley Catheter, 24Fr, 5cc Balloon Capacity, Reinforced Tip, Sterile | Features smooth, reinforced tips for easy insertion, large catheter eyes for maximum drainage, symmetrical balloon for ensuring reliability and tapered funnels for secured connections. The strong catheter funnel resists kinking or collapsing while aspirating. The plastic valves conveniently accept luer lock and luer slip syringes. Packaged in an inner, plastic wrap and a peel-open pouch. | amsure-silicone-coated-2-way-foley-catheter-24fr-5cc-balloon-capacity-reinforced-tip-sterile-da9.jpg
SKU: RLMMKAS41024S | ReliaMed AMSure 100% Silicone 2-Way Foley Catheter, 24Fr, 5cc Balloon Capacity, Reinforced Tip, Sterile | Features smooth, reinforced tips for easy insertion, large catheter eyes for maximum drainage, symmetrical balloon for ensuring reliability and tapered funnels for secured connections. The strong catheter funnel resists kinking or collapsing while aspirating. The plastic valves conveniently accept luer lock and luer slip syringes. Packaged in an inner, plastic wrap and a peel-open pouch. | amsure-100-silicone-2-way-foley-catheter-24fr-5cc-balloon-capacity-reinforced-tip-sterile-569.jpg
SKU: RLMMKAS41026 | ReliaMed AMSure Silicone Coated 2-Way Foley Catheter | Features smooth, reinforced tips for easy insertion, large catheter eyes for maximum drainage, symmetrical balloon for ensuring reliability and tapered funnels for secured connections. | amsure-silicone-coated-2-way-foley-catheter-1f4.jpg
SKU: RLMMKAS41028 | ReliaMed AMSure Silicone Coated 2-Way Foley Catheter, 28Fr, 5cc Balloon Capacity, Reinforced Tip, Sterile | Features smooth, reinforced tips for easy insertion, large catheter eyes for maximum drainage, symmetrical balloon for ensuring reliability and tapered funnels for secured connections. The strong catheter funnel resists kinking or collapsing while aspirating. The plastic valves conveniently accept luer lock and luer slip syringes. Packaged in an inner, plastic wrap and a peel-open pouch. | amsure-silicone-coated-2-way-foley-catheter-28fr-5cc-balloon-capacity-reinforced-tip-sterile-40b.jpg
SKU: RLMMKAS41030 | ReliaMed AMSure Silicone Coated 2-Way Foley Catheter, 30Fr, 5cc Balloon Capacity, Reinforced Tip, Sterile | Features smooth, reinforced tips for easy insertion, large catheter eyes for maximum drainage, symmetrical balloon for ensuring reliability and tapered funnels for secured connections. The strong catheter funnel resists kinking or collapsing while aspirating. The plastic valves conveniently accept luer lock and luer slip syringes. Packaged in an inner, plastic wrap and a peel-open pouch. | amsure-silicone-coated-2-way-foley-catheter-30fr-5cc-balloon-capacity-reinforced-tip-sterile-ceb.jpg
SKU: RLMMKAS42012 | ReliaMed AMSure Silicone Coated 2-Way Foley Catheter, 12Fr, 30cc Balloon Capacity, Reinforced Tip, Sterile | Features smooth, reinforced tips for easy insertion, large catheter eyes for maximum drainage, symmetrical balloon for ensuring reliability and tapered funnels for secured connections. The strong catheter funnel resists kinking or collapsing while aspirating. The plastic valves conveniently accept luer lock and luer slip syringes. Packaged in an inner, plastic wrap and a peel-open pouch. | amsure-silicone-coated-2-way-foley-catheter-12fr-30cc-balloon-capacity-reinforced-tip-sterile-c5b.jpg
SKU: RLMMKAS42014 | ReliaMed AMSure Silicone Coated 2-Way Foley Catheter, 14Fr, 30cc Balloon Capacity, Reinforced Tip, Sterile | Features smooth, reinforced tips for easy insertion, large catheter eyes for maximum drainage, symmetrical balloon for ensuring reliability and tapered funnels for secured connections. The strong catheter funnel resists kinking or collapsing while aspirating. The plastic valves conveniently accept luer lock and luer slip syringes. Packaged in an inner, plastic wrap and a peel-open pouch. | amsure-silicone-coated-2-way-foley-catheter-14fr-30cc-balloon-capacity-reinforced-tip-sterile-46f.jpg
SKU: RLMMKAS42016 | ReliaMed AMSure Silicone Coated 2-Way Foley Catheter, 16Fr, 30cc Balloon Capacity, Reinforced Tip, Sterile | Features smooth, reinforced tips for easy insertion, large catheter eyes for maximum drainage, symmetrical balloon for ensuring reliability and tapered funnels for secured connections. The strong catheter funnel resists kinking or collapsing while aspirating. The plastic valves conveniently accept luer lock and luer slip syringes. Packaged in an inner, plastic wrap and a peel-open pouch. | amsure-silicone-coated-2-way-foley-catheter-16fr-30cc-balloon-capacity-reinforced-tip-sterile-2c4.jpg
SKU: RLMMKAS42016S | ReliaMed AMSure 100% Silicone 2-Way Foley Catheter, 16Fr, 30cc Balloon Capacity, Reinforced Tip, Sterile | Features smooth, reinforced tips for easy insertion, large catheter eyes for maximum drainage, symmetrical balloon for ensuring reliability and tapered funnels for secured connections. The strong catheter funnel resists kinking or collapsing while aspirating. The plastic valves conveniently accept luer lock and luer slip syringes. Packaged in an inner, plastic wrap and a peel-open pouch. | amsure-100-silicone-2-way-foley-catheter-16fr-30cc-balloon-capacity-reinforced-tip-sterile-84b.jpg
SKU: RLMMKAS42018 | ReliaMed AMSure Silicone Coated 2-Way Foley Catheter, 18 Fr, 30cc Balloon Capacity, Reinforced Tip, Sterile | Features smooth, reinforced tips for easy insertion, large catheter eyes for maximum drainage, symmetrical balloon for ensuring reliability and tapered funnels for secured connections. The strong catheter funnel resists kinking or collapsing while aspirating. The plastic valves conveniently accept luer lock and luer slip syringes. Packaged in an inner, plastic wrap and a peel-open pouch. | amsure-silicone-coated-2-way-foley-catheter-18-fr-30cc-balloon-capacity-reinforced-tip-sterile-2a0.jpg
SKU: RLMMKAS42018S | ReliaMed AMSure 100% Silicone 2-Way Foley Catheter, 18Fr, 30cc Balloon Capacity, Reinforced Tip, Sterile | Features smooth, reinforced tips for easy insertion, large catheter eyes for maximum drainage, symmetrical balloon for ensuring reliability and tapered funnels for secured connections. The strong catheter funnel resists kinking or collapsing while aspirating. The plastic valves conveniently accept luer lock and luer slip syringes. Packaged in an inner, plastic wrap and a peel-open pouch. | amsure-100-silicone-2-way-foley-catheter-18fr-30cc-balloon-capacity-reinforced-tip-sterile-9b4.jpg
SKU: RLMMKAS42020 | ReliaMed AMSure Silicone Coated 2-Way Foley Catheter, 20Fr, 30cc Balloon Capacity, Reinforced Tip, Sterile | Features smooth, reinforced tips for easy insertion, large catheter eyes for maximum drainage, symmetrical balloon for ensuring reliability and tapered funnels for secured connections. The strong catheter funnel resists kinking or collapsing while aspirating. The plastic valves conveniently accept luer lock and luer slip syringes. Packaged in an inner, plastic wrap and a peel-open pouch. | amsure-silicone-coated-2-way-foley-catheter-20fr-30cc-balloon-capacity-reinforced-tip-sterile-533.jpg
SKU: RLMMKAS42020S | ReliaMed AMSure 100% Silicone 2-Way Foley Catheter, 20Fr, 30cc Balloon Capacity, Reinforced Tip, Sterile | Features smooth, reinforced tips for easy insertion, large catheter eyes for maximum drainage, symmetrical balloon for ensuring reliability and tapered funnels for secured connections. The strong catheter funnel resists kinking or collapsing while aspirating. The plastic valves conveniently accept luer lock and luer slip syringes. Packaged in an inner, plastic wrap and a peel-open pouch. | amsure-100-silicone-2-way-foley-catheter-20fr-30cc-balloon-capacity-reinforced-tip-sterile-437.jpg
SKU: RLMMKAS42022 | ReliaMed AMSure Silicone Coated 2-Way Foley Catheter, 22Fr, 30cc Balloon Capacity, Reinforced Tip, Sterile | Features smooth, reinforced tips for easy insertion, large catheter eyes for maximum drainage, symmetrical balloon for ensuring reliability and tapered funnels for secured connections. The strong catheter funnel resists kinking or collapsing while aspirating. The plastic valves conveniently accept luer lock and luer slip syringes. Packaged in an inner, plastic wrap and a peel-open pouch. | amsure-silicone-coated-2-way-foley-catheter-22fr-30cc-balloon-capacity-reinforced-tip-sterile-a7d.jpg
SKU: RLMMKAS42022S | ReliaMed AMSure 100% Silicone 2-Way Foley Catheter, 22Fr, 30cc Balloon Capacity, Reinforced Tip, Sterile | Features smooth, reinforced tips for easy insertion, large catheter eyes for maximum drainage, symmetrical balloon for ensuring reliability and tapered funnels for secured connections. The strong catheter funnel resists kinking or collapsing while aspirating. The plastic valves conveniently accept luer lock and luer slip syringes. Packaged in an inner, plastic wrap and a peel-open pouch. | amsure-100-silicone-2-way-foley-catheter-22fr-30cc-balloon-capacity-reinforced-tip-sterile-762.jpg
SKU: RLMMKAS42024 | ReliaMed AMSure Silicone Coated 2-Way Foley Catheter, 24Fr, 30cc Balloon Capacity, Reinforced Tip, Sterile | Features smooth, reinforced tips for easy insertion, large catheter eyes for maximum drainage, symmetrical balloon for ensuring reliability and tapered funnels for secured connections. The strong catheter funnel resists kinking or collapsing while aspirating. The plastic valves conveniently accept luer lock and luer slip syringes. Packaged in an inner, plastic wrap and a peel-open pouch. | amsure-silicone-coated-2-way-foley-catheter-24fr-30cc-balloon-capacity-reinforced-tip-sterile-cca.jpg
SKU: RLMMKAS42024S | ReliaMed AMSure 100% Silicone 2-Way Foley Catheter, 24Fr, 30cc Balloon Capacity, Reinforced Tip, Sterile | Features smooth, reinforced tips for easy insertion, large catheter eyes for maximum drainage, symmetrical balloon for ensuring reliability and tapered funnels for secured connections. The strong catheter funnel resists kinking or collapsing while aspirating. The plastic valves conveniently accept luer lock and luer slip syringes. Packaged in an inner, plastic wrap and a peel-open pouch. | amsure-100-silicone-2-way-foley-catheter-24fr-30cc-balloon-capacity-reinforced-tip-sterile-c8a.jpg
SKU: RLMMKAS42026 | ReliaMed AMSure 2-Way Silicone-Coated Foley Catheter, 26Fr, 30cc Balloon Capacity, Reinforced Tip, Sterile | Features smooth, reinforced tips for easy insertion, large catheter eyes for maximum drainage, symmetrical balloon for ensuring reliability and tapered funnels for secured connections. The strong catheter funnel resists kinking or collapsing while aspirating. The plastic valves conveniently accept luer lock and luer slip syringes. Packaged in an inner, plastic wrap and a peel-open pouch. | amsure-2-way-silicone-coated-foley-catheter-26fr-30cc-balloon-capacity-reinforced-tip-sterile-e47.jpg
SKU: RLMMKAS42028 | ReliaMed AMSure 2-Way Silicone-Coated Foley Catheter, 28Fr, 30cc Balloon Capacity, Reinforced Tip, Sterile | Features smooth, reinforced tips for easy insertion, large catheter eyes for maximum drainage, symmetrical balloon for ensuring reliability and tapered funnels for secured connections. The strong catheter funnel resists kinking or collapsing while aspirating. The plastic valves conveniently accept luer lock and luer slip syringes. Packaged in an inner, plastic wrap and a peel-open pouch. | amsure-2-way-silicone-coated-foley-catheter-28fr-30cc-balloon-capacity-reinforced-tip-sterile-eb3.jpg
SKU: CVN3601 | Covidien Dover Silicone Coated Latex Foley Catheter 30 ml 2 Way Hemostatic 16 Fr/Ch | Silicone Coated Latex Foley Catheters | dover-silicone-coated-latex-foley-catheter-30-ml-2-way-hemostatic-16-fr-ch-583.jpg
SKU: BMUD0165L24 | Bard Medical Bardex Lubricath Foley Catheters, 24Fr, 5cc, 2-Way | The Bardex Lubricath latex Foley catheter provides for smoother insertion and enhanced patient comfort through the hydrogel coating's unique ability to absorb fluid, thus creating a hydrophilic "cushion" between the catheter surface and the urethra. Allows atraumatic insertion for enhanced patient comfort. BardÂ® hydrogel coating maintains its integrity throughout the course of use, resulting in less trauma upon removal. Sterile. 16" length, 5cc, with 2 opposing eyes. | bardex-lubricath-foley-catheters-24fr-5cc-2-way-7bb.jpg
SKU: BMUD165814 | Bard Medical Bardex Uncoated Silicone Foley Catheters, 5 cc, 14 Fr | The Bard 100% latex-free all-silicone Foley catheter is available in a variety of French sizes and balloon sizes, including pediatric. With 2 opposing eyes. Sterile. | bardex-uncoated-silicone-foley-catheters-5-cc-14-fr-636.jpg
SKU: BMUD165816 | Bard Medical Foley Catheter Silicone 16FR 5cc Latex Free | The Bard 100% latex-free all-silicone Foley catheter is available in a variety of French sizes and balloon sizes, including pediatric. With 2 opposing eyes. Sterile.Balloon Size : 5 cc, French Size : 16 Fr | foley-catheter-silicone-16fr-5cc-latex-free--587.jpg
SKU: BMUD420614 | Bard Medical Clean-Cath Vinyl Catheter, Sterile, Female, 6"L, Green, 14 Fr | Intermittent catheters feature smooth eyes at the tip for comfort and safety; spherical tip minimizes discomfort. Suitable for patients requiring a rigid catheter. Individual packaging. Sterile | clean-cath-vinyl-catheter-sterile-female-6l-green-14-fr-de1.jpg
SKU: CVN8887605163 | Covidien Silicone Foley Catheter 5cc Balloon 2-Way 16FR | Dover 100% Silicone Foley catheter. Dover 100% Silicone Foley Catheter, 16 Fr., 5cc, 2-way | silicone-foley-catheter-5cc-balloon-2-way-16fr-b7e.jpg
SKU: CVN403716 | Covidien Dover Silicone Elastomer Coated Latex Foley Catheter, 30 ml, 2-Way, 16 Fr/Ch | Silicone Elastomer Coated Latex Foley Catheters | dover-silicone-elastomer-coated-latex-foley-catheter-30-ml-2-way-16-fr-ch-66b.jpg
SKU: CVN1616C | Covidien Coude Foley Catheter 5cc 2-Way Amber Latex 16FR 17"L | Latex CoudÃ© Catheters | coude-foley-catheter-5cc-2-way-amber-latex-16fr-17quotl-6ea.jpg
SKU: TLFX351016 | Teleflex Robinson-Nelaton Straight Red Rubber Catheter, 16Fr, Sterile | This Red Rubber Latex Catheter Has 2 Opposed Eyes. It Is X-Ray Opaque And It Is Sterile For Single Use. It Is A Soft, Comfortable And Economical Disposable Catheter. | robinson-nelaton-straight-red-rubber-catheter-16fr-sterile-a5f.jpg
SKU: BMUD800518 | Bard Medical Bardia Foley Insertion Kit With Catheter - Sterile, 5 cc, French Size: 18 Fr | Sterile Contents: Silicone-Coated Latex Catheter , Inflation Syringe , PVP Swabs, Lubricant , Gloves , Underpad. | bardia-foley-insertion-kit-with-catheter-sterile-5-cc-french-size-18-fr-924.jpg
SKU: BMUD806524 | Bard Medical All Silicone Foley Catheter, 5 cc, 24Fr | 100% Silicone, 2-Way Foley Catheters. 5 cc or 30cc Balloon, Peel-pouch, Single-use, Sterile. | all-silicone-foley-catheter-5-cc-24fr-459.jpg
SKU: BMUD123514A | Bard Medical Silicone Elastomer Latex Foley Catheter, 5 cc, 2-Way, French Size: 14 Fr | At BARD, we continually strive to develop and refine advanced products and services that span the spectrum of urological care. That's why BARD offers the largest portfolio of catheters in the world. Our offerings include Foley catheters, Foley trays, collection systems, irrigation trays and intermittent catheters and trays. | silicone-elastomer-latex-foley-catheter-5-cc-2-way-french-size-14-fr-bf1.jpg
SKU: BMUD123518A | Bard Medical Silicone Elastomer Latex Foley Catheter, 5 cc, 2-Way, French Size: 18 Fr | Silicone-elastomer coated latex Foley catheter is made from a hydrophobic material that rejects moisture. The silicone-elastomer coating provides protection against urethral irritation. | silicone-elastomer-latex-foley-catheter-5-cc-2-way-french-size-18-fr-2cd.jpg
SKU: BMUD123522A | Bard Medical Silicone Elastomer Latex Foley Catheter, 5 cc, 2-Way, French Size: 22 Fr | Silicone-elastomer coated latex Foley catheter is made from a hydrophobic material that rejects moisture. The silicone-elastomer coating provides protection against urethral irritation. | silicone-elastomer-latex-foley-catheter-5-cc-2-way-french-size-22-fr-44b.jpg
SKU: BMUD123618A | Bard Medical Silicone Elastomer Latex Foley Catheter, 30 cc, 2-Way, French Size: 18 Fr | Silicone-elastomer coated latex Foley catheter is made from a hydrophobic material that rejects moisture. The silicone-elastomer coating provides protection against urethral irritation. | silicone-elastomer-latex-foley-catheter-30-cc-2-way-french-size-18-fr-422.jpg
SKU: BMUD802414G | Bard Medical 14FR Urethral Catheter - Each | Radiopaque with a round, hollow tip. Can be used as a Robinson or a Nelaton catheter. Two opposing drainage eyes. 16" long. Single-use, sterile. | 14fr-urethral-catheter-each-da8.jpg
SKU: BMUD277716G | Bard Medical 16FR Urethral Catheter - Each | Radiopaque with a round, hollow tip. Can be used as a Robinson or a Nelaton catheter. Two opposing drainage eyes. 16" long. Single-use, sterile. | 16fr-urethral-catheter-each-da8.jpg
SKU: AIIAS860608G | Amsino Urethral Catheter 6" Female 8FR - Each | Designed for your patient's specific needs. Sterile and latex free. | urethral-catheter-6-female-8fr-each-d29.jpg
SKU: AIIAS860612G | Amsino Urethral Catheter 6" Female 12FR | Designed for your patient's specific needs. | urethral-catheter-6-female-12fr-d29.jpg
SKU: AIIAS860614G | Amsino Urethral Catheter 6" Female 14FR - Each | Designed for your patient's specific needs. Sterile and latex free. | urethral-catheter-6-female-14fr-each-d29.jpg
SKU: AIIAS861010G | Amsino Urethral Catheter 10" Pediatric 10FR - Each | Designed for your patient's specific needs. Sterile and latex free. | urethral-catheter-10-pediatric-10fr-each-bd8.jpg
SKU: AIIAS861612G | Amsino Urethral Catheter 16" Male 12FR - Each | Designed for your patient's specific needs. Sterile and latex free. | urethral-catheter-16-male-12fr-each-bd8.jpg
SKU: AIIAS861614G | Amsino Urethral Catheter 16" Male 14FR - Each | Designed for your patient's specific needs. Sterile and latex free. | urethral-catheter-16-male-14fr-each-bd8.jpg
SKU: AIIAS861616G | Amsino Urethral Catheter 16" Male 16FR - Each | Designed for your patient's specific needs. Sterile and latex free. | urethral-catheter-16-male-16fr-each-bd8.jpg
SKU: AIIAS44012G | Amsino Red Rubber Urethral Catheter 12FR - Each | Sterile and latex free. | red-rubber-urethral-catheter-12fr-each-29a.jpg
SKU: AIIAS44014G | Amsino Red Rubber Urethral Catheter 14FR - Each | Sterile and latex free. | red-rubber-urethral-catheter-14fr-each-29a.jpg
SKU: AIIAS44016G | Amsino Red Rubber Urethral Catheter 16FR - Each | Sterile and latex free. | red-rubber-urethral-catheter-16fr-each-29a.jpg
SKU: AIIAS44018G | Amsino Red Rubber Urethral Catheter 18FR - Each | Sterile and latex free. | red-rubber-urethral-catheter-18fr-each-29a.jpg
SKU: BMUD0101 14G | Bard Medical Urethral Catheter Latex Coude Tip One Eye Sterile Single Use 14FR - Each | BARD RED RUBBER COUDE URETHRAL CATHETERS | urethral-catheter-latex-coude-tip-one-eye-sterile-single-use-14fr-each-0ef.jpg
SKU: CAH8420- | Cardinal Health Urethral Red Rubber Catheter 20FR 12"L | Hydrophilic, lubricious coating. Two opposing eyes. Latex, single use and sterile. | urethral-red-rubber-catheter-20fr-12l-d98.jpg
SKU: BMUD4A5044 | Bard Medical Touchless Plus Unisex Red Rubber Intermittent Catheter Kit | The BARD TOUCHLESS Plus Intermittent Catheter system is a closed system kit designed for sterile intermittent catheterization and offers a pre-lubricated catheter with patented finger guide. The unique closed system helps to reduce the risk of urinary tract infections. | touchless-plus-unisex-red-rubber-intermittent-catheter-kit-1e5.jpg
SKU: BMUD4A6144 | Bard Medical Touchless Plus Unisex Vinyl Intermittent Catheter Kit | The BARD TOUCHLESS Plus Intermittent Catheter system is a closed system kit designed for sterile intermittent catheterization and offers a pre-lubricated catheter with patented finger guide. The unique closed system helps to reduce the risk of urinary tract infections. | touchless-plus-unisex-vinyl-intermittent-catheter-kit-96e.jpg
SKU: CRFUT64C | CareFusion AirLife Brand Tri-Flo Single Catheter 8 Fr Pediatric with Depth Markings | Our Tri-Flo suction catheters are designed with two triangular eyes and a beveled tip to be less traumatic to your patients while still providing high suctioning efficiency. Clear connectors and depth markings are standard on all 5/6 and 8 Fr sizes. Catheters are available with or without a control port to provide you with the choice of continuous or controlled suctioning. | airlife-brand-tri-flo-single-catheter-8-fr-pediatric-with-depth-markings-4f9.jpg
SKU: HOLS96144I | Hollister Advance Plus Intermittent Catheter Kit, Sterile, French Size: 14 Fr, 16"L | Closed intermittent catheter system allows the user, even those with limited dexterity, to manage incontinence with complete confidence. Catheter features an introducer tip that reduces the risk of urinary tract infections and provides optimal distribution of gel. Patented Gel Reservoir allows the catheter to be used with no additional lubrication, water, or other preparation. Ultra smooth catheter eyelets provide maximum comfort on insertion and removal. Protective ring cap maintains sterility of the catheter tip and is easy to remove and hold. 1500 ml urine collection bag with built-in handle is easy to use, allowing secure, discreet catheterization | advance-plus-intermittent-catheter-kit-sterile-french-size-14-fr-16l-4ae.jpg
SKU: CULCM14 | Cure Medical Intermittent Catheters, Male, 14 Fr, 16", Straight Tip | Cure intermittent straight catheters are DEHP-, BPA-, and latex-free for safety. Sterile, single-use catheters have smooth, fire-polished eyelets for comfortable insertion. Cure Medical donates 10% of net income to spinal cord research. Economical catheters are a safe alternative for most popular types of catheters. | intermittent-catheters-male-14-fr-16-straight-tip-277.jpg
SKU: CULCF14 | Cure Medical Intermittent Catheters, Female, 14 fr, 6", Straight Tip | Cure intermittent straight catheters are DEHP-, BPA-, and latex-free for safety. Sterile, single-use catheters have smooth, fire-polished eyelets for comfortable insertion. Cure Medical donates 10% of net income to spinal cord research. Economical catheters are a safe alternative for most popular types of catheters. | intermittent-catheters-female-14-fr-6-straight-tip-645.jpg
SKU: CULCM12 | Cure Medical Intermittent Catheters, Male, 12 Fr, 16", Straight Tip | Cure intermittent straight catheters are DEHP-, BPA-, and latex-free for safety. Sterile, single-use catheters have smooth, fire-polished eyelets for comfortable insertion. Cure Medical donates 10% of net income to spinal cord research. Economical catheters are a safe alternative for most popular types of catheters. | intermittent-catheters-male-12-fr-16-straight-tip-a3f.jpg
SKU: HOLS1064 | Hollister Apogee Intermittent Catheters Sterile Firm 16" 14 Fr | For general catheterization, these catheters have ultra smooth eyelets that provide comfort on insertion and removal. | apogee-intermittent-catheters-sterile-firm-16-14-fr-d81.jpg
SKU: HOLS1063 | Hollister Apogee Intermittent Catheters, Sterile, 6", 14 Fr, No Adapter | For general catheterization, these catheters have ultra smooth eyelets that provide comfort on insertion and removal. Individually packaged in an easy-to-open peel pouch. | apogee-intermittent-catheters-sterile-6-14-fr-no-adapter-d81.jpg
SKU: HOLS1082 | Hollister Apogee Intermittent Catheters, Sterile, 16", 16 fr, Firm | For general catheterization, these catheters have ultra smooth eyelets that provide comfort on insertion and removal. Individually packaged in an easy-to-open peel pouch. | apogee-intermittent-catheters-sterile-16-16-fr-firm-da5.jpg
SKU: BMUD9412 | Bard Medical All Purpose Red Rubber Urethral Catheter, 16", 12 Fr | All-purpose, urethral, X-ray opaque with funnel end and round, hollow tip. Two opposing eyes. Sterile. | all-purpose-red-rubber-urethral-catheter-16-12-fr-a7e.jpg
SKU: HOLS6100A | Hollister Catheter Insertion Tray Apogee Intermittent Without Catheter Without Balloon Without Catheter | Single-use IC Insertion Kit contains:Latex-free Underpad Drape, Collection Bag, Prep Pad, Gloves, Lubrication Jelly | catheter-insertion-tray-apogee-intermittent-without-catheter-without-balloon-without-catheter-f4e.jpg
SKU: HOLSB14FB | Hollister Apogee Closed System Kit, 14 Fr, Firm | Kit includes everything necessary for intermittent catheterization. Prelubricated catheter features tapered introducer tip and polished, recessed eyelets, in a 1500 ml collection bag. Unique introducer tip helps reduce the risk of urinary tract infection by shielding the sterile catheter from bacteria that is normally present within the first 15 mm of the urethra. Latex-free. | apogee-closed-system-kit-14-fr-firm-f68.jpg
SKU: TLFXSONC14 | Teleflex Rusch / MMG Intermittent Catheter - Sterile, Catheter and Bag, 14 fr | Self-contained intermittent catheter system is fully protected within its own closed sterile field. Significantly reduces the risk of infection. Pre-lubricated catheter and introducer tip. The self-contained urine collection bag eliminates the need for separate containers, thus reducing the risk of spillage and allowing for ease of disposal. The MMG System provides greater comfort and mobility away from home. It fits in your pocket or purse - no bulky trays to carry around. The MMG System's unique, patented "break-away" funnel end provides a safe and easy urine sampling procedure. Sterile for single use. | rusch-mmg-intermittent-catheter-sterile-catheter-and-bag-14-fr-00c.jpg
SKU: TLFXRLA1423 | Teleflex Rusch / MMG Intermittent Catheter - Sterile, Catheter, 2 gloves, underpad, tissue and PVP swab, 14 fr | Self-contained intermittent catheter system is fully protected within its own closed sterile field. Significantly reduces the risk of infection. Pre-lubricated catheter and introducer tip. The self-contained urine collection bag eliminates the need for separate containers, thus reducing the risk of spillage and allowing for ease of disposal. The MMG System provides greater comfort and mobility away from home. It fits in your pocket or purse - no bulky trays to carry around. The MMG System's unique, patented "break-away" funnel end provides a safe and easy urine sampling procedure. Sterile for single use. | rusch-mmg-intermittent-catheter-sterile-catheter-2-gloves-underpad-tissue-and-pvp-swab-14-fr-5cc.jpg
SKU: TLFXRLA1623 | Teleflex Rusch / MMG Intermittent Catheter - Sterile, PVC Plastic, Catheter, 2 gloves, underpad, tissue and PVP swab, 16fr | Self-contained intermittent catheter system is fully protected within its own closed sterile field. Significantly reduces the risk of infection. Pre-lubricated catheter and introducer tip. The self-contained urine collection bag eliminates the need for separate containers, thus reducing the risk of spillage and allowing for ease of disposal. The MMG System provides greater comfort and mobility away from home. It fits in your pocket or purse - no bulky trays to carry around. The MMG System's unique, patented "break-away" funnel end provides a safe and easy urine sampling procedure. Sterile for single use. | rusch-mmg-intermittent-catheter-sterile-pvc-plastic-catheter-2-gloves-underpad-tissue-and-pvp-swab-16fr-d76.jpg
SKU: RLMZRIC066S | ReliaMed Female Intermittent Catheter Straight Tip, Funnel End 6 fr 6", Latex-Free | Individually packed in paper/poly pouch. Constructed of latex-free PVC. Offset eyelets to maximize the flow of urine. Easy-open package. Designed for comfort. Sterile.Caution: Federal Law restricts this product to sale by or on the order of a physician or licensed practitioner. 6" female. 6 fr, funnel connector. | female-intermittent-catheter-straight-tip-funnel-end-6-fr-6-latex-free-263.jpg
SKU: RLMZRIC0810S | ReliaMed Pediatric Intermittent Catheter Straight Tip, Funnel Connector 8 fr 10" | Individually packed in paper/poly pouch. Constructed of latex-free PVC. Offset eyelets to maximize the flow of urine. Easy-open package. Designed for comfort. Sterile.Caution: Federal Law restricts this product to sale by or on the order of a physician or licensed practitioner. 10" pediatric. 8 fr, funnel connector. | pediatric-intermittent-catheter-straight-tip-funnel-connector-8-fr-10-cc2.jpg
SKU: RLMZRIC0816S | ReliaMed Male Intermittent Catheter Straight Tip, Funnel Connector 8 fr 16", Latex-Free | Individually packed in paper/poly pouch. Constructed of latex-free PVC. Offset eyelets to maximize the flow of urine. Easy-open package. Designed for comfort. Sterile.Caution: Federal Law restricts this product to sale by or on the order of a physician or licensed practitioner. 16" male, straight. 8 fr, funnel connector. | male-intermittent-catheter-straight-tip-funnel-connector-8-fr-16-latex-free-b6b.jpg
SKU: RLMZRIC086S | ReliaMed Female Intermittent Catheter Straight Tip, Funnel End 8 fr 6", Latex-Free | Individually packed in paper/poly pouch. Constructed of latex-free PVC. Offset eyelets to maximize the flow of urine. Easy-open package. Designed for comfort. Sterile.Caution: Federal Law restricts this product to sale by or on the order of a physician or licensed practitioner. 6" female. 8 fr, funnel connector. | female-intermittent-catheter-straight-tip-funnel-end-8-fr-6-latex-free-7d7.jpg
SKU: RLMZRIC1010S | ReliaMed Pediatric Intermittent Catheter Straight Tip, Funnel Connector 10 fr 10", Latex-Free | Individually packed in paper/poly pouch. Constructed of latex-free PVC. Offset eyelets to maximize the flow of urine. Easy-open package. Designed for comfort. Sterile.Caution: Federal Law restricts this product to sale by or on the order of a physician or licensed practitioner. 10" pediatric. 10 fr, funnel connector. | pediatric-intermittent-catheter-straight-tip-funnel-connector-10-fr-10-latex-free-452.jpg
SKU: RLMZRIC1016C | ReliaMed Male Intermittent Catheter Coude Tip 10 fr 16", Latex-Free | Individually packed in paper/poly pouch. Constructed of latex-free PVC. Offset eyelets to maximize the flow of urine. Easy-open package. Designed for comfort. Sterile.Caution: Federal Law restricts this product to sale by or on the order of a physician or licensed practitioner. 16" male. 10 fr, coude tip. | male-intermittent-catheter-coude-tip-10-fr-16-latex-free-780.jpg
SKU: RLMZRIC1016S | ReliaMed Male Intermittent Catheter Straight Tip, Funnel Connector 10 fr 16", Latex-Free | Individually packed in paper/poly pouch. Constructed of latex-free PVC. Offset eyelets to maximize the flow of urine. Easy-open package. Designed for comfort. Sterile.Caution: Federal Law restricts this product to sale by or on the order of a physician or licensed practitioner. 16" male, straight. 10 fr, funnel connector. | male-intermittent-catheter-straight-tip-funnel-connector-10-fr-16-latex-free-103.jpg
SKU: RLMZRIC106S | ReliaMed Female Intermittent Catheter Straight Tip, Funnel Connector 10 fr 6", Latex-Free | Individually packed in paper/poly pouch. Constructed of latex-free PVC. Offset eyelets to maximize the flow of urine. Easy-open package. Designed for comfort. Sterile.Caution: Federal Law restricts this product to sale by or on the order of a physician or licensed practitioner. 6" female. 10 fr, funnel connector. | female-intermittent-catheter-straight-tip-funnel-connector-10-fr-6-latex-free-a30.jpg
SKU: RLMZRIC1216C | ReliaMed Male Intermittent Catheter Coude Tip 12 fr 16", Latex-Free | Individually packed in paper/poly pouch. Constructed of latex-free PVC. Offset eyelets to maximize the flow of urine. Easy-open package. Designed for comfort. Sterile.Caution: Federal Law restricts this product to sale by or on the order of a physician or licensed practitioner. 16" male. 12 fr, coude tip. | male-intermittent-catheter-coude-tip-12-fr-16-latex-free-b8a.jpg
SKU: RLMZRIC1216S | ReliaMed Male Intermittent Catheter Straight Tip, Funnel Connector 12 fr 16", Latex-Free | Individually packed in paper/poly pouch. Constructed of latex-free PVC. Offset eyelets to maximize the flow of urine. Easy-open package. Designed for comfort. Sterile.Caution: Federal Law restricts this product to sale by or on the order of a physician or licensed practitioner. 16" male, straight. 12 fr, funnel connector. | male-intermittent-catheter-straight-tip-funnel-connector-12-fr-16-latex-free-0a9.jpg
SKU: RLMZRIC126S | ReliaMed Female Intermittent Catheter Straight Tip, Funnel End 12 fr 6", Latex-Free | Individually packed in paper/poly pouch. Constructed of latex-free PVC. Offset eyelets to maximize the flow of urine. Easy-open package. Designed for comfort. Sterile.Caution: Federal Law restricts this product to sale by or on the order of a physician or licensed practitioner. 6" female. 12 fr, funnel connector. | female-intermittent-catheter-straight-tip-funnel-end-12-fr-6-latex-free-ad2.jpg
SKU: RLMZRIC1416C | ReliaMed Male Intermittent Catheter Coude Tip 14 fr 16", Latex-Free | Individually packed in paper/poly pouch. Constructed of latex-free PVC. Offset eyelets to maximize the flow of urine. Easy-open package. Designed for comfort. Sterile.Caution: Federal Law restricts this product to sale by or on the order of a physician or licensed practitioner. 16" male. 14 fr, coude tip. | male-intermittent-catheter-coude-tip-14-fr-16-latex-free-a65.jpg
SKU: RLMZRIC1416S | ReliaMed Male Intermittent Catheter, Funnel Connector 14 fr 16", Latex-Free | Individually packed in paper/poly pouch. Constructed of latex-free PVC. Offset eyelets to maximize the flow of urine. Easy-open package. Designed for comfort. Sterile.Caution: Federal Law restricts this product to sale by or on the order of a physician or licensed practitioner. 16" male, straight. 14 fr, funnel connector. | male-intermittent-catheter-funnel-connector-14-fr-16-latex-free-a1e.jpg
SKU: RLMZRIC1416SC | ReliaMed Male Intermittent Catheter 14 fr 16", Curved Packaging | Individually packed in paper/poly pouch. Constructed of latex-free PVC. Offset eyelets to maximize the flow of urine. Easy-open package. Designed for comfort. Sterile.Caution: Federal Law restricts this product to sale by or on the order of a physician or licensed practitioner.16" male, curved. 14 fr, funnel connector. | male-intermittent-catheter-14-fr-16-curved-packaging-cce.jpg
SKU: RLMZRIC146S | ReliaMed Female Intermittent Catheter, Funnel End 14 fr 6", Latex-Free | Individually packed in paper/poly pouch. Constructed of latex-free PVC. Offset eyelets to maximize the flow of urine. Easy-open package. Designed for comfort. Sterile.Caution: Federal Law restricts this product to sale by or on the order of a physician or licensed practitioner. 6" female. 14 fr, funnel connector. | female-intermittent-catheter-funnel-end-14-fr-6-latex-free-6ef.jpg
SKU: RLMZRIC146SL | ReliaMed Intermittent Catheter without Connector 14 fr 6", Latex-Free, Female | Individually packed in paper/poly pouch. Constructed of latex-free PVC. Offset eyelets to maximize the flow of urine. Easy-open package. Designed for comfort. Sterile.Caution: Federal Law restricts this product to sale by or on the order of a physician or licensed practitioner. 6" female. 14 fr, without connector. | intermittent-catheter-without-connector-14-fr-6-latex-free-female-141.jpg
SKU: RLMZRIC1616S | ReliaMed Intermittent Catheter, Funnel Connector 16 fr 16", Latex-Free, Male | Individually packed in paper/poly pouch. Constructed of latex-free PVC. Offset eyelets to maximize the flow of urine. Easy-open package. Designed for comfort. Sterile.Caution: Federal Law restricts this product to sale by or on the order of a physician or licensed practitioner. 16" male, straight. 16 fr, funnel connector. | intermittent-catheter-funnel-connector-16-fr-16-latex-free-male-57b.jpg
SKU: RLMZRIC166S | ReliaMed Intermittent Catheter, Funnel End 16 fr 6", Latex-Free, Female | Individually packed in paper/poly pouch. Constructed of latex-free PVC. Offset eyelets to maximize the flow of urine. Easy-open package. Designed for comfort. Sterile.Caution: Federal Law restricts this product to sale by or on the order of a physician or licensed practitioner. 6" female. 16 fr, funnel connector. | intermittent-catheter-funnel-end-16-fr-6-latex-free-female-466.jpg
SKU: RLMZRIC1816S | ReliaMed Intermittent Catheter, Funnel Connector 18 fr 16", Male | Individually packed in paper/poly pouch. Constructed of latex-free PVC. Offset eyelets to maximize the flow of urine. Easy-open package. Designed for comfort. Sterile.Caution: Federal Law restricts this product to sale by or on the order of a physician or licensed practitioner. 16" male, straight. 18 fr, funnel connector. | intermittent-catheter-funnel-connector-18-fr-16-male-bc0.jpg
SKU: RLMZRIC186S | ReliaMed Intermittent Catheter, Funnel End 18 fr 6", Latex-Free, Female | Individually packed in paper/poly pouch. Constructed of latex-free PVC. Offset eyelets to maximize the flow of urine. Easy-open package. Designed for comfort. Sterile.Caution: Federal Law restricts this product to sale by or on the order of a physician or licensed practitioner. 6" female. 18 fr, funnel connector. | intermittent-catheter-funnel-end-18-fr-6-latex-free-female-5af.jpg
SKU: RLMZRIC0610S | ReliaMed Pediatric Intermittent Catheter Straight Tip, Funnel Connector 6 fr 10" | Individually packed in paper/poly pouch. Constructed of latex-free PVC. Offset eyelets to maximize the flow of urine. Easy-open package. Designed for comfort. Sterile.Caution: Federal Law restricts this product to sale by or on the order of a physician or licensed practitioner.10" pediatric. 6 fr, funnel connector. | pediatric-intermittent-catheter-straight-tip-funnel-connector-6-fr-10-a41.jpg
SKU: RLMZRIC0810SL | ReliaMed Pediatric Intermittent Catheter Straight Tip without Connector 8 fr 10" | Individually packed in paper/poly pouch. Constructed of latex-free PVC. Offset eyelets to maximize the flow of urine. Easy-open package. Designed for comfort. Sterile.Caution: Federal Law restricts this product to sale by or on the order of a physician or licensed practitioner. 10" pediatric. 8 fr, without connector. | pediatric-intermittent-catheter-straight-tip-without-connector-8-fr-10-d17.jpg
SKU: RLMZRIC1616SC | ReliaMed Male Intermittent Catheter 16 fr 16", Curved Packaging | Individually packed in paper/poly pouch. Constructed of latex-free PVC. Offset eyelets to maximize the flow of urine. Easy-open package. Designed for comfort. Sterile.Caution: Federal Law restricts this product to sale by or on the order of a physician or licensed practitioner. 16" male, curved. 16 fr, funnel connector. | male-intermittent-catheter-16-fr-16-curved-packaging-2a1.jpg
SKU: BMUD4A3055 | Bard Medical Female Catheter Kit 14FR 550cc Collection Chamber & Glove | Contents: red rubber catheter in Touchless sheath, 5 gm lubricant and 3 PVP swabs. Self-contained. Reduces risk of cross-contamination, eliminates urine spills and splashes, simplifies teaching of self-catheterization, and offers safe procedure for those on the go. | female-catheter-kit-14fr-550cc-collection-chamber-amp-glove-78e.jpg
SKU: BMUD4A5142 | Bard Medical Touchless Plus Unisex Intermittent Catheter Kits, Vinyl, 12 Fr | Closed, sterile intermittent catheter system is designed to help reduce the risk of urinary tract infections. Catheters available in Vinyl or Red Rubber in a variety of common sizes. Choose either Catheter ONLY system - catheter and drain bag only - or Kit. | touchless-plus-unisex-intermittent-catheter-kits-vinyl-12-fr-ba4.jpg
SKU: BMUD4A5144 | Bard Medical Touchless Plus Unisex Intermittent Catheter KitsVinyl 14 Fr | Closed, sterile intermittent catheter system is designed to help reduce the risk of urinary tract infections. Catheters available in Vinyl or Red Rubber in a variety of common sizes. | touchless-plus-unisex-intermittent-catheter-kitsvinyl-14-fr-ea7.jpg
SKU: AIIAS880 | Amsino AMSure Foley Insertion Trays | Foley Insertion Tray, 10cc Pre-filled Syringe | amsure-foley-insertion-trays-e10.jpg
SKU: AIIAS136 | Amsino AMSure Piston Irrigation Tray | Piston Irrigation Tray | amsure-piston-irrigation-tray-5b0.jpg
SKU: BMUD802016 | Bard Medical Bardia Closed System Foley Trays | Bardia Closed System Foley Trays | bardia-closed-system-foley-trays-0c8.jpg
SKU: BMUD802016 | Bard Medical Bardia Closed System Foley Trays | Bardia Closed System Foley Trays | bardia-closed-system-foley-trays-0c8.jpg
SKU: CVN31479 | Covidien Catheter Kit, No Solution, 14FR, 50/cs | Sterile and latex free. Coil packed with Safe-T-Vac valve, (2) Walleted Blue Nitrile Latex Free Exam Gloves and pop-up solution cup in sterile inner wrap. | catheter-kit-no-solution-14fr-50-cs-ea0.jpg
SKU: BBNV4538-10 | B Braun Medical SuperSet Two Bottle Irrigation Set | Set compatible with plastic irrigation containers. | superset-two-bottle-irrigation-set-137.png
SKU: RLIMZR60CCFT | ReliaMed 60cc Flat Top Catheter Tip Irrigation Syringe | ReliaMed 60cc sterile irrigation syringe packaged in a poly pouch. | 60cc-flat-top-catheter-tip-irrigation-syringe-348.jpg
SKU: CULCCS14 | Cure Medical Cure Cathete Closed System Kit, Catheter in Bag, 14 Fr | Cure Cathete Closed Systems are DEHP-, BPA-, and Latex-free. These sterile, single use, unisex systems feature polished eyelets on a straight, pre-lubricated catheter tip with integrated 1500 ml collection bag. | cure-cathete-closed-system-kit-catheter-in-bag-14-fr-82a.jpg
SKU: BBN313002 | B Braun Medical Irrigation Set, T.U.R./ Cysto Universal Spike | T.U.R./Cysto Set UniSpike Connector, 0.281â€ ID large bore tubing, on/off clamps clamp, 4Â½ in. distal flexible connector. Latex-free. Length: 80 in. (203.20cm) | irrigation-set-tur-cysto-universal-spike-21c.jpg
SKU: CVN76000 | Covidien KENGUARD Universal Catheterization Tray, Without Catheter, 30 cc, PVP Swab | Features items necessary for successful catheterization, and complies with aseptic technique. Nitrile gloves are latex-free; lubricant and pre-filled syringe are sterile. Choose catheter separately for a customized kit. Tray Includes: 1 Fenestrated Towel, 1 Waterproof Drape , Sterile Lubricant , Cuffed Nitrile Gloves, Pre-Filled Syringe | kenguard-universal-catheterization-tray-without-catheter-30-cc-pvp-swab-4a3.jpg
SKU: CVN68800 | Covidien KenGuard Irrigation Trays, 1200 cc Tray, Lidded | Graduated irrigation trays are used for bladder and / or wound irrigation. Convenient trays contain all components necessary for a successful procedure and save valuable nursing time. Includes: 1200 cc Tray, 500 cc Graduate , Protector Cap, Waterproof Drape, 60 cc Irrigation Syringe, Bulb or Piston Styles, Alcohol Wipe, Other Accessories as Listed. | kenguard-irrigation-trays-1200-cc-tray-lidded-589.jpg
SKU: CVN67800 | Covidien Dover Irrigation Tray with Bulb Syringe | Dover Irrigation Tray with Bulb Syringe. | dover-irrigation-tray-with-bulb-syringe-986.jpg
SKU: SAMP6012 | Sammons Preston Catheter Inserter | Facilitates independent, intermittent catheterization for C6, C7 and C8 quadriplegics. | catheter-inserter-f4e.jpg
SKU: CRFUT161C | CareFusion Tri Flo No Touch Suction Catheter 10 Fr | Tri-Flo catheters are packaged in a plastic sleeve to add a layer of safety between the clinician and the patient. | tri-flo-no-touch-suction-catheter-10-fr-06c.png
SKU: RLMZR97239 | ReliaMed Ostomy Pouch Disposable Bag 8 x 8 | ReliaMed Ostomy Pouch Disposable Bags come in a convenient pack of 60. Allow for discreet disposal of Ostomy bags and appliances. | ostomy-pouch-disposable-bag-8-x-8-61e.jpg
SKU: MKS40141200 | McKesson Urine and Stool Container Polypropylene Without Lid 27 oz. / 800 cc NonSterile | Urine and Stool Container Polypropylene Without Lid 27 oz. / 800 cc NonSterile. | urine-and-stool-container-polypropylene-without-lid-27-oz-800-cc-nonsterile-bdb.jpg
SKU: MKS46441200 | McKesson Urine Container Polypropylene Snap-In Lid 6.5 oz. / 180 ml NonSterile | Urine Container Polypropylene Snap-In Lid 6.5 oz. / 180 ml NonSterile. | urine-container-polypropylene-snap-in-lid-65-oz-180-ml-nonsterile-6f9.jpg
SKU: MKS95281200 | McKesson Urine Container Medi-Pak Polypropylene Screw-On 3000 ml Non Sterile | Urine Container Medi-Pak, 3000 ml, NonSterile. Amber with white, screw-on, leak-resistant lid. | urine-container-medi-pak-polypropylene-screw-on-3000-ml-non-sterile-9d4.jpg
SKU: MKS37311900 | McKesson Leg Strap Performance 2 Inch Wide X 24 Inch Length | Made from surgical stretch material and is gentle on skin, eliminating the risk of irritation and potential infections as a result of skin tears from tape. | leg-strap-performance-2-inch-wide-x-24-inch-length-954.jpg
SKU: MKS41201900 | McKesson Irrigation Tray With Bulb Syringe | Irrigation Tray With Bulb Syringe. | irrigation-tray-with-bulb-syringe-12a.jpg
SKU: MKS72311900 | McKesson Intermittent Catheter Tray Medi-Pak Urethral 14 Fr. Without Balloon | Intermittent Catheter Tray Medi-Pak Urethral 14 Fr. Without Balloon. | intermittent-catheter-tray-medi-pak-urethral-14-fr-without-balloon-f32.jpg
SKU: MKS40141220 | McKesson Urine and Stool Container Medi-Pak Polypropylene Without Lid 27 oz. / 800 cc NonSterile | Urine and Stool Container Medi-Pak Polypropylene Without Lid 27 oz. / 800 cc NonSterile. | urine-and-stool-container-medi-pak-polypropylene-without-lid-27-oz-800-cc-nonsterile-b45.jpg
SKU: MKS46752900 | McKesson Pontoon Bedpan McKesson Mauve 2 Quart Unisex | Pontoon Bedpan McKesson Mauve 2 Quart Unisex | pontoon-bedpan-mckesson-mauve-2-quart-unisex-fa4.jpg
SKU: MKS46772900 | McKesson Fracture Bedpan McKesson Mauve 34 oz. Unisex | Fracture Bedpan McKesson Mauve 34 oz. Unisex. | fracture-bedpan-mckesson-mauve-34-oz-unisex-058.png
SKU: MKS46772900 | McKesson Fracture Bedpan McKesson Mauve 34 oz. Unisex | Fracture Bedpan McKesson Mauve 34 oz. Unisex. | fracture-bedpan-mckesson-mauve-34-oz-unisex-058.png
SKU: MKS62112900 | McKesson Stackable Bedpan McKesson Mauve 2 Quart Unisex | Stackable Bedpan McKesson Mauve 2 Quart Unisex | stackable-bedpan-mckesson-mauve-2-quart-unisex-19d.jpg
SKU: MKS62112900 | McKesson Stackable Bedpan McKesson Mauve 2 Quart Unisex | Stackable Bedpan McKesson Mauve 2 Quart Unisex | stackable-bedpan-mckesson-mauve-2-quart-unisex-19d.jpg
SKU: MKS62752900 | McKesson Stackable Bedpan McKesson Gold 2 Quart Unisex | Stackable Bedpan McKesson Gold 2 Quart Unisex | stackable-bedpan-mckesson-gold-2-quart-unisex-0fb.jpg
SKU: MKS62752900 | McKesson Stackable Bedpan McKesson Gold 2 Quart Unisex | Stackable Bedpan McKesson Gold 2 Quart Unisex | stackable-bedpan-mckesson-gold-2-quart-unisex-0fb.jpg
SKU: CNVT4015-44 | ConvaTec Sur-Fit Natura Urostomy Pouch with Accuseal Transparent Tap, Standard | Sur-Fit Natura Urostomy Pouch with Accuseal Transparent Tap. | sur-fit-natura-urostomy-pouch-with-accuseal-transparent-tap-standard-b51.jpg
SKU: CNVT4015-45 | ConvaTec Sur-Fit Natura Urostomy Pouch with Accuseal Transparent Tap , 2 1/4" | Sur-Fit Natura Urostomy Pouch with Accuseal Transparent Tap , 2 1/4". | sur-fit-natura-urostomy-pouch-with-accuseal-transparent-tap-2-1-4-743.jpg
SKU: CNVT4015-53 | ConvaTec Sur-Fit Natura Urostomy Pouch with Accuseal Tap, Opaque, 1 3/4" | Sur-Fit Natura Urostomy Pouch with Accuseal Tap, Opaque, 1 3/4". | sur-fit-natura-urostomy-pouch-with-accuseal-tap-opaque-1-3-4-f6c.jpg
SKU: CNVT4118-05 | ConvaTec Moldable Stomahesive With 2-1/4" Flange Stoma, Large, 57mm | Moldable, Stomahesive., Large, 57mm (2 1/4") flange, with hydrocolloid flexible collar ---- White ---- Fits stoma sizes 33-45mm (1 1/4" - 1 3/4"). | moldable-stomahesive-with-2-1-4-flange-stoma-large-57mm-016.jpg
SKU: ENCM44020-001 | Encore Medical Deluxe Battery and Manual Vacuum Erection Penis Pump | Deluxe System is a fully featured system with both battery and manual pump heads. It's very affordable and a popular choice with our customers. The Deluxe kit is a great value for the price and a great choice if you want a fully featured vacuum system. | deluxe-battery-and-manual-vacuum-erection-penis-pump-21e.jpg
SKU: HOLS18402 | Hollister New Image Drainable Urostomy Pouch, Transparent, 1 3/4" (44 mm) Flange | Odor-barrier, rustle-free pouch with ComfortWear panels on both sides, belt tabs, and anti-reflux valve. Also features an adjustable drain valve with an Open/Closed (Tear Drop) Indicator. When the golden tear drop is visible to the wearer, this indicates that the valve is open. Includes 1 drain tube adapter #7331. Choose beige or transparent. Length: 9". | new-image-drainable-urostomy-pouch-transparent-1-3-4-44-mm-flange-3fe.jpg
SKU: HOLS18403 | Hollister New Image Drainable Urostomy Pouch, Transparent, 2 1/4" (57 mm) Flange | Odor-barrier, rustle-free pouch with ComfortWear panels on both sides, belt tabs, and anti-reflux valve. Also features an adjustable drain valve with an Open/Closed (Tear Drop) Indicator. When the golden tear drop is visible to the wearer, this indicates that the valve is open. Includes 1 drain tube adapter #7331. Choose beige or transparent. Length: 9". | new-image-drainable-urostomy-pouch-transparent-2-1-4-57-mm-flange-a0a.jpg
SKU: HOLS9799 | Hollister Anchor Fast Oral Endo Trachtube Fastner | The AnchorFast oral endotracheal tube fastener combines a number of features that make it the right choice. It is designed to ease access to the oral cavity to help optimize oral care. | anchor-fast-oral-endo-trachtube-fastner-868.jpg
SKU: HOLS3228 | Hollister 1 1/4" Drainable Pouch, 12", Barrier Opening 7/8" | Drainable Pouch, Karaya 5 (standard wear), Skin Barrierâ€”Convex, Tape Border, Without Integrated Filter, Pouch Clamp Closure, Odor-Barrier Film, Belt Tabs, Without , ComfortWear Panels. | 1-1-4-drainable-pouch-12-barrier-opening-7-8-0b9.png
SKU: HOLS18413 | Hollister New Image Drainable Urostomy Pouch, Beige | Odor-barrier, rustle-free pouch with ComfortWear panels on both sides, belt tabs, and anti-reflux valve. Also features an adjustable drain valve with an Open/Closed (Tear Drop) Indicator. When the golden tear drop is visible to the wearer, this indicates that the valve. Color code: Red | new-image-drainable-urostomy-pouch-beige-306.jpg
SKU: HOLS3806 | Hollister CenterPointLock Drainable Pouch, (L), Transparent | Unique CenterPointLock feature prevents unintentional pouch / skin barrier separation, providing security. Four-layer construction of the rustle-free odor barrier film and highest quality materials make these pouches very discreet. Choose transparent or white. Flange 4" (102 mm). | centerpointlock-drainable-pouch-l-transparent-caa.jpg
SKU: CNVT401544 | ConvaTec SUR-FIT Natura Standard Urostomy Pouch, Transparent, 1 3/4" | With one-sided comfort panel. Includes Accuseal tap and 2 Accuseal adapters. | sur-fit-natura-standard-urostomy-pouch-transparent-1-3-4-9a0.jpg
SKU: CNVT401553 | ConvaTec SUR-FIT Natura Standard Urostomy Pouch , Green, 1 3/4" | With one-sided comfort panel. Includes Accuseal tap and 2 Accuseal adapters. | sur-fit-natura-standard-urostomy-pouch-green-1-3-4-7cd.jpg
SKU: MCJC54452 | M.C. Johnson Company Cath-SecureTubing Securement Devices, 2 1/2" Long Tab and 3" x 1 3/4" Wide Base | Multi-purpose medical tube holders can be opened and closed repeatedly without retaping. Feature hook-and-loop fasteners on wide, rectangular bases that adhere to the skin and can stay in place for up to one week without compromising skin health. Use for catheters and tubing, such as subclavian line ports, EKG lead wires, dialysis tubing, and urinary catheters. Cath-Secure Plus features a butterfly-shaped base that is water-resistant, Dehp- and Latex-free. Original cath-secure | cath-securetubing-securement-devices-2-1-2-long-tab-and-3-x-1-3-4-wide-base-f7f.jpg
SKU: BEM530510 | Bemis Brackets Wall Plate 12 Per case | Bemis Suction Canister Accessories | brackets-wall-plate-12-per-case-72b.jpg
SKU: BMUD150619 | Bard Medical Dispoz-a-Bag - Sterile, 19 fl oz, 9 3/4" | Bard Dispoz-a-Bag Leg Bags are made from heavy duty vinyl for extended wear, odor containment and leak resistance. Each leg bag contains an anti-reflux valve. Available with or without the Flip-Flo drainage valve which opens and closes with a simple flip. Reusable, sterile.Flip-Flo Valve (NO Leg Straps) | dispoz-a-bag-sterile-19-fl-oz-9-3-4-7ac.jpg
SKU: BMUD802001 | Bard Medical Bardia Closed System Drain Bag, Living Hinge Hanger, 2000 cc | Sterile. Features anti-reflux chamber and sample port. Latex-free. | bardia-closed-system-drain-bag-living-hinge-hanger-2000-cc-cd9.jpg
SKU: HOLS18103 | Hollister New Image Drainable Pouch Without Filter, Transparent, 2 1/4" Flange | Odor-barrier, rustle-free pouch with ComfortWear panels and belt tabs. Uses traditional pouch clamp closure. Choose beige, transparent, or ultra-clear. Length: 12". | new-image-drainable-pouch-without-filter-transparent-2-1-4-flange--a11.jpg
SKU: HOLS18133 | Hollister New Image Lock 'n Roll Drainable Pouch Without Filter, Transparent, 12" L | Choose between Ultra-Clear or Beige Pouch. Both feature an odor barrier for discretion, a ComfortWear panel on the body, belt tabs, and a Lock 'n Roll closure. Easy to empty, easy to clean, and easy to reseal. Use with a color code matched New Image Skin Barrier. | new-image-lock-n-roll-drainable-pouch-without-filter-transparent-12-l-058.jpg
SKU: HOLS18183 | Hollister New Image Drainable Pouch with Filter and Lock 'n Roll Closure, Beige Opaque, Drainable | Odor barrier, rustle-free pouch with Comfort Wear panels, belt tabs, and filter features integrated closure system. No closure clamp required. Choose transparent or beige. Length: 12". Color Code: Red, Flange: 2 1/4". | new-image-drainable-pouch-with-filter-and-lock-n-roll-closure-beige-opaque-drainable-84a.jpg
SKU: HOLS18184 | Hollister New Image Drainable Pouch with Filter and Lock 'n Roll Closure, Beige Opaque, 2 3/4" Flange | Odor barrier, rustle-free pouch with Comfort Wear panels, belt tabs, and filter features integrated closure system. No closure clamp required. Choose transparent or beige. Length: 12". Flange: 2 3/4". Color Code: Blue. | new-image-drainable-pouch-with-filter-and-lock-n-roll-closure-beige-opaque-2-3-4-flange-5ea.jpg
SKU: HOLS18192 | Hollister New Image Drainable Pouch with Filter and Lock 'n Roll Closure, Transparent, 1 3/4" Flange | Odor barrier, rustle-free pouch with Comfort Wear panels, belt tabs, and filter features integrated closure system. No closure clamp required. Choose transparent or beige. Length: 12". Color Code: Green. | new-image-drainable-pouch-with-filter-and-lock-n-roll-closure-transparent-1-3-4-flange-75a.jpg
SKU: HOLS18193 | Hollister New Image Drainable Pouch with Filter and Lock 'n Roll Closure, Transparent, 2 1/4" Flange | Odor barrier, rustle-free pouch with Comfort Wear panels, belt tabs, and filter features integrated closure system. No closure clamp required. Choose transparent or beige. Length: 12". Flange: 2 1/4". Color Code: Red. | new-image-drainable-pouch-with-filter-and-lock-n-roll-closure-transparent-2-1-4-flange-fac.jpg
SKU: HOLS18194 | Hollister New Image Drainable Pouch with Filter and Lock 'n Roll Closure, Transparent, 2 3/4" Flange | Odor barrier, rustle-free pouch with Comfort Wear panels, belt tabs, and filter features integrated closure system. No closure clamp required. Choose transparent or beige. Length: 12". Color Code: Blue. | new-image-drainable-pouch-with-filter-and-lock-n-roll-closure-transparent-2-3-4-flange-cfd.jpg
SKU: HOLS18373 | Hollister New Image Two-Piece Closed Pouch with Filter, Beige, 9" L | Odor barrier, rustle-free pouch with ComfortWear panels and belt tabs. Choose beige or transparent. Length: 9". Flange :2 1/4". Color Code Red. ComfortWear panels provide a soft, cloth-like covering between the pouch and the skin, Providing maximum protection, these pouches utilize an odor-barrier material and are rustle-free, Peace of mind knowing that you are wearing the most discreet pouch with a highly effective deodorizing/venting filter Integrated Filter. | new-image-two-piece-closed-pouch-with-filter-beige-9-l-d31.jpg
SKU: HOLS3803 | Hollister CenterPointLock Drainable Pouch, Letter Match (J), Transparent, 2 1/4" (57 mm) Flange | Unique CenterPointLock feature prevents unintentional pouch / skin barrier separation, providing security. Four-layer construction of the rustle-free odor barrier film and highest quality materials make these pouches very discreet. Choose transparent or White.Flange 2 1/4" (57 mm). | centerpointlock-drainable-pouch-letter-match-j-transparent-2-1-4-57-mm-flange-3f1.jpg
SKU: HOLS18372 | Hollister Closed Pouches, Beige, 9", Flange Size 1 3/4" | Closed Pouch, With Integrated AF300 Filter, Odor-Barrier Rustle-Free Film, With Belt Tabs, With Comfort Wear Panels Beige -Both Sides. | closed-pouches-beige-9-flange-size-1-3-4-f59.png
SKU: HOLS15602 | Hollister Color Matching System, Flange Size 1-3/4", Barrier Opening up to 1-1/4" | Flextend (extended wear) Skin Barrier, Without Tape Border. | color-matching-system-flange-size-1-3-4-barrier-opening-up-to-1-1-4-8ce.jpg
SKU: HOLS18104 | Hollister New Image Drainable Pouch Without Filter, Blue, 70 mm, Transparent | Odor-barrier, rustle-free pouch with ComfortWear panels and belt tabs. Uses traditional pouch clamp closure. Choose beige, transparent, or ultra-clear. Length: 12". | new-image-drainable-pouch-without-filter-blue-70-mm-transparent-b00.jpg
SKU: CNVT401512 | ConvaTec SUR-FIT Natura Standard Pouch, Transparent | With one-sided comfort panel. Includes 2 tail closures. 12" pouch. Color Code Green. Flange 1 3/4". | sur-fit-natura-standard-pouch-transparent-ef7.jpg
SKU: CNVT401507 | ConvaTec SUR-FIT Natura Two-Piece Drainable Pouch | 10" Pouch with two-sided comfort panel. Includes 2 tail closures. Opaque. Color Code Green. Flange 1 3/4". | sur-fit-natura-two-piece-drainable-pouch-d2f.jpg
SKU: CNVT401512 | ConvaTec SUR-FIT Natura Standard Pouch, Transparent | With one-sided comfort panel. Includes 2 tail closures. 12" pouch. Color Code Green. Flange 1 3/4". | sur-fit-natura-standard-pouch-transparent-ef7.jpg
SKU: CNVT401512 | ConvaTec SUR-FIT Natura Standard Pouch, Transparent | With one-sided comfort panel. Includes 2 tail closures. 12" pouch. Color Code Green. Flange 1 3/4". | sur-fit-natura-standard-pouch-transparent-ef7.jpg
SKU: CNVT401934 | ConvaTec SUR-FIT Natura Standard Pouch, Opaque | With one-sided comfort panel. Includes 2 tail closures. 12" pouch. Color Code Green. Flange 1 3/4". | sur-fit-natura-standard-pouch-opaque-b3f.jpg
SKU: CNVT401934 | ConvaTec SUR-FIT Natura Standard Pouch, Opaque | With one-sided comfort panel. Includes 2 tail closures. 12" pouch. Color Code Green. Flange 1 3/4". | sur-fit-natura-standard-pouch-opaque-b3f.jpg
SKU: CNVT401506 | ConvaTec SUR-FIT Natura Two-Piece Drainable Pouch, Opaque | 10" Pouch with two-sided comfort panel. Includes 2 tail closures. Opaque. Color Code Orange. Flange 1 1/2". | sur-fit-natura-two-piece-drainable-pouch-opaque-cfa.jpg
SKU: CNVT401506 | ConvaTec SUR-FIT Natura Two-Piece Drainable Pouch, Opaque | 10" Pouch with two-sided comfort panel. Includes 2 tail closures. Opaque. Color Code Orange. Flange 1 1/2". | sur-fit-natura-two-piece-drainable-pouch-opaque-cfa.jpg
SKU: CNVT401537 | ConvaTec SUR-FIT Natura Standard Urostomy Pouch, Transparent | With one-sided comfort panel. Includes fold-up tap and 2 night drainage adapters. Color Code Blue. Flange 2 3/4". | sur-fit-natura-standard-urostomy-pouch-transparent-1fa.jpg
SKU: CNVT401522 | ConvaTec Sur-Fit Natura Two-Piece Closed-End Pouch, Green, 1 3/4" | SUR-FIT Natura Closed-End pouches are designed for one-time usage, and may be used everyday, for special occasions or intimate moments. They are available with a filter that is designed to reduce odor and gas buildup. There's no draining or uncomfortable clip to worry about. When you're ready, you simply remove the pouch, place it into a disposable bag, then discard it. | sur-fit-natura-two-piece-closed-end-pouch-green-1-3-4-5a9.jpg
SKU: CNVT125261 | ConvaTec SUR-FIT Natura Stomahesive Flexible Skin Barrier, White, 5" x 5", Flange: 2 3/4" | The Sur-Fit Natura Ostomy System Is A Comprehensive Product Line With Our Latest Skin Barrier Technologies. The Plastic Coupling Ring Allows The Pouch And Skin Barrier To Snap Together For Audible Security. Stomahesive Skin Barriers Are Ideal For People Whose Stoma Output Is Semi-Formed To Formed. This Reliable Skin Barrier Provides A Unique Formula That Enables The Skin Barrier To Adhere To Both Dry And Moist Skin. It Is Gentle On Skin Yet Holds Firmly. Cut-To-Fit. Color Code: Blue. | sur-fit-natura-stomahesive-flexible-skin-barrier-white-5-x-5-flange-2-3-4-46e.jpg
SKU: CNVT125263 | ConvaTec Sur-Fit Natura Stomahesive Flexible Skin Barrier, Tan, 4" x 4", Flange: 1 1/2" | The Sur-Fit Natura Ostomy System Is A Comprehensive Product Line With Our Latest Skin Barrier Technologies. The Plastic Coupling Ring Allows The Pouch And Skin Barrier To Snap Together For Audible Security. Stomahesive Skin Barriers Are Ideal For People Whose Stoma Output Is Semi-Formed To Formed. This Reliable Skin Barrier Provides A Unique Formula That Enables The Skin Barrier To Adhere To Both Dry And Moist Skin. It Is Gentle On Skin Yet Holds Firmly. Cut-To-Fit. Color Code: Orange. Flange: 1 1/2" | sur-fit-natura-stomahesive-flexible-skin-barrier-tan-4-x-4-flange-1-1-2-c19.jpg
SKU: CNVT125260 | ConvaTec Sur-Fit Natura Stomahesive Flexible Skin Barrier, White, 5" x 5", Flange: 2 1/4" | The SUR-FIT Natura ostomy system is a comprehensive product line with our latest skin barrier technologies. The plastic coupling ring allows the pouch and skin barrier to snap together for audible security. Stomahesive skin barriers are ideal for people whose stoma output is semi-formed to formed. This reliable skin barrier provides a unique formula that enables the skin barrier to adhere to both dry and moist skin. It is gentle on skin yet holds firmly. Cut-to-fit. Color Code: Red, Flange: 2 1/4" | sur-fit-natura-stomahesive-flexible-skin-barrier-white-5-x-5-flange-2-1-4-a41.jpg
SKU: CNVT401526 | ConvaTec Sur-Fit Natura Two-Piece Closed End Pouch With Filter, Flange: 1 3/4" | Sur-Fit Natura Closed-End Pouches Are Designed For One-Time Usage, And May Be Used Everyday, For Special Occasions Or Intimate Moments. They Are Available With A Filter That Is Designed To Reduce Odor And Gas Buildup. There's No Draining Or Uncomfortable Clip To Worry About. When You're Ready, You Simply Remove The Pouch, Place It Into A Disposable Bag, Then Discard It. Color Code: Green | sur-fit-natura-two-piece-closed-end-pouch-with-filter-flange-1-3-4-7c0.jpg
SKU: CNVT401527 | ConvaTec Sur-Fit Natura Two-Piece Closed End Pouch With Filter, Flange: 2 1/4" | Sur-Fit Natura Closed-End Pouches Are Designed For One-Time Usage, And May Be Used Everyday, For Special Occasions Or Intimate Moments. They Are Available With A Filter That Is Designed To Reduce Odor And Gas Buildup. There's No Draining Or Uncomfortable Clip To Worry About. When You're Ready, You Simply Remove The Pouch, Place It Into A Disposable Bag, Then Discard It. Color Code: Red | sur-fit-natura-two-piece-closed-end-pouch-with-filter-flange-2-1-4-eca.jpg
SKU: HOLS18134 | Hollister New Image Lock n Roll Drainable Pouch 2.75" | Hollister New ImageÂ® Two-Piece Drainable Pouch | new-image-lock-n-roll-drainable-pouch-275-89b.jpg
SKU: HPC07917 | Hospeco AirWorks Metered Aerosol Air Fresheners Mango Madness | Covers up to 6000 cu.ft. V.O.C. compliant. | airworks-metered-aerosol-air-fresheners-mango-madness--282.jpg
SKU: MDPD600 | Ameriderm Laboratories Aircare 8 Oz. Deodorizer | Deodorizer, The Economical Alternative To Deodorizer | aircare-8-oz-deodorizer-7ae.jpg
SKU: MKS57701700 | McKesson Medi-Pak Denture Cleaner Tablet | Denture Cleaner Medi-Pak Tablet Fresh Scent | medi-pak-denture-cleaner-tablet--8fa.jpg
SKU: HOLS7730 | Hollister Adhesives and Removers 3.2 oz spray can | Medical Adhesive, Improves Adhesive Contact Between Skin and Barrier. Product has features that would be most appropriate for home care. Easy to use; spray allows application directly to appliance prior to application to skin. | adhesives-and-removers-32-oz-spray-can-978.jpg
SKU: CNVT37443 | ConvaTec AllKare Wipe AllKare Adhesive Remover Wipe Square | For the gentle removal of all adhesives, including skin barriers, tapes, and hydrocolloid dressings. The AllkareÂ® Adhesive Remover wipe formula effectively removes tape, skin barrier / wafer, and adhesive residues from the skin that can reduce wear times. | allkare-wipe-allkare-adhesive-remover-wipe-square-641.jpg
SKU: HOLS8483 | Hollister Premier Urostomy with Conveflextend Barrier, 7/8" | Premier Urostomy with Conveflextend Barrier, 7/8". | premier-urostomy-with-conveflextend-barrier-7-8-aa0.jpg
SKU: DKLBC3909 | Dukal DawnMist Barrier Cream, 8 oz. | DawnMist Barrier Cream, 8 oz. | dawnmist-barrier-cream-8-oz-d88.jpg
SKU: CNVT1252-66 | ConvaTec Sur-Fit Natura Stomahesive Flexible, 5"X5" Wafer Tan Tape | Sur-Fit Natura Stomahesive Flexible, 5"X5" Wafer Tan Tape. | sur-fit-natura-stomahesive-flexible-5x5-wafer-tan-tape-984.jpg
SKU: CNVT1252-70 | ConvaTec Sur-Fit Natura Stomahesive Flexible Pre-Cut , 4" X4" Wafer Tan Tape | Sur-Fit Natura Stomahesive Flexible Pre-Cut , 4" X4" Wafer Tan Tape. | sur-fit-natura-stomahesive-flexible-pre-cut-4-x4-wafer-tan-tape-846.jpg
SKU: CNVT1252-71 | ConvaTec Sur-Fit Natura Stomahesive Flexible Pre-Cut, 4" X4" Wafer Ten Tape | Sur-Fit Natura Stomahesive Flexible Pre-Cut, 4" X4" Wafer Ten Tape. | sur-fit-natura-stomahesive-flexible-pre-cut-4-x4-wafer-ten-tape-e97.jpg
SKU: CNVT1252-72 | ConvaTec Sur Fit Pre-Cut 1 1/8" Stomahesive Flex Wafer, 1 3/4" Flange, Tan Tape | Sur Fit Pre-Cut 1 1/8" Stomahesive Flex Wafer, 1 3/4" Flange, Tan Tape. | sur-fit-pre-cut-1-1-8-stomahesive-flex-wafer-1-3-4-flange-tan-tape-bee.jpg
SKU: CNVT1252-73 | ConvaTec Sur-Fit Pre-Cut 1 1/4" Stomahesive Flex Wafer, 1 3/4" Flange, Tan Tape | Sur-Fit Pre-Cut 1 1/4" Stomahesive Flex Wafer, 1 3/4" Flange, Tan Tape. | sur-fit-pre-cut-1-1-4-stomahesive-flex-wafer-1-3-4-flange-tan-tape-a8b.jpg
SKU: CNVT1252-75 | ConvaTec Sur-Fit Pre-Cut 1 1/2" Stomahesive Flex Wafer, 2.25" Flange, Tan Tape | Sur-Fit Pre-Cut 1 1/2" Stomahesive Flex Wafer, 2 1/4" Flange, Tan Tape. | sur-fit-pre-cut-1-1-2-stomahesive-flex-wafer-225-flange-tan-tape-647.jpg
SKU: CNVT4015-75 | ConvaTec Sur-Fit Natura Stomahesive wafer 1 3/4" flange, 4" x 4" | Sur-Fit Natura Stomahesive wafer 1 3/4" flange, 4" x 4". | sur-fit-natura-stomahesive-wafer-1-3-4-flange-4-x-4-dab.jpg
SKU: CNVT4015-76 | ConvaTec Sur-Fit Natura Stomahesive Wafer With 2 1/4" Flange | Sur-Fit Natura Stomahesive Wafer With 2 1/4" Flange, 4" x 4". | sur-fit-natura-stomahesive-wafer-with-2-1-4-flange-df2.jpg
SKU: CNVT4045-92 | ConvaTec Natura Durahesive Moldable Convex Skin Barrier | Natura Durahesive Moldable Convex Skin Barrier. | natura-durahesive-moldable-convex-skin-barrier-790.jpg
SKU: CNVT4045-93 | ConvaTec Natura Sure Flange Durahesive, 1.25" | Natura Sure Flange Durahesive, 1.25". | natura-sure-flange-durahesive-125-9a0.jpg
SKU: CNVT4045-94 | ConvaTec Natura Sure Flange Durahesive Barrier | Natura Sure Flange Durahesive Barrier , 1.25"X 1.75". | natura-sure-flange-durahesive-barrier-675.jpg
SKU: CNVT4118-02 | ConvaTec Sur-Fit Natura Flat Moldable Adrahesive Skin Barr, 45mm | Sur-Fit Natura Flat Moldable Adrahesive Skin Barr, 45mm. | sur-fit-natura-flat-moldable-adrahesive-skin-barr-45mm-374.jpg
SKU: CNVT4118-04 | ConvaTec Sur-Fit Natura Moldable Skin Barrier, 1.25" - 1.75" | Moldable, Durahesive., Large, 57 mm (2 1/4") flange, with hydrocolloid flexible collar White Fits stoma sizes 33-45 mm (1 1/4" - 1 3/4"). | sur-fit-natura-moldable-skin-barrier-125-175-819.jpg
SKU: CNVT4131-55 | ConvaTec Sur-Fit Natural Durahesive, 4"X4" Wafer With Flange, 1 3/4" | Sur-Fit Natural Durahesive, 4"X4" Wafer With Flange, 1 3/4". | sur-fit-natural-durahesive-4x4-wafer-with-flange-1-3-4-82e.jpg
SKU: CNVT4131-59 | ConvaTec Sur-Fit Natura Durahesive Flex Wafer, White, 4.5" X 4.5", Flange 1 1/4" | Sur-Fit Natura Durahesive Flex Wafer, White, 4.5" X 4.5", Flange 1Â¼" | sur-fit-natura-durahesive-flex-wafer-white-45-x-45-flange-1-1-4-a11.jpg
SKU: CNVT4131-61 | ConvaTec Sur-Fit Natura Durahesive Flexible Wafer, White, 4.5"X4.5", Flange 1 3/4" | Sur-Fit Natura Durahesive Flexible Wafer, White, 4.5"X4.5", Flange 1Â¾". | sur-fit-natura-durahesive-flexible-wafer-white-45x45-flange-1-3-4-8b8.jpg
SKU: CNVT4131-62 | ConvaTec Sur-Fit Natura Durahesive Flexwafer, White, 5" X 5", Flange : 2 1/4" | Sur-Fit Natura Durahesive Flexwafer, White, 5" X 5", Flange : 2 1/4". | sur-fit-natura-durahesive-flexwafer-white-5-x-5-flange-2-1-4-664.jpg
SKU: CNVT4131-66 | ConvaTec Sur-Fit Durahesive Flefable, Tan, Wafer: 4" X 4", Flange 1 3/4" | Sur-Fit Durahesive Flefable, Tan, Wafer: 4" X 4", Flange 1Â¾". | sur-fit-durahesive-flefable-tan-wafer-4-x-4-flange-1-3-4-26d.jpg
SKU: HOLS14203 | Hollister Flexwear Skin Barrier with Floating Flange, 2-1/4" | Flexwear Skin Barrier with Floating Flange, 2-1/4". | flexwear-skin-barrier-with-floating-flange-2-1-4-8bd.jpg
SKU: HOLS14204 | Hollister Flexwear Skin Barrier with Floating Flange, 2-3/4" | Flexwear Skin Barrier with Floating Flange, 2-3/4". | flexwear-skin-barrier-with-floating-flange-2-3-4-ad9.jpg
SKU: HOLS14602 | Hollister New Image Flextend Skin Barrier, 1-3/4" | Flextend Skin Barrier, 1-3/4". | new-image-flextend-skin-barrier-1-3-4-2e6.jpg
SKU: HOLS14603 | Hollister New Image Flextend Extended Wear Skin Barrier with Tape, 1 3/4" | Confidence assured with the Floating Flange; provides utmost security with the patented locking system that audibly "clicks" into place. Protects the skin over extended wearing time from irritating discharge. Flextend skin barrier is the barrier of choice for urostomies and ileostomies. Eliminates pressure on tender post operative abdomens with the exclusive Floating Flange. Color Code Red. Flange 2 1/4" . Cut-to-Fit 1 3/4". | new-image-flextend-extended-wear-skin-barrier-with-tape-1-3-4-99a.jpg
SKU: HOLS14604 | Hollister New Image Flextend Extended Wear Skin Barrier with Tape, Blue, 2 1/4" | Confidence assured with the Floating Flange; provides utmost security with the patented locking system that audibly "clicks" into place. Protects the skin over extended wearing time from irritating discharge. Flextend skin barrier is the barrier of choice for urostomies and ileostomies. Eliminates pressure on tender post operative abdomens with the exclusive Floating Flange. Color Code Blue. Flange 2 3/4". Cut-to-Fit 2 1/4". | new-image-flextend-extended-wear-skin-barrier-with-tape-blue-2-1-4-2e6.jpg
SKU: HOLS14606 | Hollister Flat Skin Barrier with Floating Flange | Flat Skin Barrier with Floating Flange. | flat-skin-barrier-with-floating-flange-085.jpg
SKU: HOLS14703 | Hollister New Image Flextend Barrier with Tape, Pre Size 7/8" | New Image Flextend Barrier with Tape, Pre Size 7/8". | new-image-flextend-barrier-with-tape-pre-size-7-8-758.jpg
SKU: HOLS14704 | Hollister New Image Pre-sized Flextend Skin Barrier, Floating Flange, With Tape, 1" | Flextend skin barrier is the barrier of choice for urostomies and ileostomies. Not only does it protect the skin over extended wearing time from irritating discharge, it also eliminates pressure on tender post-operative abdomens with the exclusive Floating Flange. Users can be confident the floating flange is providing the utmost security since its patented locking system audibly "clicks" into place. | new-image-pre-sized-flextend-skin-barrier-floating-flange-with-tape-1-d9a.jpg
SKU: HOLS14802 | Hollister New Image Flextend Convex Skin Barrier with Floating Flange and Tape, Green, 1" | Flextend skin barrier is the barrier of choice for urostomies and ileostomies. Its built-in convexity means added security and skin protection for recessed, retracted and flush stomas. Eliminates pressure on tender post operative abdomens with the exclusive Floating Flange. Cut-to-fit openings make these barriers easily customizable for uniquely shaped stomas. Skin is protected from irritating discharge over extended wearing time. | new-image-flextend-convex-skin-barrier-with-floating-flange-and-tape-green-1-208.jpg
SKU: HOLS14803 | Hollister New Image Flextend Convex Skin Barrier with Floating Flange and Tape, Red, 1 1/2" | Flextend skin barrier is the barrier of choice for urostomies and ileostomies. Its built-in convexity means added security and skin protection for recessed, retracted and flush stomas. Eliminates pressure on tender post operative abdomens with the exclusive Floating Flange. Cut-to-fit openings make these barriers easily customizable for uniquely shaped stomas. Skin is protected from irritating discharge over extended wearing time. | new-image-flextend-convex-skin-barrier-with-floating-flange-and-tape-red-1-1-2-524.jpg
SKU: HOLS14804 | Hollister New Image Flextend Convex Skin Barrier with Floating Flange and Tape, Blue | Flextend skin barrier is the barrier of choice for urostomies and ileostomies. Its built-in convexity means added security and skin protection for recessed, retracted and flush stomas. Eliminates pressure on tender post operative abdomens with the exclusive Floating Flange. Cut-to-fit openings make these barriers easily customizable for uniquely shaped stomas. Skin is protected from irritating discharge over extended wearing time. | new-image-flextend-convex-skin-barrier-with-floating-flange-and-tape-blue-c6c.jpg
SKU: HOLS14904 | Hollister New Image Pre-sized Flextend Convex Skin Barrier with Floating Flange and Tape, Green | Flextend skin barrier is the barrier of choice for urostomies and ileostomies. Its built-in convexity means added security and skin protection for recessed, retracted and flush stomas. Eliminates pressure on tender post operative abdomens with the exclusive Floating Flange. Pre-cut openings make changing the barrier fast and easy. Skin is protected from irritating discharge over extended wearing time. | new-image-pre-sized-flextend-convex-skin-barrier-with-floating-flange-and-tape-green-6a0.jpg
SKU: HOLS14905 | Hollister New Image Pre-sized Flextend Convex Skin Barrier with Floating Flange and Tape, Red | Flextend skin barrier is the barrier of choice for urostomies and ileostomies. Its built-in convexity means added security and skin protection for recessed, retracted and flush stomas. Eliminates pressure on tender post operative abdomens with the exclusive Floating Flange. Pre-cut openings make changing the barrier fast and easy. Skin is protected from irritating discharge over extended wearing time. | new-image-pre-sized-flextend-convex-skin-barrier-with-floating-flange-and-tape-red-573.jpg
SKU: HOLS3804 | Hollister CenterPointLock Drainable Pouch, Letter Match (K), Transparent, 2 3/4" (70 mm) Flange | Unique CenterPointLock feature prevents unintentional pouch / skin barrier separation, providing security. Four-layer construction of the rustle-free odor barrier film and highest quality materials make these pouches very discreet. Choose transparent or white. Flange 70 mm. | centerpointlock-drainable-pouch-letter-match-k-transparent-2-3-4-70-mm-flange-91e.jpg
SKU: HOLS8484 | Hollister Premier Urostomy with Convexflextend Barrier, 1" | Premier Urostomy with Convexflextend Barrier, 1". | premier-urostomy-with-convexflextend-barrier-1--050.jpg
SKU: HOLS3184 | Hollister Stoma Cap With Microporous Adhesive, 2" | Security and confidence assured with porous tape; integral deodorizing/venting filter. Confidence and Security is achieved by absorbent pad; Absorbent pad protects the stoma and is non adherent. Convenient and lightweight. | stoma-cap-with-microporous-adhesive-2-c83.jpg
SKU: HOLS3704 | Hollister Centerpointlock Two Piece System Skin Barrier with Flange, 2-3/4" | Barrier features Hollihesive, the most gentle skin barrier available from hollister that is ideal for individuals with sensitive skin or limited dexterity. Eliminates pressure on tender post-operative abdomens with the exclusive Floating Flange. Confidence and Security are assured with the unique CenterPointLock feature that prevents unintentional pouch - skin barrier separation. Cut-to-fit opening for uniquely shaped stomas for a customized fit. Flange 2 3/4". Cut-to-Fit 2". | centerpointlock-two-piece-system-skin-barrier-with-flange-2-3-4-5ca.jpg
SKU: HOLS8631 | Hollister Premier Drainable Pouch with Flat Skin Barrier, Cut-to-Fit Up to 2 1/2" | Features non-convex Flextend extended wear skin barrier for long wear and superior skin protection. Choose between pre-cut or cut-to-fit openings for an ideal fit on individual stomas. Comfort is assured with a body side Comfort-Wear panel and porous cloth tape that allows skin to breathe, while the transparent, odor-barrier rustle-free pouch ensures discretion. Pouch clamp closure included. 12" length. | premier-drainable-pouch-with-flat-skin-barrier-cut-to-fit-up-to-2-1-2-735.jpg
SKU: HOLS8511 | Hollister Drainable Pouches with Convex Barriers, Transparent, 12", Barrier Opening 7/8" | Built-in convexity means added security and skin protection for recessed, retracted and flush stomas...pre-cut openings.Easy to Close -- Simply roll it three times in the same direction, press from the middle out and feel the seal. Simple for all drainable pouch users including those with vision and dexterity problems. Easy to Empty -- Lightly pinch the sides of the leak-proof outlet for easy control of content flow. Firm reinforcing strips shut as soon as you stop pinching. Simple to control the content flow from the pouch.Easy to Clean -- Simply clean the inside of the pouch tail by wiping it with a damp tissue. | drainable-pouches-with-convex-barriers-transparent-12-barrier-opening-7-8-66e.jpg
SKU: HOLS15904 | Hollister Convex Skin Barriers with Integrated Floating Flanges, Flange Size 1-3/4", Barrier Opening 1" | Flextend (extended wear) Skin Barrier, Without Tape Border | convex-skin-barriers-with-integrated-floating-flanges-flange-size-1-3-4-barrier-opening-1-136.jpg
SKU: HOLS3703 | Hollister Flat Skin Barriers with Floating Flanges, Flange Size 2-1/4", Barrier Opening up to 1-1/2", Letter Match (J) | HolliHesive (standard wear) Skin Barrier, Flat, Tape Border. | flat-skin-barriers-with-floating-flanges-flange-size-2-1-4-barrier-opening-up-to-1-1-2-letter-match-j-ef5.jpg
SKU: HOLS86211 | Hollister Drainable Pouches with Convex Barriers, Barrier Opening up to 2", 12" | Drainable Pouch, Flextend (extended wear) Skin Barrier, With Tape Border, Without Integrated Filter, Clamp Closure, Odor-Barrier Rustle-Free Film, With Belt Tabs, With ComfortWear Panel â€” Body Side Only. | drainable-pouches-with-convex-barriers-barrier-opening-up-to-2-12-c7c.jpg
SKU: HOLS8613 | Hollister Drainable Pouches with Convex Barriers, Barrier Opening 1-1/8", 12" | Drainable Pouch, Flextend (extended wear) Skin Barrier, With Tape Border, Without Integrated Filter, Clamp Closure, Odor-Barrier Rustle-Free Film, With Belt Tabs, With ComfortWear Panel â€” Body Side Only. | drainable-pouches-with-convex-barriers-barrier-opening-1-1-8-12-509.jpg
SKU: HOLS8612 | Hollister Drainable Pouches with Convex Barriers, Barrier Opening 1", 12" | Drainable Pouch, Flextend (extended wear) Skin Barrier, With Tape Border, Without Integrated Filter, Clamp Closure, Odor-Barrier Rustle-Free Film, With Belt Tabs, With ComfortWear Panel â€” Body Side Only. | drainable-pouches-with-convex-barriers-barrier-opening-1-12-41a.jpg
SKU: HOLS15604 | Hollister Color Matching System, Flange Size 2-3/4", Barrier Opening up to 2-1/4" | Flextend (extended wear) Skin Barrier, Without Tape Border. | color-matching-system-flange-size-2-3-4-barrier-opening-up-to-2-1-4-986.jpg
SKU: CNVT21712 | ConvaTec Stomahesive Skin Barrier, 4" x 4", Non-Sterile | A multipurpose skin barrier designed to help protect peristomal skin and assist in the management of difficult stomas. | stomahesive-skin-barrier-4-x-4-non-sterile-1b3.jpg
SKU: CNVT37444 | ConvaTec AllKare Protective Barrier Wipe | Non-water soluble formula for skin protection. Provides a barrier film layer on the skin under tapes, skin barriers / wafers, adhesives, and hydrocolloid dressings to help protect against irritation, excoriation and adhesive build-up. | allkare-protective-barrier-wipe-bb9.jpg
SKU: GNAR600002 | Genairex Premier Drainable Pouch with Softflex Flat Skin Barrier, 64 mm, Ultra-Clear | Standard wear SoftFlex Skin barrier without tape border. SoftFlex is a thin and highly flexible hydrocolloid skin barrier that provides gentle adherence to skin. Odor-barrier, rustle-free pouch provides discretion. Ultraclear Pouch Film allows easy visualization of the stoma through the pouch film while maintaining superior odor control. Body side panel is soft, nonwoven ComfortWear panel. | premier-drainable-pouch-with-softflex-flat-skin-barrier-64-mm-ultra-clear-faf.jpg
SKU: HOLS3724 | Hollister CenterPointLock FlexWear Standard Wear Skin Barrier with Porous Paper Tape, (K) | Protects skin from corrosive drainage with the standard wear, FlexWear skin barrier. Eliminates pressure on tender, post-operative abdomens with the exclusive Floating Flange. Confidence and security are assured with the unique CenterPointLock feature that prevents unintentional pouch - skin barrier separation. Flange 2 3/4". Cut-to-Fit 2 1/4". | centerpointlock-flexwear-standard-wear-skin-barrier-with-porous-paper-tape-k--520.jpg
SKU: HOLS8722 | Hollister CenterPointLock Flextend Extended Wear Skin Barrier and Porous Cloth Tape, (I) | Features Flextend skin barrier with ElastaFlex, ideal for urostomies and ileostomies because it protects the skin over extended wearing time from irritating discharge. Floating Flange eliminates pressure on sensitive post-operative abdomens. CenterPointLock feature prevents accidental pouch - skin barrier separation. Comfortable porous tape allows skin to breathe. Flange 1 3/4". Cut-to-Fit Up to 1 1/4". | centerpointlock-flextend-extended-wear-skin-barrier-and-porous-cloth-tape-i-6d3.jpg
SKU: HOLS14104 | Hollister New Image FormaFlex Shape-to-Fit Skin Barrier, Blue, 2 3/4" (70mm) | New Image FormaFlex Shape-to-Fit Skin Barrier is an extended wear skin barrier with tape. This convenient, versatile skin barrier is simple to shape and reshape by hand for a customized fit around various stoma sizes. 5/8" starter hole. Barrier Opening: Up to 2 1/4" (57mm) | new-image-formaflex-shape-to-fit-skin-barrier-blue-2-3-4-70mm-e9a.jpg
SKU: HOLS8610 | Hollister Premier Drainable Pouch with Convex Skin Barrier | Features convex Flextend extended wear skin barrier for long wear, ideal for people with retracted and flush stomas. Choose between pre-cut or cut-to-fit openings for an ideal fit on individual stomas. Comfort is assured with a body side Comfort-Wear panel and porous cloth tape that allows skin to breathe, while the transparent, odor-barrier rustle-free pouch ensures discretion. Pouch clamp closure included. | premier-drainable-pouch-with-convex-skin-barrier-06e.jpg
SKU: HOLS14903 | Hollister New Image Pre-sized Flextend Convex Skin Barrier with Floating Flange and Tape, Green, 7/8" | Flextend skin barrier is the barrier of choice for urostomies and ileostomies. Its built-in convexity means added security and skin protection for recessed, retracted and flush stomas. Eliminates pressure on tender post operative abdomens with the exclusive Floating Flange. Pre-cut openings make changing the barrier fast and easy. Skin is protected from irritating discharge over extended wearing time. | new-image-pre-sized-flextend-convex-skin-barrier-with-floating-flange-and-tape-green-7-8-6b4.jpg
SKU: HOLS14906 | Hollister New Image Pre-sized Flextend Convex Skin Barrier with Floating Flange and Tape, Red, 1-1/4" | Flextend skin barrier is the barrier of choice for urostomies and ileostomies. Its built-in convexity means added security and skin protection for recessed, retracted and flush stomas. Eliminates pressure on tender post operative abdomens with the exclusive Floating Flange. Pre-cut openings make changing the barrier fast and easy. Skin is protected from irritating discharge over extended wearing time | new-image-pre-sized-flextend-convex-skin-barrier-with-floating-flange-and-tape-red-1-1-4-9c7.jpg
SKU: HOLS15802 | Hollister New Image Flextend Extended Wear Convex Skin Barrier without Tape, Green | The built-in convexity of the New Image Cut-to-Fit Convex Flextend Skin Barrier provides added security and skin protection for recessed, retracted and flush stomas. It features cut-to-fit openings, assuring the user of a perfect fit every time. Its Floating Flange eliminates pressure on tender, post-operative abdomens. And, it provides superior skin protection for an extended wear time. Finally, Flextend skin barrier with tapered edges eliminates the need for tape. | new-image-flextend-extended-wear-convex-skin-barrier-without-tape-green-850.jpg
SKU: HOLS7805 | Hollister Adapt Skin Barrier Accessories, Outer Diameter 2" | Sting-free alternative to paste., Can be stretched and molded to create custom shapes, Can be cut, bent, and stacked together to improve the fit of the skin barrier, For individuals with sensitive skin or limited dexterity, Prolongs skin barrier wear time when used under a pouch or 2-piece skin barrier. | adapt-skin-barrier-accessories-outer-diameter-2-731.jpg
SKU: CNVT400598 | ConvaTec Activelife One-Piece Drainable Pouch With Durahesive Skin Barrier, Transparent, Cut-to-Fit: 3/4" - 2 1/2" | ConvaTec ActiveLife One Piece Drainable Pouch with Durahesive Plus Skin Barrier. A 12 inch pouch with an easy to manage system. Durahesive Plus barrier with tape collar provides extra skin protection. One-sided comfort panel is designed to be odor-proof and quiet to maintain discretion. Cut to fit. Transparent. | activelife-one-piece-drainable-pouch-with-durahesive-skin-barrier-transparent-cut-to-fit-3-4-2-1-2-ed4.jpg
SKU: CNVT401575 | ConvaTec Sur-Fit Natura Stomahesive Skin Barrier With Flange, Green, 4" x 4", Flange: 1 3/4" | The plastic coupling ring allows the pouch and skin barrier to snap together for audible security. Stomahesive skin barriers are ideal for people whose stoma output is semi-formed to formed. This reliable skin barrier provides a unique formula that enables the skin barrier to adhere to both dry and moist skin. It is gentle on skin yet holds firmly. Cut-to-fit. | sur-fit-natura-stomahesive-skin-barrier-with-flange-green-4-x-4-flange-1-3-4-f38.jpg
SKU: CNVT411805 | ConvaTec Sur-Fit Natura Moldable Stomahesive Skin Barrier, Red, Large:1 1/4" - 1 3/4", Flange: 2 1/4" | Stomahesive skin barriers are designed for people whose stoma output is mostly liquid with a special formula that enables the skin barrier to adhere to both dry and moist skin. It holds firmly in place with an outer protective coating that holds even when showering, bathing, and swimming. Mouldable allows for improved skin protection over traditional barriers and provides ease of use and versatility. It requires no cutting or measuring, which makes it easy to learn how to use. | sur-fit-natura-moldable-stomahesive-skin-barrier-red-large1-1-4-1-3-4-flange-2-1-4-25c.jpg
SKU: CNVT125264 | ConvaTec Sur-Fit Natura Stomahesive Flexible Skin Barrier, Tan, 4" x 4", Flange: 1 3/4" | The SUR-FIT Natura ostomy system is a comprehensive product line with our latest skin barrier technologies. The plastic coupling ring allows the pouch and skin barrier to snap together for audible security. Stomahesive skin barriers are ideal for people whose stoma output is semi-formed to formed. This reliable skin barrier provides a unique formula that enables the skin barrier to adhere to both dry and moist skin. It is gentle on skin yet holds firmly. Cut-to-fit. Color Code: Green | sur-fit-natura-stomahesive-flexible-skin-barrier-tan-4-x-4-flange-1-3-4-697.jpg
SKU: CNVT125265 | ConvaTec Sur Fit Natura Stomahesive Flexible Skin Barrier Tan 5" x 5" Flange: 2 1/4" | The SUR-FIT Natura ostomy system is a comprehensive product line with our latest skin barrier technologies. | sur-fit-natura-stomahesive-flexible-skin-barrier-tan-5-x-5-flange-2-1-4-a3d.jpg
SKU: CNVT125266 | ConvaTec Sur-Fit Natura Stomahesive Flexible Skin Barrier, Tan, 5" x 5", Flange: 2 3/4" | The Sur-Fit Natura Ostomy System Is A Comprehensive Product Line With Our Latest Skin Barrier Technologies. The Plastic Coupling Ring Allows The Pouch And Skin Barrier To Snap Together For Audible Security. Stomahesive Skin Barriers Are Ideal For People Whose Stoma Output Is Semi-Formed To Formed. This Reliable Skin Barrier Provides A Unique Formula That Enables The Skin Barrier To Adhere To Both Dry And Moist Skin. It Is Gentle On Skin Yet Holds Firmly. Cut-To-Fit. Color Code: Blue | sur-fit-natura-stomahesive-flexible-skin-barrier-tan-5-x-5-flange-2-3-4-a39.jpg
SKU: CNVT125259 | ConvaTec Sur-Fit Natura Stomahesive Flexible Skin Barrier, White, 4" x 4", Flange: 1 3/4" | The SUR-FIT Natura ostomy system is a comprehensive product line with our latest skin barrier technologies. The plastic coupling ring allows the pouch and skin barrier to snap together for audible security. Stomahesive skin barriers are ideal for people whose stoma output is semi-formed to formed. This reliable skin barrier provides a unique formula that enables the skin barrier to adhere to both dry and moist skin. It is gentle on skin yet holds firmly. Cut-to-fit.Color Code: Green, Flange: 1 3/4". | sur-fit-natura-stomahesive-flexible-skin-barrier-white-4-x-4-flange-1-3-4-ee2.jpg
SKU: CNVT125273 | ConvaTec Sur-Fit Natura Stomahesive Flexible Skin Barrier, Green, 4" x 4", Flange: 1 3/4", Pre-Cut: 1 1/4" | Soft adhesive tan collar for maximum comfort. Low-profile flange. Superior skin protection. Flange: 1 3/4", Pre-Cut: 1 1/4". | sur-fit-natura-stomahesive-flexible-skin-barrier-green-4-x-4-flange-1-3-4-pre-cut-1-1-4-438.jpg
SKU: CNVT125271 | ConvaTec Sur-Fit Natura Stomahesive Flexible Skin Barrier, Green, 4" x 4", Flange: 1 3/4", Pre-Cut: 1" | Soft adhesive tan collar for maximum comfort. Low-profile flange. Superior skin protection. Flange: 1 3/4", Pre-Cut: 1". | sur-fit-natura-stomahesive-flexible-skin-barrier-green-4-x-4-flange-1-3-4-pre-cut-1-222.jpg
SKU: CNVT411802 | ConvaTec Sur-Fit Natura Moldable Technology Durahesive Skin Barrier, Medium: 7/8" - 1 1/4", White | Durahesive skin barriers are designed for people whose stoma output is mostly liquid. Unlike other skin barriers that can break down around liquid output, Durahesive skin barriers swell up or "Turtleneck" to better protect the stoma and peristomal skin. Moldable allows for improved skin protection over traditional barriers and provides ease of use and versatility. It requires no cutting or measuring, which makes it easy to learn how to use. Color Code Green. Flange 1 3/4" (45 mm). | sur-fit-natura-moldable-technology-durahesive-skin-barrier-medium-7-8-1-1-4-white-ad5.jpg
SKU: CNVT411804 | ConvaTec Sur-Fit Natura Moldable Technology Durahesive Skin Barrier, Large, 1 1/4" - 1 3/4", White | Durahesive skin barriers are designed for people whose stoma output is mostly liquid. Unlike other skin barriers that can break down around liquid output, Durahesive skin barriers swell up or "Turtleneck" to better protect the stoma and peristomal skin. Moldable allows for improved skin protection over traditional barriers and provides ease of use and versatility. It requires no cutting or measuring, which makes it easy to learn how to use. Color Code Red.Flange 57 mm. | sur-fit-natura-moldable-technology-durahesive-skin-barrier-large-1-1-4-1-3-4-white-a3e.jpg
SKU: CNVT413166 | ConvaTec Sur-Fit Natura Durahesive Flexible Skin Barrier With Flange, Tan, 4" x 4" | The SUR-FIT Natura ostomy system is a comprehensive product line with our latest skin barrier technologies. The plastic coupling ring allows the pouch and skin barrier to snap together for audible security. Durahesive skin barriers are designed for people whose stoma output is mostly liquid. Unlike other skin barriers that can breakdown around liquid output, Durahesive skin barriers swell up or "Turtleneck" to further protect the stoma and peristomal skin. Colour Code: Green. Flange 1 3/4" (45 mm). | sur-fit-natura-durahesive-flexible-skin-barrier-with-flange-tan-4-x-4-088.jpg
SKU: CNVT413161 | ConvaTec Sur-Fit Natura Durahesive Flexible Skin Barrier With Flange, White, 4" x 4" | The SUR-FIT Natura ostomy system is a comprehensive product line with our latest skin barrier technologies. The plastic coupling ring allows the pouch and skin barrier to snap together for audible security. Durahesive skin barriers are designed for people whose stoma output is mostly liquid. Unlike other skin barriers that can breakdown around liquid output, Durahesive skin barriers swell up or "Turtleneck" to further protect the stoma and peristomal skin.Color Code Green. Flange 1 3/4" (45 mm). | sur-fit-natura-durahesive-flexible-skin-barrier-with-flange-white-4-x-4-1a0.jpg
SKU: CNVT413166 | ConvaTec Sur-Fit Natura Durahesive Flexible Skin Barrier With Flange, Tan, 4" x 4" | The SUR-FIT Natura ostomy system is a comprehensive product line with our latest skin barrier technologies. The plastic coupling ring allows the pouch and skin barrier to snap together for audible security. Durahesive skin barriers are designed for people whose stoma output is mostly liquid. Unlike other skin barriers that can breakdown around liquid output, Durahesive skin barriers swell up or "Turtleneck" to further protect the stoma and peristomal skin. Colour Code: Green. Flange 1 3/4" (45 mm). | sur-fit-natura-durahesive-flexible-skin-barrier-with-flange-tan-4-x-4-088.jpg
SKU: CNVT413155 | ConvaTec Sur-Fit Natura Durahesive Skin Barrier With Flange, 4" x 4" | The SUR-FIT Natura ostomy system is a comprehensive product line with our latest skin barrier technologies. The plastic coupling ring allows the pouch and skin barrier to snap together for audible security. Durahesive skin barriers are designed for people whose stoma output is mostly liquid. Unlike other skin barriers that can breakdown around liquid output, Durahesive skin barriers swell up or "Turtleneck" to further protect the stoma and peristomal skin. Color Code Green. Flange 1 3/4" (45 mm). | sur-fit-natura-durahesive-skin-barrier-with-flange-4-x-4-5aa.jpg
SKU: CNVT409269 | ConvaTec Esteem synergy Durahesive Moldable Convex Skin Barrier, 1/2" - 1 7/8" | Mold-to-fit barrier shapes itself to match each stoma opening without cutting. Provides deep convexity. White, flexible tape collar. Color Code Green. | esteem-synergy-durahesive-moldable-convex-skin-barrier-1-2-1-7-8-524.jpg
SKU: CNVT413181 | ConvaTec Sur-Fit Natura Durahesive Skin Barrier with Convex-It | Precut skin barrier with tape collar. Provides long wear time, skin protection and convexity. Flange 1 3/4". Pre-Cut 1". | sur-fit-natura-durahesive-skin-barrier-with-convex-it-e3e.jpg
SKU: CNVT413181 | ConvaTec Sur-Fit Natura Durahesive Skin Barrier with Convex-It | Precut skin barrier with tape collar. Provides long wear time, skin protection and convexity. Flange 1 3/4". Pre-Cut 1". | sur-fit-natura-durahesive-skin-barrier-with-convex-it-e3e.jpg
SKU: CNVT413181 | ConvaTec Sur-Fit Natura Durahesive Skin Barrier with Convex-It | Precut skin barrier with tape collar. Provides long wear time, skin protection and convexity. Flange 1 3/4". Pre-Cut 1". | sur-fit-natura-durahesive-skin-barrier-with-convex-it-e3e.jpg
SKU: CNVT404593 | ConvaTec SUR-FIT Natura Durahesive Moldable Convex Skin Barrier with Flange, White, Medium, 22 - 33 mm | Durahesive skin barriers are designed for people whose stoma output is mostly liquid. Unlike other skin barriers that can break down around liquid output, Durahesive skin barriers swell up or "Turtleneck" to better protect the stoma and peristomal skin. Moldable allows for improved skin protection over traditional barriers and provides ease of use and versatility. It requires no cutting or measuring, which makes it easy to learn how to use. Convex is good for people with a retracted or flush stoma. Color Code Green. Flange 45 mm. | sur-fit-natura-durahesive-moldable-convex-skin-barrier-with-flange-white-medium-22-33-mm-1fc.jpg
SKU: CNVT404594 | ConvaTec SUR-FIT Natura Durahesive Moldable Convex Skin Barrier with Flange, White, Large, 33 - 45 mm | Durahesive skin barriers are designed for people whose stoma output is mostly liquid. Unlike other skin barriers that can break down around liquid output, Durahesive skin barriers swell up or "Turtleneck" to better protect the stoma and peristomal skin. Moldable allows for improved skin protection over traditional barriers and provides ease of use and versatility. It requires no cutting or measuring, which makes it easy to learn how to use. Convex is good for people with a retracted or flush stoma. Color Code Red. Flange 57 mm. | sur-fit-natura-durahesive-moldable-convex-skin-barrier-with-flange-white-large-33-45-mm-d6a.jpg
SKU: CNVT183910 | ConvaTec Stomahesive Paste 2 oz Tube | Hyrocolloid-based protective skin barrier. Use as a filler in uneven skin surfaces to help increase ostomy system wear-time and protect skin. | stomahesive-paste-2-oz-tube-391.jpg
SKU: 3M3346A | 3M Health Care Cavilon No-sting Barrier Film, 28 ml Spray Bottle | Fast-drying, non-sticky, alcohol-free liquid barrier film forms a breathable, transparent coating on the skin. Wipes soaked with versatile proprietarty formula help prevent and treat skin damage with simple application. Protects damaged or intact skin from body fluids, adhesive trauma, friction, and incontinence. The film is hypoallergenic, non-cytotoxic and will not sting even when applied to damaged or denuded skin, nor does it interfere with wound healing. Clinically proven to provide up to 72 hours of protection from incontinence. | cavilon-no-sting-barrier-film-28-ml-spray-bottle-fc2.jpg
SKU: RLMZA40075 | ReliaMed Skin-Prep Protective Barrier Wipes 1.25" x 3" | ReliaMed skin-prep protective barrier wipes. Protects skin from dressing tape and damage caused by frequent removal of wafers and other adhesives. Nonirritating to intact skin; latex-free. Thick, soft, 1.25" x 3" pad. | skin-prep-protective-barrier-wipes-125-x-3-50f.jpg
SKU: RLMZROS22 | ReliaMed Ostomy Barrier Seals, 2" Diameter, Non-Sterile | Hydrocolloid, doughnut-shaped seal that can be stretched to fit a variety of stoma sizes. Molds easily without warming to fill in body crevices and irregularities. Forms a gel that helps prevent skin damage by sealing the area between the skin and Ostomy appliance. Matches the skin's natural pH level. Alcohol-free. Made in the USA. Non-Sterile, 2" x 2". | ostomy-barrier-seals-2-diameter-non-sterile-ff8.jpg
SKU: SMNS59420600 | Smith & Nephew No-Sting Skin Prep, Wipes | Forms protective film to prepare skin for tapes and adhesives. Nonalcohol formula minimizes stinging or irritation. Great for sensitive stoma areas. Thick formula for patient comfort during application; only one coat needed. Easy to use, even on awkward areas. Moves naturally with patientâ€™s skin; wonâ€™t crack or peel. Removes easily; leaves behind no sticky residue. | no-sting-skin-prep-wipes-559.jpg
SKU: URC6380 | UroCare Fitz All Leg Strap Kit with Button | Now, at last, there is an easier way to keep things in their place. Find out how easy it can be to attach a vinyl disposable leg bag with the new Fitz-All urinary leg bag support strap. | fitz-all-leg-strap-kit-with-button-f73.jpg
SKU: COLP614 | Coloplast Self-Cath Tapered Tip Coude, Sterile, 16", 14 Fr | Latex-free intermittent catheter features a tapered coudÃ© tip for difficult-to-navigate urethral passages. Available unique Guide Stripeindicator assures proper placement of the angled coude tip by allowing the user to monitor the catheterization process. Eyelets are positioned on either side of the catheter for greater comfort and ease of insertion. | self-cath-tapered-tip-coude-sterile-16-14-fr-6d8.jpg
SKU: COLP812 | Coloplast Long Funnel End Oliv Coude Tip, 16", 12 Fr | Latex-free intermittent catheter features an olive coudÃ© tip for difficult-to-navigate urethral passages.Unique Guide Stripeindicator assures proper placement of the angled olive coudÃ© tip by allowing the user to monitor the catheterization process. Eyelets are positioned on either side of the catheter for greater comfort and ease of insertion. Available in a wide range of French sizes in both male and female lengths. Color Code White. | long-funnel-end-oliv-coude-tip-16-12-fr-ec5.jpg
SKU: COLP814 | Coloplast Self Cath Coude Olv Tip Guide, 16", 14 Fr | Latex-free intermittent catheter features an olive coudÃ© tip for difficult-to-navigate urethral passages.Unique Guide Stripe indicator assures proper placement of the angled olive coudÃ© tip by allowing the user to monitor the catheterization process. Eyelets are positioned on either side of the catheter for greater comfort and ease of insertion. Available in a wide range of French sizes in both male and female lengths. Color Code Green. | self-cath-coude-olv-tip-guide-16-14-fr-d7f.jpg
SKU: COLP816 | Coloplast Self Cath Coude Olv Tip Guide, 16 Fr, 16" | Latex-free intermittent catheter features an olive coudÃ© tip for difficult-to-navigate urethral passages.Unique Guide Stripe indicator assures proper placement of the angled olive coudÃ© tip by allowing the user to monitor the catheterization process. Eyelets are positioned on either side of the catheter for greater comfort and ease of insertion. Available in a wide range of French sizes in both male and female lengths. | self-cath-coude-olv-tip-guide-16-fr-16-a93.jpg
SKU: CNVT1253-54 | ConvaTec Pre-Cut Drainable With Durahesive Barrier, 25mm | Pre-Cut Drainable With Durahesive Barrier, 25mm. | pre-cut-drainable-with-durahesive-barrier-25mm-62b.jpg
SKU: CNVT1757-77 | ConvaTec Active Life Convex One-Piece Drainable Pouch With Durahesive, 3/4" | Active Life Convex One-Piece Drainable Pouch With Durahesive, 3/4". | active-life-convex-one-piece-drainable-pouch-with-durahesive-3-4-71c.jpg
SKU: CNVT1757-81 | ConvaTec Active Life Convex One-Piece Drainable Pouch With Durahesive, 1-1/4" | Active Life Convex One-Piece Drainable Pouch With Durahesive, 1-1/4". | active-life-convex-one-piece-drainable-pouch-with-durahesive-1-1-4-f1e.jpg
SKU: CNVT1757-93 | ConvaTec Active Life Convex One-Piece Urostomy Pouch With Durahesive, 7/8" | Active Life Convex One-Piece Urostomy Pouch With Durahesive, 7/8" | active-life-convex-one-piece-urostomy-pouch-with-durahesive-7-8-59b.jpg
SKU: CNVT1757-95 | ConvaTec Active Life Convex One-Piece Urostomy Pouch With Durahesive, 1-1/8" | Active Life Convex One-Piece Urostomy Pouch With Durahesive, 1-1/8". | active-life-convex-one-piece-urostomy-pouch-with-durahesive-1-1-8-0c9.jpg
SKU: CNVT4005-98 | ConvaTec Active Life One-Piece Drainable Custom Pouch With Durahesive | Active Life One-Piece Drainable Custom Pouch With Durahesive. | active-life-one-piece-drainable-custom-pouch-with-durahesive-f07.jpg
SKU: CNVT4015-02 | ConvaTec Sur-Fit Natura Drainable Pouch, 12" Opaque | Sur-Fit Natura Drainable Pouch, 12" Opaque. | sur-fit-natura-drainable-pouch-12-opaque-f54.jpg
SKU: CNVT4015-03 | ConvaTec Sur-Fit Natura Drainable Pouch, 12" Opaque 2 1/4" | Sur-Fit Natura Drainable Pouch, 12" Opaque 2 1/4". | sur-fit-natura-drainable-pouch-12-opaque-2-1-4-a34.jpg
SKU: CNVT4015-04 | ConvaTec Sur-Fit Natura Drainable Pouch, 12" Opaque 2 3/4" | Sur-Fit Natura Drainable Pouch, 12" Opaque 2 3/4". | sur-fit-natura-drainable-pouch-12-opaque-2-3-4-7d9.jpg
SKU: CNVT4015-07 | ConvaTec Sur-Fit Natura Drainable Pouch, 10" Opaque 1 3/4" | Sur-Fit Natura Drainable Pouch, 10" Opaque 1 3/4". | sur-fit-natura-drainable-pouch-10-opaque-1-3-4-3f9.jpg
SKU: CNVT4015-12 | ConvaTec Sur-Fit Natura Drainable Pouch, 12" Transparent 1 3/4" | Sur-Fit Natura Drainable Pouch, 12" Transparent 1 3/4". | sur-fit-natura-drainable-pouch-12-transparent-1-3-4-205.jpg
SKU: CNVT4015-13 | ConvaTec Sur-Fit Natura Drainable Pouch, 12" Transparent 2 1/4" | Sur-Fit Natura Drainable Pouch, 12" Transparent 2 1/4". | sur-fit-natura-drainable-pouch-12-transparent-2-1-4-4fe.jpg
SKU: CNVT4015-22 | ConvaTec Sur-Fit Natura Closed-End Pouch Opaque, 1 3/4" | Sur-Fit Natura Closed-End Pouch Opaque, 1 3/4". | sur-fit-natura-closed-end-pouch-opaque-1-3-4-d1e.jpg
SKU: CNVT4015-23 | ConvaTec Sur-Fit Natura Closed End Pouch Opaque, 2 1/4" | Sur-Fit Natura Closed End Pouch Opaque, 2 1/4" | sur-fit-natura-closed-end-pouch-opaque-2-1-4-80f.jpg
SKU: CNVT4015-26 | ConvaTec Sur-Fit Natura Closed End Pouch With Filter Opaque, 1 3/4" | Sur-Fit Natura Closed End Pouch With Filter Opaque, 1 3/4". | sur-fit-natura-closed-end-pouch-with-filter-opaque-1-3-4-2bc.jpg
SKU: CNVT4015-27 | ConvaTec Sur-Fit Natura Closed End Pouch With Filter Opaque, 2 1/4" | Sur-Fit Natura Closed End Pouch With Filter Opaque, 2 1/4". | sur-fit-natura-closed-end-pouch-with-filter-opaque-2-1-4-df2.jpg
SKU: CNVT4019-34 | ConvaTec Sur-Fit Natura Drainable Pouch With Back Comfort Panel, Opaque, 1 3/4" | Sur-Fit Natura Drainable Pouch With Back Comfort Panel, Opaque, 1 3/4". | sur-fit-natura-drainable-pouch-with-back-comfort-panel-opaque-1-3-4-97c.jpg
SKU: CNVT4092-69 | ConvaTec Dura Whit Flex Collar, 7/8" - 1 1/4" Stoma, Medium | Dura Whit Flex Collar, 7/8" - 1 1/4" Stoma, Medium. | dura-whit-flex-collar-7-8-1-1-4-stoma-medium-881.jpg
SKU: CNVT4112-65 | ConvaTec Natura Drainable Pouch with Filter, 45ml, 1 3/4" | Natura Drainable Pouch with Filter, 45ml, 1 3/4". | natura-drainable-pouch-with-filter-45ml-1-3-4-1b8.jpg
SKU: CNVT4112-90 | ConvaTec Sur-Fit Drainable Pouch, Opaque, 1 3/4" Flange | Sur-Fit Drainable Pouch, Opaque, 1 3/4" Flange. | sur-fit-drainable-pouch-opaque-1-3-4-flange-7d8.jpg
SKU: CNVT4113-10 | ConvaTec Sur-Fit Natura Drainable Pouch, 1 3/4" | Sur-Fit Natura Drainable Pouch, 1 3/4". | sur-fit-natura-drainable-pouch-1-3-4-60f.jpg
SKU: CNVT4113-60 | ConvaTec Sur-Fit Natura Pouch Drainable with InviisiClose Tail, 1-3/4" | Sur-Fit Natura Pouch Drainable with InviisiClose Tail, 1-3/4". | sur-fit-natura-pouch-drainable-with-inviisiclose-tail-1-3-4-8df.jpg
SKU: CNVT4114-91 | ConvaTec SUR-FIT Natura Drainable Pouch with 2 Panel and Filter | SUR-FIT Natura Drainable Pouch with 2 Panel and Filter. | sur-fit-natura-drainable-pouch-with-2-panel-and-filter-dd2.jpg
SKU: CNVT4131-67 | ConvaTec Sur-Fit Natura Durahesive Flexible, Tan, Wafer: 5" X 5", Flange: 2 1/4" | Sur-Fit Natura Durahesive Flexible, Tan, Wafer: 5" X 5", Flange: 2 1/4". | sur-fit-natura-durahesive-flexible-tan-wafer-5-x-5-flange-2-1-4-f2e.jpg
SKU: CNVT4131-70 | ConvaTec Sur-Fit Natura Closed End Pchopaque With 2 Side Comfortable Panel, 1 1/2" | Sur-Fit Natura Closed End Pchopaque With 2 Side Comfortable Panel, 1 1/2". | sur-fit-natura-closed-end-pchopaque-with-2-side-comfortable-panel-1-1-2-781.jpg
SKU: CNVT4131-74 | ConvaTec Sur-Fit Natura Cl End Pch Fiopaque With 2 Side Comfortable Panel, 1 3/4" | Sur-Fit Natura Cl End Pch Fiopaque With 2 Side Comfortable Panel, 1 3/4". | sur-fit-natura-cl-end-pch-fiopaque-with-2-side-comfortable-panel-1-3-4-b34.jpg
SKU: CNVT4131-77 | ConvaTec SUR-FIT Natura Durahesive Skin Barrier with CONVEX-IT, 1/2" | SUR-FIT Natura Durahesive Skin Barrier with CONVEX-IT, 1/2". | sur-fit-natura-durahesive-skin-barrier-with-convex-it-1-2-215.jpg
SKU: CNVT4131-79 | ConvaTec Sur-Fit Natura Durahesive Pre-Cut Wafer with Convex-It, Flange 1 3/4" Stoma 3/4" | Sur-Fit Natura Durahesive Pre-Cut Wafer with Convex-It, Flange 1Â¾" Stoma Â¾" | sur-fit-natura-durahesive-pre-cut-wafer-with-convex-it-flange-1-3-4-stoma-3-4-edd.jpg
SKU: CNVT4131-80 | ConvaTec Sur-Fit Natura Durahesive Pre-Cut Wafer with Convex-It, Flange 1 3/4" Stoma 7/8" | Sur-Fit Natura Durahesive Pre-Cut Wafer with Convex-It, Flange 1Â¾" Stoma 7/8". | sur-fit-natura-durahesive-pre-cut-wafer-with-convex-it-flange-1-3-4-stoma-7-8-3c9.jpg
SKU: CNVT4131-81 | ConvaTec Sur-Fit Natura Durahesive Pre-Cut Wafer with Convex-It, Flange 1 3/4" Stoma 1" | Sur-Fit Natura Durahesive Pre-Cut Wafer with Convex-It, Flange 1Â¾" Stoma 1". | sur-fit-natura-durahesive-pre-cut-wafer-with-convex-it-flange-1-3-4-stoma-1-79c.jpg
SKU: CNVT4131-82 | ConvaTec Sur-Fit Natura Durahesive Pre-Cut Wafer with Convex-It, Flange 1 3/4" Stoma 11/8" | Sur-Fit Natura Durahesive Pre-Cut Wafer with Convex-It, Flange 1Â¾" Stoma 11/8". | sur-fit-natura-durahesive-pre-cut-wafer-with-convex-it-flange-1-3-4-stoma-11-8-475.jpg
SKU: CNVT4131-83 | ConvaTec Sur-Fit Natura Durahesive Pre-Cut Wafer with Convex-It, Flange 1 3/4" Stoma 1 1/4" | Sur-Fit Natura Durahesive Pre-Cut Wafer with Convex-It, Flange 1Â¾" Stoma 1Â¼". | sur-fit-natura-durahesive-pre-cut-wafer-with-convex-it-flange-1-3-4-stoma-1-1-4-80f.jpg
SKU: CNVT4131-84 | ConvaTec Sur-Fit Natura Durahesive Pre-Cut Wafer with Convex-It, Flange 1 3/4" Stoma 13/8" | Sur-Fit Natura Durahesive Pre-Cut Wafer with Convex-It, Flange 1Â¾" Stoma 13/8". | sur-fit-natura-durahesive-pre-cut-wafer-with-convex-it-flange-1-3-4-stoma-13-8-262.jpg
SKU: CNVT4133-12 | ConvaTec Sur-Fit Natura Drainable Pouch With Invisiclose, 1 3/4" | Sur-Fit Natura Drainable Pouch With Invisiclose, 1 3/4". | sur-fit-natura-drainable-pouch-with-invisiclose-1-3-4-4a4.jpg
SKU: CNVT8390-01 | ConvaTec Eakin Cohesive Seals, Large, 4", 98mm | Eakin Cohesive Seals, Large, 4", 98mm. | eakin-cohesive-seals-large-4-98mm-348.jpg
SKU: HOLS3229 | Hollister 1 3/4" Drainable Pouch, 12", Barrier Opening 1-3/8" | Drainable Pouch, Karaya 5 (standard wear) , Skin Barrierâ€”Convex, Tape Border, Without Integrated Filter, Pouch Clamp Closure, Odor-Barrier Film, Belt Tabs, Without, ComfortWear Panels. | 1-3-4-drainable-pouch-12-barrier-opening-1-3-8-6ba.png
SKU: COLP450A | Coloplast Self-Cath Straight Tipped in Curved Packaging, 16", 14 Fr, Male, Green | Single use catheter designed for intermittent self-catheterization specially packaged in curved packaging. Manufactured with high quality standards of medical-grade, latex-free PVC material. Fire polished eyelets and siliconized surface allow smooth insertion and reduce the risk of urethral trauma. 16" long catheter is individually packaged sterile in curved packaging. | self-cath-straight-tipped-in-curved-packaging-16-14-fr-male-green-515.jpg
SKU: HOLS7300 | Hollister Adjustable Ostomy Belts, Medium, 23" - 43" | Attaches securely to an ostomy pouch to hold the pouch firmly in place. Belt attaches easily to the pouch belt adapter. High quality elastic material is washable; 1 1/8" wide belt is soft and comfortable and prevents rolling. Each belt is continuously adjustable and fits all sizes. | adjustable-ostomy-belts-medium-23-43-c3f.jpg
SKU: COLP808 | Coloplast Self-Cath Olive Tip Coude With Guide Stripe, Sterile, Male, 16", 8 Fr | Latex-free intermittent catheter features an olive coudÃ© tip for difficult-to-navigate urethral passages.Unique Guide StripeÂ® indicator assures proper placement of the angled olive coudÃ© tip by allowing the user to monitor the catheterization process. Eyelets are positioned on either side of the catheter for greater comfort and ease of insertion. Available in a wide range of French sizes in both male and female lengths. Color Code Blue. | self-cath-olive-tip-coude-with-guide-stripe-sterile-male-16-8-fr-196.jpg
SKU: COLP612 | Coloplast Self-Cath Tiemann Tapered Tip Coude with Guide Stripe, White, 12 Fr | Latex-free intermittent catheter features a tapered coudÃ© tip for difficult-to-navigate urethral passages. Available unique Guide Stripeindicator assures proper placement of the angled coudÃ© tip by allowing the user to monitor the catheterization process. Eyelets are positioned on either side of the catheter for greater comfort and ease of insertion. | self-cath-tiemann-tapered-tip-coude-with-guide-stripe-white-12-fr-1db.jpg
SKU: COLP818 | Coloplast Self-Cath Olive Tip Coud With Guide Stripe, Pink, 18 Fr | Latex-free intermittent catheter features an olive coudÃ© tip for difficult-to-navigate urethral passages.Unique Guide Stripeindicator assures proper placement of the angled olive coudÃ© tip by allowing the user to monitor the catheterization process. Eyelets are positioned on either side of the catheter for greater comfort and ease of insertion. Available in a wide range of French sizes in both male and female lengths. | self-cath-olive-tip-coud-with-guide-stripe-pink-18-fr-f63.jpg
SKU: CNVT839002 | ConvaTec Eakin Cohesive Seal, Small, 2" diameter and 1/6" thick | Moldable, pectin-based rings allow stomas and fistulas of all shapes and sizes to be protected. No cutting needed. Absorbs moisture, acts as a physical and waterproof barrier. Compatible with most ostomy devices. Replaces many types of rings and pastes. | eakin-cohesive-seal-small-2-diameter-and-1-6-thick-f2f.jpg
SKU: CVN6176LL | Covidien Dover Urine Drainage Bag Add A Foley Tray | Dover Urine Drainage Bag Add A Foley Tray Luer-Lock Sampling Anti-Reflux Device. | dover-urine-drainage-bag-add-a-foley-tray-b73.jpg
SKU: CVN76010 | Covidien Dover Universal Catheterization Tray 10 cc PVP Swab | Features items necessary for successful catheterization, and complies with aseptic technique. Nitrile gloves are latex-free; lubricant and pre-filled syringe are sterile. Choose catheter separately for a customized kit. Tray Includes: 1 Fenestrated Towel, 1 Waterproof Drape, Sterile Lubricant, Cuffed Nitrile Gloves, Pre-Filled Syringe. | dover-universal-catheterization-tray-10-cc-pvp-swab-27b.jpg
SKU: MKS31481900 | McKesson Enteral Irrigation System Medi-Pakâ„¢ 60 mL | Enteral Irrigation System Medi-Pakâ„¢ 60 mL. | enteral-irrigation-system-medi-paktrade-60-ml-44a.jpg
SKU: CRFU5251 | CareFusion Modudose Unit Dose Saline, 3 ml | 0.9% sodium chloride for inhalation. Easy open twist and pull packet. Contains no preservatives. | modudose-unit-dose-saline-3-ml-d11.jpg
SKU: MDIM30296 | Medimark Unit Dose Irrigation Solutions, 100 cc | Use sterile water and sterile saline for irrigation or suctioning. 0.9% Sterile Saline in 100 cc Plastic Jar. | unit-dose-irrigation-solutions-100-cc-fcf.jpg
SKU: MDIM30296 | Medimark Unit Dose Irrigation Solutions, 100 cc | Use sterile water and sterile saline for irrigation or suctioning. 0.9% Sterile Saline in 100 cc Plastic Jar. | unit-dose-irrigation-solutions-100-cc-fcf.jpg
SKU: ADC891M-10 | ADC Male Metal Luer Connector | Connectors permit quick connection of various inflation systems or components. | male-metal-luer-connector-e4e.jpg
SKU: GF3936 14 | Graham Field Silicone Tubing - 1/8" I.D., 1/4" O.D., 1/16" Wall | Silicone tubing - 1/8" i.d., Â¼" o.d., 1/16" wall | silicone-tubing-1-8-id-1-4-od-1-16-wall-8e6.jpg
SKU: GF3938 38 | Graham Field Silicone Tubing - 1/4" I.D., 3/8" O.D., 1/16" Wall | Silicone tubing - Â¼" i.d., 3/8" o.d., 1/16" wall | silicone-tubing-1-4-id-3-8-od-1-16-wall-047.jpg
SKU: GF3943 | Graham Field Tygon Tubing, Hospital/Surgical Formulation S-50-HL - 1/4" I.D. | Tygon tubing, hospital/surgical formulation s-50-hl - Â¼" i.d. | tygon-tubing-hospital-surgical-formulation-s-50-hl-1-4-id-62a.jpg
SKU: GF3953 1/2 | Graham Field Penrose Draining Tubing - 1/2" Diameter, 18" Length | Penrose draining tubing - Â½" diameter, 18" length | penrose-draining-tubing-1-2-diameter-18-length-acd.jpg
SKU: GF3953 1/4 | Graham Field Penrose Draining Tubing - 1/4" Diameter, 18" Length | Penrose draining tubing - Â¼" diameter, 18" length | penrose-draining-tubing-1-4-diameter-18-length-4db.jpg
SKU: GF3953 3/4 | Graham Field Penrose Draining Tubing - 3/4" Diameter, 18" Length | Penrose draining tubing - Â¾" diameter, 18" length | penrose-draining-tubing-3-4-diameter-18-length-466.jpg
SKU: CNVT8390-02 | ConvaTec Eakin Cohesive Seals, Small, 2", 48mm | Eakin Cohesive Seals, Small, 2", 48mm | eakin-cohesive-seals-small-2-48mm-f16.jpg
SKU: HUD1800404 | Hudson RCI Softflex Tube with Rigid Connector | Same tube as Item Code 1800402 but with rigid 15-mm ID patient connector. | softflex-tube-with-rigid-connector-7e7.jpg
SKU: HUD1420 | Hudson RCI Tubing Connector | Couples oxygen supply tubing using 5- to 7-mm end connectors. | tubing-connector-588.jpg
SKU: HUD2555 | Hudson RCI Nipple And Nut Adaptor | Hose adaptor for standard DISS oxygen outlets | nipple-and-nut-adaptor-f0e.jpg
SKU: ADDT2219 | Addto Catheter / Syringe Adapter | Sterile, disposable connector for attaching syringe to tubing locks on syringe quickly and positively with standard or LuerLok fitting. Adapts syringe to all flexible tubing with lumina from 3 mm (1/8") through 8 mm (5/16"), including standard 7 mm (9/32"). May be used in general catheterization techniques, irrigation, and aspiration; injection of medicines, anesthetics, or contrast media; any application where attachment of syringe to tubing is desired. Tapered inner diameter for standard metal, glass tip, and disposable syringes. Latex-free. Sterile. Packaged individually. Dimensions: 38 mm (11/32") length overall Tapered O.D. from 3 mm to 9.5 mm (1/8") to (3/8") , With positive-gripping ridges; Lumen 2.35 mm (3/32") minimum. | catheter-syringe-adapter-b2d.jpg
SKU: RLMZRLB18ET | ReliaMed Extension Tubing with Connector, Sterile, Latex-Free 18" | Extension Tubing with Connector, Sterile, Latex-Free. | extension-tubing-with-connector-sterile-latex-free-18-31d.jpg
SKU: RLMZR614ST | ReliaMed Suction Connection Tubing Sterile 6"L X 1/4" | ReliaMed Suction Connection Tubing. Available in various lengths and diameters. Include two female connectors and one straight male connector. Sterile 6' long x 1/4" diameter. | suction-connection-tubing-sterile-6l-x-1-4-1a1.jpg
SKU: RLMZROT7 | ReliaMed 7' Oxygen Tubing with Two Standard Connectors, Non-Sterile | ReliaMed 7' Oxygen Tubing. Crush resistant star lumen tubing with soft connectors for easy fastening. Non-Sterile. | 7-oxygen-tubing-with-two-standard-connectors-non-sterile-44d.jpg
SKU: MKS60011900 | McKesson Irrigation Bulb Syringe Medi-Pak 60 mL Disposable Sterile | Irrigation Bulb Syringe Medi-Pak 60 mL Disposable Sterile. | irrigation-bulb-syringe-medi-pak-60-ml-disposable-sterile-ae8.jpg
SKU: CNVT1839-10 | ConvaTec Stomahesive Paste, 2 oz | Stomahesive Paste, 2 oz. | stomahesive-paste-2-oz-971.jpg
SKU: HOLS79300 | Hollister ADAPT Paste, 2 oz Tube | Ostomy pouch seal paste caulks and fills in skin crevices and contours near the stoma to create a flatter, smoother surface. Prevents ostomy drainage from getting under the pouch seal and causing irritation to the skin or stoma, while extending the life of the skin barrier. Low-alcohol formula minimizes stinging to healthy tissue. Comes off when pouch is removed. Soft, easy-to-squeeze tube is ideal for people with limited dexterity. Distinctive red cap is easy to see. | adapt-paste-2-oz-tube-a5f.jpg
SKU: CNVT25510 | ConvaTec Stomahesive Protective Powder, 1 oz | Prevents leakage under skin barrier to extend wear time. | stomahesive-protective-powder-1-oz-0e8.jpg
SKU: HOLS7910 | Hollister Karaya Paste, 4.5 oz Tube | Skin is protected from stomal discharge by Karaya, a natural hydrocolloid offering unique chemical properties. Convenient to use; fills in depressions and evens out skin contours under a skin barrier. Prolongs both skin barrier and stoma seal wear time. | karaya-paste-45-oz-tube-597.jpg
SKU: HOLS8460 | Hollister Premier Urostomy Pouch, Cut-to-Fit -1/2" - 2 1/2" | Features Flextend Extended Wear Skin Barrier That Protects The Skin Over Extended Wearing Time From Irritating Discharge, Ideal For Urostomies And Ileostomies. Also Features Internal Non-Reflux Valves And A Drain Valve That Allows Regulation Of Flow Rate, Providing Security, Confidence, And Ease Of Use. | premier-urostomy-pouch-cut-to-fit-1-2-2-1-2-b47.jpg
SKU: HOLS8611 | Hollister Drainable Pouches with Convex Barriers, Barrier Opening 7/8", 12" | Drainable Pouch, Flextend (extended wear) Skin Barrier, With Tape Border, Without Integrated Filter, Clamp Closure, Odor-Barrier Rustle-Free Film, With Belt Tabs, With ComfortWear Panel â€” Body Side Only. | drainable-pouches-with-convex-barriers-barrier-opening-7-8-12-ae8.jpg
SKU: HOLS85211 | Hollister Drainable Pouches with Convex Barriers, Transparent, Barrier Opening up to 2", 12" | Drainable Pouchm, Flextend (extended wear) Skin Barrier, With Tape Border, Without Integrated Filter, Lock 'n Roll Closure, Odor-Barrier Rustle-Free Film, With Belt Tabs, With ComfortWear Panels, Transparent â€” Body Side Only. | drainable-pouches-with-convex-barriers-transparent-barrier-opening-up-to-2-12-539.jpg
SKU: CNVT401502 | ConvaTec SUR-FIT Natura Two-Piece Drainable Pouch, Opaque | 12" Pouch with 2-sided comfort panel. Includes 2 tail closures. Opaque. Color Code Green. Flange 1 3/4". | sur-fit-natura-two-piece-drainable-pouch-opaque-161.jpg
SKU: CNVT411361 | ConvaTec SUR-FIT Natura Drainable Pouch with Filter, 2 1/4", Red | 12" Pouch with InvisiClose Clipless Closure, with filter, 1-sided comfort panel. Transparent. | sur-fit-natura-drainable-pouch-with-filter-2-1-4-red-30e.jpg
SKU: CNVT411360 | ConvaTec SUR-FIT Natura Drainable Pouch with Filter, Green, 1 3/4" | 12" Pouch with InvisiClose Clipless Closure, with filter, 1-sided comfort panel. Transparent. | sur-fit-natura-drainable-pouch-with-filter-green-1-3-4-73e.jpg
SKU: KCC0112-22 | Kimberly-Clark MIC Gastrostomy Feeding Tubes 22FR | Medical Grade Silicone Construction. | mic-gastrostomy-feeding-tubes-22fr-aa9.jpg
SKU: CVN461412 | Covidien Kangaroo Polyurethane Feeding Tube Radiopaque Line Safe Enteral Connections 5 Fr/Ch (1.7 mm) x 20" (51 cm) | The feeding port is incompatible with luer lock or I.V. connections, reducing the risk of accidental connection or infusion. Available with safe enteral connections to address the 2006 JCAHO Tubing Misconnections Sentinel Alert. | kangaroo-polyurethane-feeding-tube-radiopaque-line-safe-enteral-connections-5-fr-ch-17-mm-x-20-51-cm-840.jpg
SKU: BBN313005 | B Braun Medical UniSpike Connector Distal Flexible Connector | Irrigation Set, UniSpikeâ„¢ Connector, 0.188" ID Tubing, Drip Chamber, Roller Clamp, Distal Connector, 4Â½" Distal Connector, 79"L Latex Free (LF), For Use with PICâ„¢ Plastic Irrigation Containers. | unispike-connector-distal-flexible-connector-424.jpg
SKU: CVN8890700811 | Covidien Sovereign Sterile Feeding Tube and Urethral Catheters | Sterile feeding tubes and urethral catheters | sovereign-sterile-feeding-tube-and-urethral-catheters-9ff.jpg
SKU: DRVCON550 | Drive Medical Ridged Tubing Extension Connector | Ridge tubing extension connector, | ridged-tubing-extension-connector-90e.jpg
SKU: BBN456501 | B Braun Medical High Flow Four way Stopcock with ULTRAPORT Stopcock Stopcock Priming volume: 0.5 mL Sideport priming volume: 0.15 mL | B. Braun offers a full range of stopcocks to assist you in controlling fluid flow through IV delivery systems. High-flow options are available in multiple configurations to meet all your IV therapy needs. All options are lipid resistant with a transparent housing for clear view of the fluid path. | high-flow-four-way-stopcock-with-ultraport-stopcock-stopcock-priming-volume-05-ml-sideport-priming-volume-015-ml-3bd.jpg
SKU: SAMPA8072 | Sammons Preston Outrigger Line Connectors | A professional, time-efficient way to attach finger loops or slings to outrigger line, eliminating the need to tie knots. | outrigger-line-connectors-e36.jpg
SKU: CVN8888261008 | Covidien Feeding Tube, 5FR x 36"L PVC, 50/cs | Thermosensitive material with Slide-Tex finish. Colored x-ray opaque SENTINEL LINE. Two eyes. Funnel connector. Attached cap. Sterile. | feeding-tube-5fr-x-36l-pvc-50-cs-4bb.jpg
SKU: CVN8888260406 | Covidien Feeding Tube, 8FR x 42"L PVC, 50/cs | Thermosensitive material with Slide-Tex finish. Colored x-ray opaque SENTINEL LINE. Two eyes. Funnel connector. Attached cap. Sterile. | feeding-tube-8fr-x-42l-pvc-50-cs-e43.jpg
SKU: CVN8888260711 | Covidien Feeding Tube, 6.5FR x 16"L PVC, 50/cs | Thermosensitive material with Slide-Tex finish. Colored x-ray opaque SENTINEL LINE. Two eyes. Funnel connector. Attached cap. Sterile. | feeding-tube-65fr-x-16l-pvc-50-cs-032.jpg
SKU: KCC0121-12G | Halyard Accessories: Extension Set Secur-Lok 12" Right Angle Connector 2 Port "Y" & Clamp - Each | HALYARD MICÂ® GASTROSTOMY FEEDING TUBES | accessories-extension-set-secur-lok-12-right-angle-connector-2-port-y-amp-clamp-each-776.jpg
SKU: KCC0121-24G | Halyard Accessories: Extension Set Secur-Lok 24" Right Angle Connector 2 Port "Y" & Clamp - Each | HALYARD MICÂ® GASTROSTOMY FEEDING TUBES | accessories-extension-set-secur-lok-24-right-angle-connector-2-port-y-amp-clamp-each-776.jpg
SKU: KCC0123-12G | Halyard Bolus Extension Set with Catheter Tip Secur-Lok Straight Connector & Clamp - Each | HALYARD MICÂ® BOLUS EXTENSION SET | bolus-extension-set-with-catheter-tip-secur-lok-straight-connector-amp-clamp-each-ae3.jpg
SKU: CVN8884711246E | Covidien Nasogastric Feeding Tube 7G 12FR x 43"L No Stylet DEPH-Free ENFit Connection | Dual port enteral connector engineered to reduce risk of tubing misconnection. | nasogastric-feeding-tube-7g-12fr-x-43l-no-stylet-deph-free-enfit-connection-d3a.jpg
SKU: CVN8884710842E | Covidien Nasogastric Feeding Tube 7G 8FR x 43"L No Stylet DEPH-Free ENFit Connection | Dual port enteral connector engineered to reduce risk of tubing misconnection. | nasogastric-feeding-tube-7g-8fr-x-43l-no-stylet-deph-free-enfit-connection-a4f.jpg
SKU: CVN8884710859E | Covidien Nasogastric Feeding Tube 7G 8FR x 43"L Stylet DEPH-Free ENFit Connection | Dual port enteral connector engineered to reduce risk of tubing misconnection. Purple color to denote enteral feeding. Weighted feeding tubes with and without flow-through stylets. Radiopaque polyurethane material with CM markings. MRI conditional once stylet is removed. | nasogastric-feeding-tube-7g-8fr-x-43l-stylet-deph-free-enfit-connection-09b.jpg
SKU: CVN8884710826E | Covidien Nasogastric Feeding Tube 7G 8 FR x 55"L Stylet DEPH Free ENFit Connection | Dual port enteral connector engineered to reduce risk of tubing misconnection. Purple color to denote enteral feeding. Weighted feeding tubes with and without flow-through stylets. Radiopaque polyurethane material with CM markings. MRI conditional once stylet is removed. | nasogastric-feeding-tube-7g-8-fr-x-55l-stylet-deph-free-enfit-connection-337.jpg
SKU: CVN8884711006E | Covidien Nasogastric Feeding Tube 7G 10FR x 43"L Stylet DEPH-Free ENFit Connection | Dual port enteral connector engineered to reduce risk of tubing misconnection. | nasogastric-feeding-tube-7g-10fr-x-43l-stylet-deph-free-enfit-connection-eeb.jpg
SKU: CVN8884711253E | Covidien Nasogastric Feeding Tube 7G 12FR x 43"L Stylet DEPH-Free ENFit Connection | Dual port enteral connector engineered to reduce risk of tubing misconnection. Purple color to denote enteral feeding. Weighted feeding tubes with and without flow-through stylets. Radiopaque polyurethane material with CM markings. MRI conditional once stylet is removed. | nasogastric-feeding-tube-7g-12fr-x-43l-stylet-deph-free-enfit-connection-3e9.jpg
SKU: CVN8884710867E | Covidien Nasogastric Feeding Tube 5G 8FR x 43"L Stylet DEPH-Free ENFit Connection | Dual port enteral connector engineered to reduce risk of tubing misconnection. Purple color to denote enteral feeding. Weighted feeding tubes with and without flow-through stylets. Radiopaque polyurethane material with CM markings. MRI conditional once stylet is removed. | nasogastric-feeding-tube-5g-8fr-x-43l-stylet-deph-free-enfit-connection-ce7.jpg
SKU: CAH718450- | Cardinal Health Balloon SLG 18FR x 4.5cm | Enteral connector engineered to reduce risk of tubing misconnections. Purple color denotes enteral feeding. 100% silicone material. Durable balloon construction. Raised feet design. ClipStarâ„¢ enteral security clip. Large range of sizes available. DEPH-Free. NutriPort Kit Contents: Skin level gastrostomy device, step-up shim, bolus feeding set, continuous feeding set with ClipStarâ„¢ enteral security clip, 60cc irrigation syringe, 12cc syringe and gauze pads. | balloon-slg-18fr-x-45cm-457.jpg
SKU: CAH718300- | Cardinal Health Balloon SLG 18FR x 3.0cm | Enteral connector engineered to reduce risk of tubing misconnections. Purple color denotes enteral feeding. 100% silicone material. Durable balloon construction. Raised feet design. ClipStarâ„¢ enteral security clip. Large range of sizes available. DEPH-Free. NutriPort Kit Contents: Skin level gastrostomy device, step-up shim, bolus feeding set, continuous feeding set with ClipStarâ„¢ enteral security clip, 60cc irrigation syringe, 12cc syringe and gauze pads. | balloon-slg-18fr-x-30cm-5ab.jpg
SKU: CAH718350- | Cardinal Health Balloon SLG 18FR x 3.5cm | Enteral connector engineered to reduce risk of tubing misconnections. Purple color denotes enteral feeding. 100% silicone material. Durable balloon construction. Raised feet design. ClipStarâ„¢ enteral security clip. Large range of sizes available. DEPH-Free. NutriPort Kit Contents: Skin level gastrostomy device, step-up shim, bolus feeding set, continuous feeding set with ClipStarâ„¢ enteral security clip, 60cc irrigation syringe, 12cc syringe and gauze pads. | balloon-slg-18fr-x-35cm-27d.jpg
SKU: CAH718250- | Cardinal Health Balloon SLG 18FR x 2.5cm | Enteral connector engineered to reduce risk of tubing misconnections. Purple color denotes enteral feeding. 100% silicone material. Durable balloon construction. Raised feet design. ClipStarâ„¢ enteral security clip. Large range of sizes available. DEPH-Free. NutriPort Kit Contents: Skin level gastrostomy device, step-up shim, bolus feeding set, continuous feeding set with ClipStarâ„¢ enteral security clip, 60cc irrigation syringe, 12cc syringe and gauze pads. | balloon-slg-18fr-x-25cm-a44.jpg
SKU: CAH718150- | Cardinal Health Balloon SLG 18FR x 1.5cm | Enteral connector engineered to reduce risk of tubing misconnections. Purple color denotes enteral feeding. 100% silicone material. Durable balloon construction. Raised feet design. ClipStarâ„¢ enteral security clip. Large range of sizes available. DEPH-Free. NutriPort Kit Contents: Skin level gastrostomy device, step-up shim, bolus feeding set, continuous feeding set with ClipStarâ„¢ enteral security clip, 60cc irrigation syringe, 12cc syringe and gauze pads. | balloon-slg-18fr-x-15cm-bf2.jpg
SKU: CVN8884720189 | Covidien Kangaroo Gastrostomy Feeding Tube with Y-Ports 20 ml | The feeding port is incompatible with luer lock or IV connections, reducing the risk of accidental connection or infusion. Available with safe enteral connections to address the 2006 JCAHO Tubing Misconnections Sentinel Event alert. The Kangaroo gastrostomy tube is constructed of a durable silicone that allows for optimal performance and longevity. The replaceable Y-port allows you to change the port rather than the entire tube. | kangaroo-gastrostomy-feeding-tube-with-y-ports-20-ml-6b2.jpg
SKU: CVN8884720189 | Covidien Kangaroo Gastrostomy Feeding Tube with Y-Ports 20 ml | The feeding port is incompatible with luer lock or IV connections, reducing the risk of accidental connection or infusion. Available with safe enteral connections to address the 2006 JCAHO Tubing Misconnections Sentinel Event alert. The Kangaroo gastrostomy tube is constructed of a durable silicone that allows for optimal performance and longevity. The replaceable Y-port allows you to change the port rather than the entire tube. | kangaroo-gastrostomy-feeding-tube-with-y-ports-20-ml-6b2.jpg
SKU: CVN8884720189 | Covidien Kangaroo Gastrostomy Feeding Tube with Y-Ports 20 ml | The feeding port is incompatible with luer lock or IV connections, reducing the risk of accidental connection or infusion. Available with safe enteral connections to address the 2006 JCAHO Tubing Misconnections Sentinel Event alert. The Kangaroo gastrostomy tube is constructed of a durable silicone that allows for optimal performance and longevity. The replaceable Y-port allows you to change the port rather than the entire tube. | kangaroo-gastrostomy-feeding-tube-with-y-ports-20-ml-6b2.jpg
SKU: KCC0120-16-2.5 | Kimberly-Clark MIC-KEY Low Profile Gastrostomy Feeding Tube 16Fr 2.5cm Stoma Length | Kit Includes: 1-MIC-KEY Low-Profile Feeding Tube, 1-MIC-KEY Extension Set with SECUR-LOK Right Angle Connector and 2 Port "Y" and Clamp - 12in. Length, 1-MIC-KEY Bolus Extension Set with Cath Tip, SECUR-LOK Straight Connector and Clamp - 12in. Length, 1-6ml Syringe, 1-35ml Catheter Tip Syringe, 4-Gauze Pads. | mic-key-low-profile-gastrostomy-feeding-tube-16fr-25cm-stoma-length-aa8.jpg
SKU: KCC0120-16-3.0 | Kimberly-Clark MIC-KEY Low Profile Gastrostomy Feeding Tube 16 Fr 3.0cm Stoma Length | Kit Includes: 1-MIC-KEY Low-Profile Feeding Tube, 1-MIC-KEY Extension Set with SECUR-LOK Right Angle Connector and 2 Port "Y" and Clamp - 12in. Length, 1-MIC-KEY Bolus Extension Set with Cath Tip, SECUR-LOK Straight Connector and Clamp - 12in. Length, 1-6ml Syringe, 1-35ml Catheter Tip Syringe, 4-Gauze Pads. | mic-key-low-profile-gastrostomy-feeding-tube-16-fr-30cm-stoma-length-194.jpg
SKU: CVN8884715122 | Covidien Kangaroo Gastrostomy Feeding Tube with Y-Ports 5 ml | The feeding port is incompatible with luer lock or IV connections, reducing the risk of accidental connection or infusion. Available with safe enteral connections to address the 2006 JCAHO Tubing Misconnections Sentinel Event alert. The Kangaroo gastrostomy tube is constructed of a durable silicone that allows for optimal performance and longevity. The replaceable Y-port allows you to change the port rather than the entire tube. | kangaroo-gastrostomy-feeding-tube-with-y-ports-5-ml-74f.jpg
SKU: CVN8884715122 | Covidien Kangaroo Gastrostomy Feeding Tube with Y-Ports 5 ml | The feeding port is incompatible with luer lock or IV connections, reducing the risk of accidental connection or infusion. Available with safe enteral connections to address the 2006 JCAHO Tubing Misconnections Sentinel Event alert. The Kangaroo gastrostomy tube is constructed of a durable silicone that allows for optimal performance and longevity. The replaceable Y-port allows you to change the port rather than the entire tube. | kangaroo-gastrostomy-feeding-tube-with-y-ports-5-ml-74f.jpg
SKU: CVN8884720189 | Covidien Kangaroo Gastrostomy Feeding Tube with Y-Ports 20 ml | The feeding port is incompatible with luer lock or IV connections, reducing the risk of accidental connection or infusion. Available with safe enteral connections to address the 2006 JCAHO Tubing Misconnections Sentinel Event alert. The Kangaroo gastrostomy tube is constructed of a durable silicone that allows for optimal performance and longevity. The replaceable Y-port allows you to change the port rather than the entire tube. | kangaroo-gastrostomy-feeding-tube-with-y-ports-20-ml-6b2.jpg
SKU: CVN8884720189 | Covidien Kangaroo Gastrostomy Feeding Tube with Y-Ports 20 ml | The feeding port is incompatible with luer lock or IV connections, reducing the risk of accidental connection or infusion. Available with safe enteral connections to address the 2006 JCAHO Tubing Misconnections Sentinel Event alert. The Kangaroo gastrostomy tube is constructed of a durable silicone that allows for optimal performance and longevity. The replaceable Y-port allows you to change the port rather than the entire tube. | kangaroo-gastrostomy-feeding-tube-with-y-ports-20-ml-6b2.jpg
SKU: KCC0120-14-3.0 | Kimberly-Clark MIC-KEY Low Profile Gastrostomy Feeding Tube 14Fr 3.0cm Stoma Length | Kit Includes: 1-MIC-KEY Low-Profile Feeding Tube, 1-MIC-KEY Extension Set with SECUR-LOK Right Angle Connector and 2 Port "Y" and Clamp - 12in. Length, 1-MIC-KEY Bolus Extension Set with Cath Tip, SECUR-LOK Straight Connector and Clamp - 12in. Length, 1-6ml Syringe, 1-35ml Catheter Tip Syringe, 4-Gauze Pads. | mic-key-low-profile-gastrostomy-feeding-tube-14fr-30cm-stoma-length-414.jpg
SKU: KCC0120-14-4.0 | Kimberly-Clark MIC-KEY Low Profile Gastrostomy Feeding Tube 14Fr 4.0cm Stoma Length | Kit Includes: 1-MIC-KEY Low-Profile Feeding Tube, 1-MIC-KEY Extension Set with SECUR-LOK Right Angle Connector and 2 Port "Y" and Clamp - 12in. Length, 1-MIC-KEY Bolus Extension Set with Cath Tip, SECUR-LOK Straight Connector and Clamp - 12in. Length, 1-6ml Syringe, 1-35ml Catheter Tip Syringe, 4-Gauze Pads. | mic-key-low-profile-gastrostomy-feeding-tube-14fr-40cm-stoma-length-47d.jpg
SKU: KCC0120-16-4.0 | Kimberly-Clark MIC-KEY Low Profile Gastrostomy Feeding Tube 16Fr 4.0cm Stoma Length | Kit Includes: 1-MIC-KEY Low-Profile Feeding Tube, 1-MIC-KEY Extension Set with SECUR-LOK Right Angle Connector and 2 Port "Y" and Clamp - 12in. Length, 1-MIC-KEY Bolus Extension Set with Cath Tip, SECUR-LOK Straight Connector and Clamp - 12in. Length, 1-6ml Syringe, 1-35ml Catheter Tip Syringe, 4-Gauze Pads. | mic-key-low-profile-gastrostomy-feeding-tube-16fr-40cm-stoma-length-707.jpg
SKU: KCC0120-18-4.0 | Kimberly-Clark MIC-KEY Low Profile Gastrostomy Feeding Tube 18 Fr 4.0cm Stoma Length | Kit Includes: 1-MIC-KEY Low-Profile Feeding Tube, 1-MIC-KEY Extension Set with SECUR-LOK Right Angle Connector and 2 Port "Y" and Clamp - 12in. Length, 1-MIC-KEY Bolus Extension Set with Cath Tip, SECUR-LOK Straight Connector and Clamp - 12in. Length, 1-6ml Syringe, 1-35ml Catheter Tip Syringe, 4-Gauze Pads. | mic-key-low-profile-gastrostomy-feeding-tube-18-fr-40cm-stoma-length-1d3.jpg
SKU: KCC0120-20-4.0 | Kimberly-Clark MIC-KEY Low Profile Gastrostomy Feeding Tube 20Fr 4.0cm Stoma Length | Kit Includes: 1-MIC-KEY Low-Profile Feeding Tube, 1-MIC-KEY Extension Set with SECUR-LOK Right Angle Connector and 2 Port "Y" and Clamp - 12in. Length, 1-MIC-KEY Bolus Extension Set with Cath Tip, SECUR-LOK Straight Connector and Clamp - 12in. Length, 1-6ml Syringe, 1-35ml Catheter Tip Syringe, 4-Gauze Pads. | mic-key-low-profile-gastrostomy-feeding-tube-20fr-40cm-stoma-length-5ea.jpg
SKU: KCC0120-20-4.5 | Kimberly-Clark MIC-KEY Low Profile Gastrostomy Feeding Tube 20Fr 4.5 cm Stoma Length | Kit Includes: 1-MIC-KEY Low-Profile Feeding Tube, 1-MIC-KEY Extension Set with SECUR-LOK Right Angle Connector and 2 Port "Y" and Clamp - 12in. Length, 1-MIC-KEY Bolus Extension Set with Cath Tip, SECUR-LOK Straight Connector and Clamp - 12in. Length, 1-6ml Syringe, 1-35ml Catheter Tip Syringe, 4-Gauze Pads. | mic-key-low-profile-gastrostomy-feeding-tube-20fr-45-cm-stoma-length-94d.jpg
SKU: KCC0120-24-3.0 | Kimberly-Clark MIC-KEY Low Profile Gastrostomy Feeding Tube 24 Fr 3.0cm Stoma Length | Kit Includes: 1-MIC-KEY Low-Profile Feeding Tube, 1-MIC-KEY Extension Set with SECUR-LOK Right Angle Connector and 2 Port "Y" and Clamp - 12in. Length, 1-MIC-KEY Bolus Extension Set with Cath Tip, SECUR-LOK Straight Connector and Clamp - 12in. Length, 1-6ml Syringe, 1-35ml Catheter Tip Syringe, 4-Gauze Pads. | mic-key-low-profile-gastrostomy-feeding-tube-24-fr-30cm-stoma-length-234.jpg
SKU: BD352070 | BD Tube Centrifuge Polypropylene 50mL High-Clarity 16000 RCF Rating Sterile | Approximate dimensions: 30 mm O.D.; 115 mm length.Sterilized by gamma irradiation and non-pyrogenic.Dark blue printed graduations and white writing patch.Polyethylene flat-top screw cap allows one hand manipulation and provides a level writing area.Modified polystyrene offers improved stress resistance. | tube-centrifuge-polypropylene-50ml-high-clarity-16000-rcf-rating-sterile-624.jpg
SKU: CVN8890701017 | Covidien Feeding Tube 10FR x 16" | The feeding port is incompatible with luer lock or IV connections, reducing the risk of accidental connection or infusion. | feeding-tube-10fr-x-16-af6.jpg
SKU: CVN8890701215 | Covidien Feeding Tube 12FR x 16" | The feeding port is incompatible with luer lock or IV connections, reducing the risk of accidental connection or infusion. | feeding-tube-12fr-x-16-ea6.jpg
SKU: CVN8890710810 | Covidien Feeding Tube 8FR x 22" | The feeding port is incompatible with luer lock or IV connections, reducing the risk of accidental connection or infusion. Available with safe enteral connections to address the 2006 JCAHO Tubing Misconnections Sentinel Event alert. | feeding-tube-8fr-x-22--0ba.jpg
SKU: CVN8888266197 | Covidien Salem Sump Anti Reflux Valve | The Covidien Salem Sump Anti Reflux Valve is sesigned with a gastric reflux prevention valve. With the exclusive Pressure Activated Air Buffer feature, (PAAB) the sterile valvet provides clinicians and patients with the highest quality of NG tube care. | salem-sump-anti-reflux-valve-6f9.jpg
SKU: CVN8888260208 | Covidien Feeding Tube 10 FR x 42"L PVC | Thermosensitive material with Slide-Tex finish. | feeding-tube-10-fr-x-42l-pvc--1fd.jpg
SKU: KCC0121-12 | Kimberly-Clark Extension Set with Secur-Lok Right Angle Connector and 2 Port "Y" and Clamp | Extension Set with Secur-Lok | extension-set-with-secur-lok-right-angle-connector-and-2-port-y-and-clamp-b98.jpg
SKU: BLDM0121-12 | Ballard Medical Mickey Extension Set With Secur Lok Right Angle Connector And 2 Port "Y" And Clamp | For use with MIC-KEY Low Profile Gastrostomy Tubes. | mickey-extension-set-with-secur-lok-right-angle-connector-and-2-port-y-and-clamp-2a4.jpg
SKU: CVN155711 | Covidien Argyle Stomach Tube Levin Type 14 Fr | The Argyleâ„¢ Levin type stomach tubes are a single lumen clear PVC nasogastric tube. | argyle-stomach-tube-levin-type-14-fr-fe0.jpg
SKU: CVN8884710826 | Covidien Nasogastric Feeding Tube 7G 8 FR x 55"L Stylet | The original, weighted polyurethane feeding tube designed for nasogastric and naso dueodenal feeding. Large bolus tip facilitates passage and helps maintain placement. The feeding port is incompatible with luer lock or IV connectors, reducing the risk of accidental connection or infusion. Available with safe enteral connections to address the 2006 JCAHO Tubing Misconnections Sentinel Event alert. | nasogastric-feeding-tube-7g-8-fr-x-55quotl-stylet-95a.jpg
SKU: KCC0120-18-1.7 | Kimberly-Clark Low Profile Gastrostomy Feeding Tube, 18 Fr, 1.7 cm Stoma Length | Kit Includes: 1-MIC-KEY* Low-Profile Feeding Tube, 1-MIC-KEY* Extension Set with SECUR-LOK* Right Angle Connector and 2 Port "Y" and Clamp - 12in. Length, 1-MIC-KEY* Bolus Extension Set with Cath Tip, SECUR-LOK* Straight Connector and Clamp - 12in. Length, 1-6ml Syringe, 1-35ml Catheter Tip Syringe, 4-Gauze Pads | low-profile-gastrostomy-feeding-tube-18-fr-17-cm-stoma-length-d92.jpg
SKU: KCC0120-18-2.5 | Kimberly-Clark Low Profile Gastrostomy Feeding Tube, 18 Fr, 2.5 cm Stoma Length | Kit Includes: 1-MIC-KEY* Low-Profile Feeding Tube, 1-MIC-KEY* Extension Set with SECUR-LOK* Right Angle Connector and 2 Port "Y" and Clamp - 12in. Length, 1-MIC-KEY* Bolus Extension Set with Cath Tip, SECUR-LOK* Straight Connector and Clamp - 12in. Length, 1-6ml Syringe, 1-35ml Catheter Tip Syringe, 4-Gauze Pads | low-profile-gastrostomy-feeding-tube-18-fr-25-cm-stoma-length-9e9.jpg
SKU: SCH2.100901 | Schiller Silicone Adapter | Silicone adapter for spirometry sensor. | silicone-adapter-c1d.png
SKU: SCH2.155032 | Schiller SNAP CLIP Adapter for Resting ECG | SCHILLER ECG Adapter Clips for use with electrodes (Part # 2.155031). | snap-clip-adapter-for-resting-ecg-3c2.png
SKU: BLDM0120-12-0.8 | Ballard Medical Gastro Mic Key Kit 12 Fr 0.8Cm | The KIMBERLY-CLARK MIC-KEY Low-Profile Gastrostomy Feeding Tube is unobtrusive and easy to conceal. | gastro-mic-key-kit-12-fr-08cm-deb.jpg
SKU: BLDM0120-12-1.0 | Ballard Medical Gastro Mic-Key Kit 1.0Cm, 12Fr | The Kimberly-Clark Mic-Key Low-Profile Gastrostomy Feeding Tube Is Unobtrusive And Easy To Conceal. Minimal External Surface Area Allows Air Circulation Around The Stoma. Ease Of Care Encourages Patient Involvement And Self-Sufficiency. Range Of 62 Sizes Helps Ensure A Comfortable, Proper Fit To Minimize The Chance Of Gastric Leakage. Proximal Anti-Reflux Valve. Tapered Distal Tip Recessed At 5Ml. Medical Grade Silicone Construction Low Profile Design Tapered Distal Tip Silicone Internal Retention Balloon Recessed Distal Tip Recommended Fill Proximal Anti-Reflux Valve Secur-Lok Extension Set Connector Mechanism Wide Variety Of Extension Sets Available | gastro-mic-key-kit-10cm-12fr--f18.jpg
SKU: BLDM0120-12-1.2 | Ballard Medical MIC-KEY Low Profile Gastrostomy Feeding Tube, 12 Fr, 1.2 cm Stoma Length | Kit Includes: 1-MIC-KEY Low-Profile Feeding Tube, 1-MIC-KEY Extension Set with SECUR-LOK Right Angle Connector and 2 Port "Y" and Clamp - 12in. Length, 1-MIC-KEY Bolus Extension Set with Cath Tip, SECUR-LOK Straight Connector and Clamp - 12in. Length, 1-6ml Syringe, 1-35ml Catheter Tip Syringe, 4-Gauze Pads. Low Profile Design. Silicon Internal Retention Balloon. Proximal Anti-Reflux Valve. SECUR-LOK Extension Set Connector. Tapered Distal Tip. Recessed Distal Tip at Recommended Fill Volume of 3ml. Radiopaque Stripe. | mic-key-low-profile-gastrostomy-feeding-tube-12-fr-12-cm-stoma-length-b8b.jpg
SKU: BLDM0120-12-1.5 | Ballard Medical MIC-KEY Low Profile Gastrostomy Feeding Tube, 12 Fr, 1.5 cm Stoma Length | Kit Includes: 1-MIC-KEY Low-Profile Feeding Tube, 1-MIC-KEY Extension Set with SECUR-LOK Right Angle Connector and 2 Port "Y" and Clamp - 12in. Length, 1-MIC-KEY Bolus Extension Set with Cath Tip, SECUR-LOK Straight Connector and Clamp - 12in. Length, 1-6ml Syringe, 1-35ml Catheter Tip Syringe, 4-Gauze Pads. Low Profile Design. Silicon Internal Retention Balloon. Proximal Anti-Reflux Valve. SECUR-LOK Extension Set Connector. Tapered Distal Tip. Recessed Distal Tip at Recommended Fill Volume of 3ml. Radiopaque Stripe. | mic-key-low-profile-gastrostomy-feeding-tube-12-fr-15-cm-stoma-length-50b.jpg
SKU: BLDM0120-14-0.8 | Ballard Medical MIC-KEY Low Profile Gastrostomy Feeding Tube, 14 Fr, 0.8 cm Stoma Length | Kit Includes: 1-MIC-KEY Low-Profile Feeding Tube, 1-MIC-KEY Extension Set with SECUR-LOK Right Angle Connector and 2 Port "Y" and Clamp - 12in. Length, 1-MIC-KEY Bolus Extension Set with Cath Tip, SECUR-LOK Straight Connector and Clamp - 12in. Length, 1-6ml Syringe, 1-35ml Catheter Tip Syringe, 4-Gauze Pads. Low Profile Design. Silicon Internal Retention Balloon. Proximal Anti-Reflux Valve. SECUR-LOK Extension Set Connector. Tapered Distal Tip. Recessed Distal Tip at Recommended Fill Volume of 5ml. Radiopaque Stripe. | mic-key-low-profile-gastrostomy-feeding-tube-14-fr-08-cm-stoma-length-ac2.jpg
SKU: BLDM0120-14-1.0 | Ballard Medical MIC-KEY Low Profile Gastrostomy Feeding Tube, 14 Fr, 1.0 cm Stoma Length | Kit Includes: 1-MIC-KEY Low-Profile Feeding Tube, 1-MIC-KEY* Extension Set with SECUR-LOK Right Angle Connector and 2 Port "Y" and Clamp - 12in. Length, 1-MIC-KEY Bolus Extension Set with Cath Tip, SECUR-LOK Straight Connector and Clamp - 12in. Length, 1-6ml Syringe, 1-35ml Catheter Tip Syringe, 4-Gauze Pads. Low Profile Design. Silicon Internal Retention Balloon. Proximal Anti-Reflux Valve. SECUR-LOK Extension Set Connector. Tapered Distal Tip. Recessed Distal Tip at Recommended Fill Volume of 5ml. Radiopaque Stripe. | mic-key-low-profile-gastrostomy-feeding-tube-14-fr-10-cm-stoma-length-ddc.jpg
SKU: BLDM0120-14-1.2 | Ballard Medical MIC-KEY Low Profile Gastrostomy Feeding Tube, 14 Fr, 1.2 cm Stoma Length | Kit Includes: 1-MIC-KEY Low-Profile Feeding Tube, 1-MIC-KEY Extension Set with SECUR-LOK Right Angle Connector and 2 Port "Y" and Clamp - 12in. Length, 1-MIC-KEY Bolus Extension Set with Cath Tip, SECUR-LOK Straight Connector and Clamp - 12in. Length, 1-6ml Syringe, 1-35ml Catheter Tip Syringe, 4-Gauze Pads. Low Profile Design. Silicon Internal Retention Balloon. Proximal Anti-Reflux Valve. SECUR-LOK Extension Set Connector. Tapered Distal Tip. Recessed Distal Tip at Recommended Fill Volume of 5ml. Radiopaque Stripe. | mic-key-low-profile-gastrostomy-feeding-tube-14-fr-12-cm-stoma-length-d2b.jpg
SKU: BLDM0120-14-1.5 | Ballard Medical MIC-KEY Low Profile Gastrostomy Feeding Tube, 14 Fr, 1.5 cm Stoma Length | Kit Includes: 1-MIC-KEY Low-Profile Feeding Tube, 1-MIC-KEY Extension Set with SECUR-LOK Right Angle Connector and 2 Port "Y" and Clamp - 12in. Length, 1-MIC-KEY Bolus Extension Set with Cath Tip, SECUR-LOK Straight Connector and Clamp - 12in. Length, 1-6ml Syringe, 1-35ml Catheter Tip Syringe, 4-Gauze Pads. Low Profile Design. Silicon Internal Retention Balloon. Proximal Anti-Reflux Valve. SECUR-LOK Extension Set Connector. Tapered Distal Tip. Recessed Distal Tip at Recommended Fill Volume of 5ml. Radiopaque Stripe. | mic-key-low-profile-gastrostomy-feeding-tube-14-fr-15-cm-stoma-length-bfd.jpg
SKU: BLDM0120-14-1.7 | Ballard Medical MIC-KEY Low Profile Gastrostomy Feeding Tube, 14 Fr, 1.7 cm Stoma Length | Kit Includes: 1-MIC-KEY Low-Profile Feeding Tube, 1-MIC-KEY Extension Set with SECUR-LOK Right Angle Connector and 2 Port "Y" and Clamp - 12in. Length, 1-MIC-KEY Bolus Extension Set with Cath Tip, SECUR-LOK Straight Connector and Clamp - 12in. Length, 1-6ml Syringe, 1-35ml Catheter Tip Syringe, 4-Gauze Pads. Low Profile Design. Silicon Internal Retention Balloon. Proximal Anti-Reflux Valve. SECUR-LOK Extension Set Connector. Tapered Distal Tip. Recessed Distal Tip at Recommended Fill Volume of 5ml. Radiopaque Stripe. | mic-key-low-profile-gastrostomy-feeding-tube-14-fr-17-cm-stoma-length-d5f.jpg
SKU: BLDM0120-14-2.3 | Ballard Medical MIC-KEY Low Profile Gastrostomy Feeding Tube, 14 Fr, 2.3 cm Stoma Length | Kit Includes: 1-MIC-KEY Low-Profile Feeding Tube, 1-MIC-KEY Extension Set with SECUR-LOK Right Angle Connector and 2 Port "Y" and Clamp - 12in. Length, 1-MIC-KEY Bolus Extension Set with Cath Tip, SECUR-LOK Straight Connector and Clamp - 12in. Length, 1-6ml Syringe, 1-35ml Catheter Tip Syringe, 4-Gauze Pads. Low Profile Design. Silicon Internal Retention Balloon. Proximal Anti-Reflux Valve. SECUR-LOK Extension Set Connector. Tapered Distal Tip. Recessed Distal Tip at Recommended Fill Volume of 5ml. Radiopaque Stripe. | mic-key-low-profile-gastrostomy-feeding-tube-14-fr-23-cm-stoma-length-c6f.jpg
SKU: BLDM0120-16-1.0 | Ballard Medical MIC-KEY Low Profile Gastrostomy Feeding Tube, 16 Fr, 1.0 cm Stoma Length | Kit Includes: 1-MIC-KEY Low-Profile Feeding Tube, 1-MIC-KEY Extension Set with SECUR-LOK Right Angle Connector and 2 Port "Y" and Clamp - 12in. Length, 1-MIC-KEY Bolus Extension Set with Cath Tip, SECUR-LOK Straight Connector and Clamp - 12in. Length, 1-6ml Syringe, 1-35ml Catheter Tip Syringe, 4-Gauze Pads. Low Profile Design. Silicon Internal Retention Balloon. Proximal Anti-Reflux Valve. SECUR-LOK Extension Set Connector. Tapered Distal Tip. Recessed Distal Tip at Recommended Fill Volume of 5ml. Radiopaque Stripe. | mic-key-low-profile-gastrostomy-feeding-tube-16-fr-10-cm-stoma-length-7b0.jpg
SKU: BLDM0120-16-1.7 | Ballard Medical MIC-KEY Low Profile Gastrostomy Feeding Tube, 16 Fr, 1.7 cm Stoma Length | Kit Includes: 1-MIC-KEY Low-Profile Feeding Tube, 1-MIC-KEY Extension Set with SECUR-LOK Right Angle Connector and 2 Port "Y" and Clamp - 12in. Length, 1-MIC-KEY Bolus Extension Set with Cath Tip, SECUR-LOK Straight Connector and Clamp - 12in. Length, 1-6ml Syringe, 1-35ml Catheter Tip Syringe, 4-Gauze Pads. Low Profile Design. Silicon Internal Retention Balloon. Proximal Anti-Reflux Valve. SECUR-LOK Extension Set Connector. Tapered Distal Tip. Recessed Distal Tip at Recommended Fill Volume of 5ml. Radiopaque Stripe. | mic-key-low-profile-gastrostomy-feeding-tube-16-fr-17-cm-stoma-length-1c0.jpg
SKU: BLDM0120-16-2.0 | Ballard Medical MIC-KEY Low Profile Gastrostomy Feeding Tube, 16 Fr, 2.0 cm Stoma Length | Kit Includes: 1-MIC-KEY Low-Profile Feeding Tube, 1-MIC-KEY Extension Set with SECUR-LOK Right Angle Connector and 2 Port "Y" and Clamp - 12in. Length, 1-MIC-KEY Bolus Extension Set with Cath Tip, SECUR-LOK Straight Connector and Clamp - 12in. Length, 1-6ml Syringe, 1-35ml Catheter Tip Syringe, 4-Gauze Pads. Low Profile Design. Silicon Internal Retention Balloon. Proximal Anti-Reflux Valve. SECUR-LOK Extension Set Connector. Tapered Distal Tip. Recessed Distal Tip at Recommended Fill Volume of 5ml. Radiopaque Stripe. | mic-key-low-profile-gastrostomy-feeding-tube-16-fr-20-cm-stoma-length-ecb.jpg
SKU: BLDM0120-18-1.5 | Ballard Medical MIC-KEY Low Profile Gastrostomy Feeding Tube, 18 Fr, 1.5 cm Stoma Length | Kit Includes: 1-MIC-KEY Low-Profile Feeding Tube, 1-MIC-KEY Extension Set with SECUR-LOK Right Angle Connector and 2 Port "Y" and Clamp - 12in. Length, 1-MIC-KEY Bolus Extension Set with Cath Tip, SECUR-LOK Straight Connector and Clamp - 12in. Length, 1-6ml Syringe, 1-35ml Catheter Tip Syringe, 4-Gauze Pads. Low Profile Design. Silicon Internal Retention Balloon. Proximal Anti-Reflux Valve. SECUR-LOK Extension Set Connector. Tapered Distal Tip. Recessed Distal Tip at Recommended Fill Volume of 5ml. Radiopaque Stripe. | mic-key-low-profile-gastrostomy-feeding-tube-18-fr-15-cm-stoma-length-20b.jpg
SKU: BLDM0120-18-2.0 | Ballard Medical MIC-KEY Low Profile Gastrostomy Feeding Tube, 18 Fr, 2.0 cm Stoma Length | Kit Includes: 1-MIC-KEY Low-Profile Feeding Tube, 1-MIC-KEY Extension Set with SECUR-LOK Right Angle Connector and 2 Port "Y" and Clamp - 12in. Length, 1-MIC-KEY Bolus Extension Set with Cath Tip, SECUR-LOK Straight Connector and Clamp - 12in. Length, 1-6ml Syringe, 1-35ml Catheter Tip Syringe, 4-Gauze Pads. Low Profile Design. Silicon Internal Retention Balloon. Proximal Anti-Reflux Valve. SECUR-LOK Extension Set Connector. Tapered Distal Tip. Recessed Distal Tip at Recommended Fill Volume of 5ml. Radiopaque Stripe. | mic-key-low-profile-gastrostomy-feeding-tube-18-fr-20-cm-stoma-length-9ad.jpg
SKU: BLDM0120-18-3.0 | Ballard Medical MIC-KEY Low Profile Gastrostomy Feeding Tube, 18 Fr, 3.0 cm Stoma Length | Kit Includes: 1-MIC-KEY Low-Profile Feeding Tube, 1-MIC-KEY Extension Set with SECUR-LOK Right Angle Connector and 2 Port "Y" and Clamp - 12in. Length, 1-MIC-KEY Bolus Extension Set with Cath Tip, SECUR-LOK Straight Connector and Clamp - 12in. Length, 1-6ml Syringe, 1-35ml Catheter Tip Syringe, 4-Gauze Pads. Low Profile Design. Silicon Internal Retention Balloon. Proximal Anti-Reflux Valve. SECUR-LOK Extension Set Connector. Tapered Distal Tip. Recessed Distal Tip at Recommended Fill Volume of 5ml. Radiopaque Stripe. | mic-key-low-profile-gastrostomy-feeding-tube-18-fr-30-cm-stoma-length-9c6.jpg
SKU: BLDM0120-20-2.5 | Ballard Medical MIC-KEY Low Profile Gastrostomy Feeding Tube, 20 Fr, 2.5 cm Stoma Length | Kit Includes: 1-MIC-KEY Low-Profile Feeding Tube, 1-MIC-KEY Extension Set with SECUR-LOK Right Angle Connector and 2 Port "Y" and Clamp - 12in. Length, 1-MIC-KEY Bolus Extension Set with Cath Tip, SECUR-LOK Straight Connector and Clamp - 12in. Length, 1-6ml Syringe, 1-35ml Catheter Tip Syringe, 4-Gauze Pads. Low Profile Design. Silicon Internal Retention Balloon. Proximal Anti-Reflux Valve. SECUR-LOK Extension Set Connector. Tapered Distal Tip. Recessed Distal Tip at Recommended Fill Volume of 5ml. Radiopaque Stripe. | mic-key-low-profile-gastrostomy-feeding-tube-20-fr-25-cm-stoma-length-afd.jpg
SKU: BLDM0120-20-3.5 | Ballard Medical MIC-KEY Low Profile Gastrostomy Feeding Tube, 20 Fr, 3.5 cm Stoma Length | Kit Includes: 1-MIC-KEY Low-Profile Feeding Tube, 1-MIC-KEY Extension Set with SECUR-LOK Right Angle Connector and 2 Port "Y" and Clamp - 12in. Length, 1-MIC-KEY Bolus Extension Set with Cath Tip, SECUR-LOK Straight Connector and Clamp - 12in. Length, 1-6ml Syringe, 1-35ml Catheter Tip Syringe, 4-Gauze Pads. Low Profile Design. Silicon Internal Retention Balloon. Proximal Anti-Reflux Valve. SECUR-LOK Extension Set Connector. Tapered Distal Tip. Recessed Distal Tip at Recommended Fill Volume of 5ml. Radiopaque Stripe. | mic-key-low-profile-gastrostomy-feeding-tube-20-fr-35-cm-stoma-length-1d3.jpg
SKU: BLDM0123-24 | Ballard Medical MIC-KEY BOLUS Extension Set With Cath Tip, Secur-Lok Straight Connector & Clamp | MIC-KEY BOLUS Extension Set With Cath Tip, Secur-Lok Straight Connector & Clamp. Length of 24 inches. Non-Sterile. Packaging contains 5 eaches | mic-key-bolus-extension-set-with-cath-tip-secur-lok-straight-connector-clamp-c16.jpg
SKU: BLDM0124-24 | Ballard Medical MIC-KEY Extension Set with Cath Tip, Secur-Lok Right Angle Connector and Clamp | MIC-KEY Extension Set with Cath Tip, Secur-Lok Right Angle Connector and Clamp. Length of 24 inches. Non-Sterile. Packaging contains 5 eaches. | mic-key-extension-set-with-cath-tip-secur-lok-right-angle-connector-and-clamp-11f.jpg
SKU: BLDM0120-14-2.0 | Ballard Medical MIC-KEY Low Profile Gastrostomy Feeding Tube, 14 Fr, 2.0 cm Stoma Length | Kit Includes: 1-MIC-KEY Low-Profile Feeding Tube, 1-MIC-KEY Extension Set with SECUR-LOK Right Angle Connector and 2 Port "Y" and Clamp - 12in. Length, 1-MIC-KEY* Bolus Extension Set with Cath Tip, SECUR-LOK Straight Connector and Clamp - 12in. Length, 1-6ml Syringe, 1-35ml Catheter Tip Syringe, 4-Gauze Pads. Low Profile Design. Silicon Internal Retention Balloon. Proximal Anti-Reflux Valve. SECUR-LOK Extension Set Connector. Tapered Distal Tip. Recessed Distal Tip at Recommended Fill Volume of 5ml. Radiopaque Stripe | mic-key-low-profile-gastrostomy-feeding-tube-14-fr-20-cm-stoma-length-c0d.jpg
SKU: BLDM0120-16-1.5 | Ballard Medical MIC-KEY Low Profile Gastrostomy Feeding Tube, 16 Fr, 1.5 cm Stoma Length | Kit Includes: 1-MIC-KEY Low-Profile Feeding Tube, 1-MIC-KEY* Extension Set with SECUR-LOK Right Angle Connector and 2 Port "Y" and Clamp - 12in. Length, 1-MIC-KEY Bolus Extension Set with Cath Tip, SECUR-LOK Straight Connector and Clamp - 12in. Length, 1-6ml Syringe, 1-35ml Catheter Tip Syringe, 4-Gauze Pads | mic-key-low-profile-gastrostomy-feeding-tube-16-fr-15-cm-stoma-length-28d.jpg
SKU: BLDM0120-18-1.7 | Ballard Medical MIC-KEY Low Profile Gastrostomy Feeding Tube, 18 Fr, 1.7 cm Stoma Length | Kit Includes: 1-MIC-KEY Low-Profile Feeding Tube, 1-MIC-KEY Extension Set with SECUR-LOK Right Angle Connector and 2 Port "Y" and Clamp - 12in. Length, 1-MIC-KEY Bolus Extension Set with Cath Tip, SECUR-LOK Straight Connector and Clamp - 12in. Length, 1-6ml Syringe, 1-35ml Catheter Tip Syringe, 4-Gauze Pads | mic-key-low-profile-gastrostomy-feeding-tube-18-fr-17-cm-stoma-length-580.jpg
SKU: BLDM0120-18-2.5 | Ballard Medical MIC-KEY Low Profile Gastrostomy Feeding Tube, 18 Fr, 2.5 cm Stoma Length | Kit Includes: 1-MIC-KEY* Low-Profile Feeding Tube, 1-MIC-KEY Extension Set with SECUR-LOK Right Angle Connector and 2 Port "Y" and Clamp - 12in. Length, 1-MIC-KEY Bolus Extension Set with Cath Tip, SECUR-LOK Straight Connector and Clamp - 12in. Length, 1-6ml Syringe, 1-35ml Catheter Tip Syringe, 4-Gauze Pads. | mic-key-low-profile-gastrostomy-feeding-tube-18-fr-25-cm-stoma-length-34a.jpg
SKU: BLDM0121-24 | Ballard Medical MIC-KEY Extension Set With Secur-Lok Right Angle Connector And 2 Port "Y" And Clamp | MIC-KEY Extension Set With Secur-Lok Right Angle Connector And 2 Port "Y" And Clamp. Length of 24 inches. Non-Sterile. Packaging contains 5 eaches. | mic-key-extension-set-with-secur-lok-right-angle-connector-and-2-port-y-and-clamp-e67.jpg
SKU: BLDM0123-12 | Ballard Medical MIC-KEY BOLUS Extension Set With Cath Tip, Secur-Lok Straight Connector And Clamp | MIC-KEY BOLUS Extension Set With Cath Tip, Secur-Lok Straight Connector And Clamp. Length of 12 inches. Non-Sterile. Packaging contains 5 eaches. | mic-key-bolus-extension-set-with-cath-tip-secur-lok-straight-connector-and-clamp-ee1.jpg
SKU: CRFU3222 | CareFusion AirLife Omni-Flex Oxygen Connector, Adult, 15 mm O.D. x 22 mm O.D. | Airlife connectors for Omni-Flex systems provide an additional length of tubing for vertical circuit for increased flexibility and mobility. Connects a patient's endotracheal or tracheostomy tube and ventilator circuit Y-connection or HME. Precision-molded tolerances to assure critical fits. Connectors expand from 5 cm to 6.5 cm. Latex-free. | airlife-omni-flex-oxygen-connector-adult-15-mm-od-x-22-mm-od-e77.jpg
SKU: CRFU002061 | CareFusion Adapter Valved Tee 22 Mm Od/Id | Now you can connect your nebulized medication without having to disconnect your tubing! Used in conjunction with a nebulizer, the valved tee adapter offers a safe and convenient way to introduce medication into the circuit. | adapter-valved-tee-22-mm-od-id--834.jpg
SKU: STL1005 | Salter Labs Tender Grips Pair | A unique skin fixation system designed to hold the cannula head tubing and facepiece in position. It is easy to apply, allows the skin to breathe, holds securely and leaves the fixed object clean without messy residues. | tender-grips-pair-9fd.jpg
SKU: CRFU4081 | CareFusion U/Adapt-It Disposable Straight Connectors, Open Oxygen/Monitor Stem, Sterile, 22 mm | The U/Adapt-It straight connectors without base feature a 22 mm outer diameter at one end and 22 mm inner diameter at the other end with open oxygen monitor stem. Latex-free. Connectors are shipped clean and ready to use. | u-adapt-it-disposable-straight-connectors-open-oxygen-monitor-stem-sterile-22-mm-6bf.jpg
SKU: CRFU1501 | CareFusion AirLife Trach Tee Adapters / Mouthpieces | Constructed of clear, break-resistant plastic and can be used with or without drainage. One-way valves assist the therapist in ventilator monitoring setups and various pulmonary function measurements. Universal mouthpieces are designed to fit all manifolds and flexitubes. With 500cc drainage bag. | airlife-trach-tee-adapters-mouthpieces-f22.jpg
SKU: CRFU3215 | CareFusion AirLife Omni-Flex Oxygen Connector, Pediatric, 15 mm O.D. x 15 mm I.D | Airlife connectors for Omni-Flexsystems provide an additional length of tubing for vertical circuit for increased flexibility and mobility. Connects a patient's endotracheal or tracheostomy tube and ventilator circuit Y-connection or HME. Precision-molded tolerances to assure critical fits. Connectors expand from 5 cm to 6.5 cm. Latex-free. | airlife-omni-flex-oxygen-connector-pediatric-15-mm-od-x-15-mm-id-dad.jpg
SKU: KCC12112 | Kimberly-Clark MIC-KEY Extension Set Right Angle 12" | For use with MIC-KEY Low Profile gastrostomy Tubes. | mic-key-extension-set-right-angle-12-ddf.jpg
SKU: KCC12312 | Kimberly-Clark Mic-Key Extension Set, Straight 12", Bolus Set with Cath Tip & Clamp | For use with MIC-KEY Low Profile gastrostomy Tubes. Features SECUR-LOK 'key' connection mechanism. Non-sterile. | mic-key-extension-set-straight-12-bolus-set-with-cath-tip-clamp-67f.jpg
SKU: AIIAE0303 | Amsino Extension Sets, 6" with Female Luer Lock | 6"(15cm), Female Luer Lock, 1 Slide Clamp, 1 AMSafe Needleless Y Site, Rotating Luer Lock, Tyvek Poly Pouch. | extension-sets-6-with-female-luer-lock-7ba.gif
SKU: CVN5-18537 | Covidien Esophageal/ Tracheal Double-Lumen Airway Standard Trays 37FR | Mallinckrodt Evac Oral Tracheal Tube Seal Guard, Murphy Eye. For intubation of the trachea, and for evacuation or drainage of the subglottic space. | esophageal-tracheal-double-lumen-airway-standard-trays-37fr-1c5.jpg
SKU: KCC0120-16-1.5 | Kimberly-Clark MIC-KEY Low Profile Gastrostomy Feeding Tube, 16 Fr, 1.5 cm Stoma Length | Kit Includes: 1-MIC-KEY* Low-Profile Feeding Tube, 1-MIC-KEY* Extension Set with SECUR-LOK* Right Angle Connector and 2 Port "Y" and Clamp - 12in. Length, 1-MIC-KEY* Bolus Extension Set with Cath Tip, SECUR-LOK* Straight Connector and Clamp - 12in. Length, 1-6ml Syringe, 1-35ml Catheter Tip Syringe, 4-Gauze Pads | mic-key-low-profile-gastrostomy-feeding-tube-16-fr-15-cm-stoma-length-e91.jpg
SKU: SMTH625191 | Smiths Medical Fiber-Optic Bronchoscope Dual-Axis Swivel Adapter, 15 mm Termination | Pneupac offers a variety of swivel adapters to meet your needs. The PEEP-Keep dual-axis swivel adapter helps reduce potential for oxygen deprivation and resulting cardiopulmonary distress. Permits suctioning without disconnecting the ventilator circuit. Standard dual-axis swivel adapter is for use when maintenance of PEEP is not critical. Standard Single Swivel Adapter is ideal for use with closed suction catheter system. The fiber-optic bronchoscope dual-axis swivel adapter allows bronchoscope access to the airway while maintaining ventilation, oxygenation, and PEEP. All Pneupac swivel adapters are latex-free. | fiber-optic-bronchoscope-dual-axis-swivel-adapter-15-mm-termination-53c.jpg
SKU: CRFU2438 | CareFusion AirLife Misty Max 10 Medication Nebulizers Without Mask | Disposable nebulizers constructed of high impact plastic to resist breakage deliver fast and effective treatment more efficiently to a wide range of patients. | airlife-misty-max-10-medication-nebulizers-without-mask-c09.jpg
SKU: BLDM220135 | Ballard Medical KIMVENT Closed Suction Systems for Adults | KIMVENT Closed Suction Systems for Adults, 14Fr T-Piece, Tracheostomy Length, Swivel Adapter. 14 French T-Piece 12in/30.5cm (Trach Length) 22mm x 22mm Flex Tube (4") 15mm Swivel Adapter. | kimvent-closed-suction-systems-for-adults--888.jpg
SKU: BLDM2201358 | Ballard Medical KIMVENT Closed Suction Systems for Adults, 14Fr T-Piece, Tracheostomy Length, MDI, Swivel Adapter | KIMVENT Closed Suction Systems for Adults, 14Fr T-Piece, Tracheostomy Length, MDI, Swivel Adapter. 14 French T-Piece 12in/30.5cm (Trach Length) Metered Dose Inhaler (MDI) Port 22mm x 22mm Flex Tube (4") 15mm Swivel Adapter. | kimvent-closed-suction-systems-for-adults-14fr-t-piece-tracheostomy-length-mdi-swivel-adapter-c64.jpg
SKU: STL1220 | Salter Labs Salter Labs Male-Male Oxygen Swivel Connector | Leak-proof, plastic swivel connector eliminates twisting, tangling and kinking of oxygen tubing. 360Â° rotation provides added safety, mobility and convenience for the patient and care provider in a multitude of applications. | salter-labs-male-male-oxygen-swivel-connector-1f2.jpg
SKU: CVN8888268060 | Covidien Sump Tube 24" 6FR | Covidien's Salem Sump nasogastric tubes enjoy world wide brand name recognition. The 10fr Gientri port and 10fr Silicone Gientri port are available with safe enteral connections. | sump-tube-24quot-6fr-7e9.jpg
SKU: KCC0120-14-2.0 | Kimberly-Clark Low Profile Gastrostomy Feeding Tube, 14 Fr, 2.0 cm Stoma Length | Kit Includes: 1-MIC-KEY* Low-Profile Feeding Tube, 1-MIC-KEY* Extension Set with SECUR-LOK* Right Angle Connector and 2 Port "Y" and Clamp - 12in. Length, 1-MIC-KEY* Bolus Extension Set with Cath Tip, SECUR-LOK* Straight Connector and Clamp - 12in. Length, 1-6ml Syringe, 1-35ml Catheter Tip Syringe, 4-Gauze Pads | low-profile-gastrostomy-feeding-tube-14-fr-20-cm-stoma-length-306.jpg
SKU: NEN19925500 | Nestle Healthcare Nutrition Compact DualFlo Enteral Feeding Pump | An advanced delivery system designed to administer tube feeding formula and water for patient hydration. Users can program the pump to provide individualized patient hydration protocols, automatic flushes of the feeding tube or formula at pre-set strength. Its delivery set security doors reduce the chance of set dislodgement and enable the immediate detection of a free flow. Audio-visual alarms indicate empty container, occluded line, dose delivered, low battery, and open delivery set door. Also features automatic priming of the delivery set. | compact-dualflo-enteral-feeding-pump--b87.png
SKU: CVN383400 | Covidien Enteral Feeding Pump Pole Clamp | The Kangaroo Joeyâ„¢ Enteral Feeding Pump is a portable, easy-to-use enteral feed pump allows for continuous feeding, intermittent feeding, and feed-and-flush programming. Smart pump technology recognizes the type of feeding set that is loaded and the intuitive ATM style interface makes programming quick and easy. Safety features include accurate volumetric delivery, over-infusion safeguard, lock-out feature and audio and visual alarms. Memory retains all rate and volume settings until cleared with a 72-hour delivery history. Machine will pump in any orientation with attitude-idependent technology. A small, lightweight, and compact design is optimal for ambulatory patients and is fully portable with a backpack that allows for convenient and discrete use. 1-year warranty. | enteral-feeding-pump-pole-clamp-201.jpg
SKU: CVN773662G | Covidien Feed Set 1000mL 1000mL Flush Bag Non-Sterile - Each | Overinfusion safeguard (when used with 224, 324, PET or Control Pumps). Fits Kangaroo 224, 324, Pet and Control Pumps. Non-IV compatible connectors. | feed-set-1000ml-1000ml-flush-bag-non-sterile-each-5f8.jpg
SKU: CVN8884700207G | Covidien Pump Set 4 ft Tubing Extension Non-Sterile - Each | Overinfusion safeguard (when used with Kangaroo 224, 324, control or PET pumps). Fits Kangaroo 224, 324, and Control PET Pumps. Non-IV compatible connectors. | pump-set-4-ft-tubing-extension-non-sterile-each-7be.jpg
SKU: CVN383400R | Covidien Kangaroo Joey Enteral Feed and Flush Pump with Pole Clamp Programmable Refurbished | The Kangarooâ„¢ Joey enteral feeding pump provides feeding and flushing in a completely portable device. This feeding pump is the first hydrating and ambulatory enteral device available. It assures clinicians of accurate and reliable function while providing patients with freedom and mobility. | kangaroo-joey-enteral-feed-and-flush-pump-with-pole-clamp-programmable-refurbished-547.jpg
SKU: CVN412SE | Covidien Oral Syringe Purple 12 mL ENFit Connection Sterile | Larger stepped connector to help prevent connection to IV tubes while still providing a secure fit with feeding tubes. Feeding ports are incompatible with luer lock or IV connections, reducing the risk of accidental connection or infusion. Purple color to indicate nutritional port, not for IV access. Feeding tubes are transparent, with purple Sentinel Lineâ„¢ and Sentinel Eyeâ„¢ radiopaque markings to assist in proper tube placement. Feeding tubes have markings placed every centimeter from 5-25 cm providing a visual indicator to assist in tube placement and to check migration. Bifurcated extension sets provide a section port for irrigation and medication delivery, preventing the clinician from having to disconnect the extension set. | oral-syringe-purple-12-ml-enfit-connection-sterile-b6b.png
SKU: CVN46312 | Covidien Syringe Transfer Bag ENFit | Larger stepped connector to help prevent connection to IV tubes while still providing a secure fit with feeding tubes. Feeding ports are incompatible with luer lock or IV connections, reducing the risk of accidental connection or infusion. Purple color to indicate nutritional port, not for IV access. Feeding tubes are transparent, with purple Sentinel Lineâ„¢ and Sentinel Eyeâ„¢ radiopaque markings to assist in proper tube placement. Feeding tubes have markings placed every centimeter from 5-25 cm providing a visual indicator to assist in tube placement and to check migration. Bifurcated extension sets provide a section port for irrigation and medication delivery, preventing the clinician from having to disconnect the extension set. | syringe-transfer-bag-enfit-040.jpg
SKU: ALCSS-3000-IU | Alcor Scientific SENTINELplus Enteral Pump | The SENTINELplusÂ® Enteral Feeding Pump is a revised version of our popular SENTINELÂ® product. The lighter, more compact design brings the same simplicity and reliability of its predecessor. Contact us to learn more! | sentinelplus-enteral-pump-572.png
SKU: CAH155723 | Cardinal Health Feeding Tube 5FR 42" | Larger stepped connector to help prevent connection to IV tubes while still providing a secure fit with feeding tubes. Feeding ports are incompatible with luer lock or IV connections, reducing the risk of accidental connection or infusion. Purple color to indicate nutritional port, not for IV access. Feeding tubes are transparent, with purple Sentinel Lineâ„¢ and Sentinel Eyeâ„¢ radiopaque markings to assist in proper tube placement. Feeding tubes have markings placed every centimeter from 5-25 cm providing a visual indicator to assist in tube placement and to check migration. Bifurcated extension sets provide a section port for irrigation and medication delivery, preventing the clinician from having to disconnect the extension set. | feeding-tube-5fr-42-e8a.jpg
SKU: CVN461503 | Covidien Feeding Tube with Safe Enteral Connections 5FR 36"L Purple | The feeding port is incompatible with luer lock or IV connections, reducing the risk of accidental connection or infusion. Available with safe enteral connections to address the 2006 JCAHO Tubing Misconnections Sentinel Alert. | feeding-tube-with-safe-enteral-connections-5fr-36l-purple-472.jpg
SKU: CVN461420 | Covidien Kangaroo Polyurethane Feeding Tube | The feeding port is incompatible with luer lock or IV connections, reducing the risk of accidental connection or infusion. Available with safe enteral connections to address the 2006 JCAHO Tubing Misconnections Sentinel Alert. | kangaroo-polyurethane-feeding-tube--281.jpg
SKU: CVN382491 | Covidien Power Cord for the Kangaroo ePump Enteral Feeding Pump | The latest innovation in enteral feeding pump technology. When patients require nutrition through continuous feeding, intermittent feeding or feeding and flushing, it delivers in one compact, easy-to-use device. | power-cord-for-the-kangaroo-epump-enteral-feeding-pump-455.jpg
SKU: CVN410S | Covidien Monoject Oral Syringe 10mL Purple Non-Sterile | Larger stepped connector to help prevent connection to IV tubes while still providing a secure fit with feeding tubes. Feeding ports are incompatible with luer lock or IV connections, reducing the risk of accidental connection or infusion. Purple color to indicate nutritional port, not for IV access. Feeding tubes are transparent, with purple Sentinel Line | monoject-oral-syringe-10ml-purple-non-sterile-79c.jpg
SKU: CVN461701 | Covidien Kangaroo Polyurethane Feeding Tube Radiopaque Line | The feeding port is incompatible with luer lock or IV connections, reducing the risk of accidental connection or infusion. Available with safe enteral connections to address the 2006 JCAHO Tubing Misconnections Sentinel Alert. | kangaroo-polyurethane-feeding-tube-radiopaque-line-418.jpg
SKU: CVN461701 | Covidien Kangaroo Polyurethane Feeding Tube Radiopaque Line | The feeding port is incompatible with luer lock or IV connections, reducing the risk of accidental connection or infusion. Available with safe enteral connections to address the 2006 JCAHO Tubing Misconnections Sentinel Alert. | kangaroo-polyurethane-feeding-tube-radiopaque-line-418.jpg
SKU: CVN461701 | Covidien Kangaroo Polyurethane Feeding Tube Radiopaque Line | The feeding port is incompatible with luer lock or IV connections, reducing the risk of accidental connection or infusion. Available with safe enteral connections to address the 2006 JCAHO Tubing Misconnections Sentinel Alert. | kangaroo-polyurethane-feeding-tube-radiopaque-line-418.jpg
SKU: CVN392455 | Covidien Kangaroo 924 Enteral Feeding Pump with Pole Clamp | The Kangaroo 924 Enteral Feeding Pump features pre-set volume and overflow infusion safeguards to ensure the correct and consistent delivery of nutrition. The easy-to-use controls make set-up and operation of the unit intuitive. The Kangaroo 924 pump is used exclusively with the Kangaroo 924 pump sets. | kangaroo-924-enteral-feeding-pump-with-pole-clamp-b24.jpg
SKU: CVN382400 | Covidien Kangaroo Enteral Feeding Pump | The Kangarooâ„¢ ePump system is the latest innovation in enteral feeding pump technology. When patients require nutrition through continuous feeding, intermittent feeding or feeding and flushing, Kangarooâ„¢ ePump enteral feeding pump delivers in one compact, easy-to-use device.Â Pump set drip chamber has been eliminated which alleviates the hassle of keeping pump in an upright position and is ideal for hospital, home care, nursing home and ambulatory use.The Kangarooâ„¢ ePump enteral feeding pump gives the clinician the ability to accurately track the amount of formula and fluid delivered to a patient ensuring the prescribed formula and fluid is received by the patient.Easy to Use - The "Smart" technology identifies the pump set and allows programming for only that type of pump set. | kangaroo-enteral-feeding-pump--7b0.jpg
SKU: CVN383493 | Covidien Accessories: Pole Clamp | Provides feeding and flushing in a completely portable device. This feeding pump is the first hydrating and ambulatory enteral device available. It assures clinicians of accurate and reliable function while providing patients with freedom and mobility. | accessories-pole-clamp-ffd.jpg
SKU: RLMAME1200 | ReliaMed Alcor Scientific Enteral Feeding Bag Pump Set 1200ml | Ready-to-use enteral bag pump set for prefilled containers. | alcor-scientific-enteral-feeding-bag-pump-set-1200ml-d30.jpg
SKU: CVN461355 | Covidien Kangaroo Polyurethane Feeding Tube Radiopaque Line | The feeding port is incompatible with luer lock or IV connections, reducing the risk of accidental connection or infusion. Available with safe enteral connections to address the 2006 JCAHO Tubing Misconnections Sentinel Alert. | kangaroo-polyurethane-feeding-tube-radiopaque-line-9e1.jpg
SKU: CVN461355 | Covidien Kangaroo Polyurethane Feeding Tube Radiopaque Line | The feeding port is incompatible with luer lock or IV connections, reducing the risk of accidental connection or infusion. Available with safe enteral connections to address the 2006 JCAHO Tubing Misconnections Sentinel Alert. | kangaroo-polyurethane-feeding-tube-radiopaque-line-9e1.jpg
SKU: CVN60EY | Covidien Argyle Indwell Feeding Tube 60 Inches Bifurcated Extension Set | Covidien/Medical Supplies 60EY Bifurcated Extension Set with Safe Enteral Connections. | argyle-indwell-feeding-tube-60-inches-bifurcated-extension-set-0c3.png
SKU: CVN401S | Covidien Kangaroo Purple Enteral Feeding Syringe with Tip Cap 1 ml | Clean, single-use polypropylene syringes with separate purple tip caps; polypropylene barrel and plunger rod, latex-free plunger tip; dual graduations in milliliters and teaspoons; oral feeding luer tip (will not accept hypodermic needle); 1, 3, 6, 10 12, 35, and 60 ml sizes; purple tint. | kangaroo-purple-enteral-feeding-syringe-with-tip-cap-1-ml-8af.jpg
SKU: CVN403S | Covidien Kangaroo Purple Enteral Feeding Syringe with Tip Cap 3 ml | Clean, single-use polypropylene syringes with separate purple tip caps; polypropylene barrel and plunger rod, latex-free plunger tip; dual graduations in milliliters and teaspoons; oral feeding luer tip (will not accept hypodermic needle); 1, 3, 6, 10 12, 35, and 60 ml sizes; purple tint. | kangaroo-purple-enteral-feeding-syringe-with-tip-cap-3-ml-95e.jpg
SKU: CVN406S | Covidien Kangaroo Oral Enteral Syringes Non sterile 6 ml | Clean, single-use polypropylene syringes with separate purple tip caps, polypropylene barrel and plunger rod, latex-free plunger tip, dual graduations in milliliters and teaspoons, oral feeding luer tip (will not accept hypodermic needle. | kangaroo-oral-enteral-syringes-non-sterile-6-ml-3a7.jpg
SKU: CVN435SG | Covidien Monoject Enteral Syringe with Tip Cap Sterile 35 ml | Clean, single-use polypropylene syringes with separate purple tip caps; polypropylene barrel and plunger rod, latex-free plunger tip; dual graduations in milliliters and teaspoons; oral feeding luer tip (will not accept hypodermic needle); 1, 3, 6, 10 12, 35, and 60 ml sizes; purple tint. | monoject-enteral-syringe-with-tip-cap-sterile-35-ml-ff4.jpg
SKU: CVN460SG | Covidien Monoject Enteral Syringe with Tip Cap Sterile 60 ml | Clean, single-use polypropylene syringes with separate purple tip caps; polypropylene barrel and plunger rod, latex-free plunger tip; dual graduations in milliliters and teaspoons; oral feeding luer tip (will not accept hypodermic needle); 1, 3, 6, 10 12, 35, and 60 ml sizes; purple tint. | monoject-enteral-syringe-with-tip-cap-sterile-60-ml-761.jpg
SKU: CVN401SG | Covidien Monoject Enteral Syringe with Tip Cap Sterile 1 ml | Clean, single-use polypropylene syringes with separate purple tip caps; polypropylene barrel and plunger rod, latex-free plunger tip; dual graduations in milliliters and teaspoons; oral feeding luer tip (will not accept hypodermic needle); 1, 3, 6, 10 12, 35, and 60 ml sizes; purple tint. | monoject-enteral-syringe-with-tip-cap-sterile-1-ml-1c0.jpg
SKU: CVN406SG | Covidien Monoject Enteral Syringe with Tip Cap Sterile 6 ml | Clean, single-use polypropylene syringes with separate purple tip caps; polypropylene barrel and plunger rod, latex-free plunger tip; dual graduations in milliliters and teaspoons; oral feeding luer tip (will not accept hypodermic needle); 1, 3, 6, 10 12, 35, and 60 ml sizes; purple tint. | monoject-enteral-syringe-with-tip-cap-sterile-6-ml-58a.jpg
SKU: CVN412SG | Covidien Monoject Enteral Syringe with Tip Cap Sterile. | Clean, single-use polypropylene syringes with separate purple tip caps; polypropylene barrel and plunger rod, latex-free plunger tip; dual graduations in milliliters and teaspoons; oral feeding luer tip (WILL NOT ACCEPT HYPODERMIC NEEDLE); 1, 3, 6, 10 12, 35, and 60 mL sizes; purple tint. | monoject-enteral-syringe-with-tip-cap-sterile-2be.jpg
SKU: CVN8884704805 | Covidien Kangaroo Pump Set Easy-Cap 1600ml, Nonsterile | Pump Sets for use with all Kangaroo 224, Kangaroo 324, Kangaroo PET and Kangaroo Control Enteral Feeding Pumps. The PVC materials on the DEHP-Free Pump Sets eliminates the use of the compound/chemical DEHP. The Anti-Free-Flow (AFF) Device incorporates continuous protection for the patient from the possible of a free flow incident. | kangaroo-pump-set-easy-cap-1600ml-nonsterile-7ce.jpg
SKU: NEN18580100 | Nestle Healthcare Nutrition Fibersourceâ„¢ HN SpikeRightâ„¢ 1000mL Closed System Containers | A high-protein, standard nutritional support with fiber. It contains 1.2 calories per mL and 62g of protein in a complete feeding. Protected by NutriShieldÂ® - a proprietary combination of microbial inhibitors protecting from harmful bacteria, especially in open system. | fibersourcetrade-hn-spikerighttrade-1000ml-closed-system-containers-417.jpg
SKU: NEN18150000 | Nestle Healthcare Nutrition IsosourceÂ® 1.5 Cal Unflavored 250mL Tetra Prisma | A high-calorie, high-nitrogen, complete liquid formula with fiber, for short- and long-term feeding in patients with high caloric and protein need and/or limited volume tolerance. | isosourcereg-15-cal-unflavored-250ml-tetra-prisma-a62.jpg
SKU: NEN18450000 | Nestle Healthcare Nutrition IsosourceÂ® HN Unflavored 250mL Tetra Prisma | A high-protein, standard nutritional support. | isosourcereg-hn-unflavored-250ml-tetra-prisma-89c.jpg
SKU: NEN27600000 | Nestle Healthcare Nutrition ResourceÂ® 2.0 Vanilla CrÃ¨me | Appropriate for medication pass supplement programs, total enteral feeding, and wound prevention and treatment programs. | resourcereg-20-vanilla-cregraveme-f84.jpg
SKU: NEN18600000 | Nestle Healthcare Nutrition ResourceÂ® Breeze Variety-Pak 8 fl oz Brik Paks | A delicious fruit-flavored, fat-free nutritional supplement for patients who cannot consume a sufficient intake of food to meet their nutritional requirements. | resourcereg-breeze-variety-pak-8-fl-oz-brik-paks-6a7.jpg
SKU: NEN35983000 | Nestle Healthcare Nutrition ResourceÂ® Arginaidâ„¢ Orange Flavored 9.2g Packets | An arginine-intensive powder formulated for patients recovering from burns, surgery or chronic wounds. Each serving contains 4.5 g of L-arginine along with supplemental vitamins C and E. It mixes easily with water and is available in three delicious fruit flavors: lemon, orange and cherry. | resourcereg-arginaidtrade-orange-flavored-92g-packets-c6e.jpg
SKU: NEN9871622390 | Nestle Healthcare Nutrition NutrenÂ® GlytrolÂ® UltraPakÂ® SpikeRightâ„¢ 1000mL | A balanced nutritional formula which meets the Dietary Guidelines of the American Diabetes Association for patients requiring blood glucose control. The unique carbohydrate blend includes amylose starch and a mixture of soluble and insoluble fibers. MCT constitutes approximately 20% of the fat source, with the remainder as high-oleic safflower oil and canola oil to provide a diet high in MUFA. UltraPakÂ® System is packaged in a prefilled, non air-dependent closed system to reduce set-up time, minimize the potential for bacterial contamination, decrease waste, and provide the flexibility of a hang time of up to 48 hours. Balanced fat profile provides 42% of total calories. Moderate carbohydrate content (40% of total calories). Contains fructose. 2:1 ratio of soluble to insoluble fiber. Meets or exceeds 100% of the RDI for 20 key vitamins and minerals in 1400 mL. Sucrose-free, lactose-free, gluten-free. | nutrenreg-glytrolreg-ultrapakreg-spikerighttrade-1000ml-8b9.jpg
SKU: NEN28410000 | Nestle Healthcare Nutrition Resource Instant Protein Powder 8 oz Cans | A concentrated source of high-quality protein. It contains 100% whey protein. Designed to mix instantly into a wide variety of foods and beverages without compromising taste or texture. For use with individuals who require additional protein to bolster their regular diet to help promote skin health, wound healing, immune response, and muscle strength. Mixes without clumping for hassle-free tube feeding flushes. Contains no fillers, sweeteners or artificial flavoring. | resource-instant-protein-powder-8-oz-cans-cee.jpg
SKU: NEN36020000 | Nestle Healthcare Nutrition BoostÂ® Glucose Control Chocolate 8 oz Tetra Brik | A balanced nutritional supplement, containing a unique blend of carbohydrates designed to help manage blood glucose levels for persons with diabetes. | boostreg-glucose-control-chocolate-8-oz-tetra-brik-21c.jpg
SKU: LLRN54859-555-01 | Proteinex W/C Liquid 1oz Apple Banana | Description: ProteinexÂ® is a predigested protein supplement specially formulated to contain all indispensible amino acids making it a complete protein source. It is â€œpredigestedâ€ by being broken down into its simplest form of building block amino acids. | w-c-liquid-1oz-apple-banana-487.jpg
SKU: LLRN54859-820-16 | Proteinex Fiberex Liq. 16oz 15 grams of dietary Fiber Natural Prune Concentrated | Fiberex is a liquid dietary fiber supplement with FOS and Prune Juice concentrate. This product has been designed to help maintain bowel regularity. | fiberex-liq-16oz-15-grams-of-dietary-fiber-natural-prune-concentrated-b85.jpeg
SKU: NEN4390038074 | Nestle Healthcare Nutrition COMPLEAT Pediatric Reduced Calorie Tube Feeding Formula Unflavored 250ml | Reduced Calorie Enteral Nutrition Formula for Pediatric Patients with Decreased Caloric Needs.CalciLock is a combination of essential nutrients to help build and maintain strong bones. This nutrient blend includes calcium, phosphorus, magnesium, zinc, and vitamins D, C & K and is designed to help support healthy bone development.Dietary Reference Intakes (DRIs) are nutrient reference values developed by the Institute of Medicine and represent the Recommended Dietary Allowance (RDA) value unless unavailable, in which case Adequate Intake (AI) value was used. | compleat-pediatric-reduced-calorie-tube-feeding-formula-unflavored-250ml-493.png
SKU: MKS70031200 | McKesson Spoon General Purpose White Polypropylene | Spoon General Purpose White Polypropylene. | spoon-general-purpose-white-polypropylene-a4b.jpg
SKU: NEN4390014183 | Nestle Healthcare Nutrition COMPLEAT UltraPak System 1500ml Tube Feeding Formula with Real Food Ingredients | Tube Feeding Formula with Real Food Ingredients. Developed for Patients Who Desire a Real Food Component. | compleat-ultrapak-system-1500ml-tube-feeding-formula-with-real-food-ingredients-d46.png
SKU: NEN4390018583 | Nestle Healthcare Nutrition FIBERSOURCE HN UltraPak System 1500ml Lactose-free Gluten-free | Nutritionally Complete Liquid Formula, High Protein, Fiber-Containing Tube Feeding Formula. | fibersource-hn-ultrapak-system-1500ml-lactose-free-gluten-free-450.png
SKU: NEN4390036583 | Nestle Healthcare Nutrition DIABETISOURCE AC UltraPak System 1500ml Lactose-free Gluten-free | Advanced Control Tube Feeding. Designed to Meet the Unique Nutritional Needs of Patients with Diabetes and Stress-Induced Hyperglycemia. | diabetisource-ac-ultrapak-system-1500ml-lactose-free-gluten-free-e3b.png
SKU: NEN9871636416 | Nestle Healthcare Nutrition PEPTAMEN JUNIOR with PREBIO Chocolate 250ml | Complete Peptide-Based Nutrition With Prebio Soluble Fiber for the Nutritional Management of Impaired GI Function in Children Ages 1-13. PEPTAMEN JUNIOR formula contains milk protein. Not appropriate for individuals with cow's milk protein allergy. | peptamen-junior-with-prebio-chocolate-250ml-be2.jpg
SKU: NEN4390028466 | Nestle Healthcare Nutrition ISOSOURCE HN UltraPak System 1500ml Lactose-free Gluten-free | High-Nitrogen Complete Liquid Formula, Standard Tube Feeding Formula. Closed system with SpikeRight plus port, the first available proximal-end enteral connector system designed to be incompatible with IV equipment. | isosource-hn-ultrapak-system-1500ml-lactose-free-gluten-free-eb6.png
SKU: NEN4390028182 | Nestle Healthcare Nutrition ISOSOURCE 1.5 CAL UltraPak System 1500ml Lactose Intolerance Gluten-free | Calorically Dense, Complete Liquid Formula, Calorically Dense, Fiber-Containing for Tube Feeding. | isosource-15-cal-ultrapak-system-1500ml-lactose-intolerance-gluten-free-3f4.png
SKU: NEN4390034958 | Nestle Healthcare Nutrition PEPTAMEN 1.5 with PREBIO Vanilla 250ml | Complete Calorically Dense Peptide-Based Formula. The Evidence-Based, Well-Tolerated, Calorically Dense GI Formula with Soluble Fiber. PEPTAMEN 1.5 WITH PREBIO contains milk protein. Not appropriate for individuals with cow's milk protein allergy. | peptamen-15-with-prebio-vanilla-250ml-f85.png
SKU: NEN4390034957 | Nestle Healthcare Nutrition PEPTAMEN 1.5 with PREBIO Ultrapak System 1000ml | Complete Calorically Dense Peptide-Based Formula. The Evidence-Based, Well-Tolerated, Calorically Dense GI Formula with Soluble Fiber. PEPTAMEN 1.5 WITH PREBIO contains milk protein. Not appropriate for individuals with cow's milk protein allergy. | peptamen-15-with-prebio-ultrapak-system-1000ml-270.png
SKU: NEN33510000 | Nestle Healthcare Nutrition Boost Kid Essentials Very Vanilla 8 fl oz Tetra Brik | Specially Designed Formula And Packaging For Children Ages 1-13. Contains Calcilock Blend Of Essential Nutrients, Including Calcium And Vitamin D, To Help Support Healthy Bone Development. Nutritionally Complete Formula For Tube Feeding Or Oral Use. For The Nutritional Management Of: Failure To Thrive / Growth Failure, Gluten Intolerance / Celiac Disease / Lactose Intolerance, Inadequate Oral Intake / Reduced Appetite, Pre/Post-Surgery, Injury/Trauma, Chronic Illness, Increased Energy Needs, Malnutrition, Weight Maintenance. | boost-kid-essentials-very-vanilla-8-fl-oz-tetra-brik-1a4.jpg
SKU: NEN33520000 | Nestle Healthcare Nutrition Boost Kid Essentials, Rich Chocolate, 8 fl oz Tetra Brik | Specially designed formula and packaging for children ages 1-13. Contains CalciLockâ„¢ blend of essential nutrients, including calcium and Vitamin D, to help support healthy bone development. Nutritionally complete formula for tube feeding or oral use. For The Nutritional Management Of: Failure To Thrive / Growth Failure, Gluten Intolerance / Celiac Disease / Lactose Intolerance, Inadequate Oral Intake / Reduced Appetite, Pre/Post-Surgery, Injury/Trauma, Chronic Illness, Increased Energy Needs, Malnutrition, Weight Maintenance. Calories 237 / 237 ml. | boost-kid-essentials-rich-chocolate-8-fl-oz-tetra-brik-d9a.jpg
SKU: NEN9871616220 | Nestle Healthcare Nutrition Nutren 1.5, Vanilla, 250 ml Tetra Prisma | Nutritionally balanced, calorically dense tube feeding for increased energy requirements and/or restricted fluid volume. 50% of fat source is MCT to decrease potential for fat malabsorption. | nutren-15-vanilla-250-ml-tetra-prisma-14b.jpg
SKU: NEN9871616249 | Nestle Healthcare Nutrition Replete, Vanilla, 250 ml Tetra Prisma | Complete liquid nutrition for advanced wound management. Elevated protein and vitamin and mineral profile to help meet wound management requirements. Nutritionally complete formula for tube feeding or oral supplementation.Calories 250 / 250 ml. | replete-vanilla-250-ml-tetra-prisma-d68.jpg
SKU: NEN9871616269 | Nestle Healthcare Nutrition Tube Feeding Peptamen Unflavored 250 mL | The evidence-based well tolerated peptide-based formula. Contains enzymatically hydrolyzed 100% whey protein. 70% of fat from MCT to decrease potential for fat malabsorption. Calories 250/ 250 ml. | tube-feeding-peptamen-unflavored-250-ml-124.jpg
SKU: NEN9871618192 | Nestle Healthcare Nutrition Tube Feeding Peptamen 1.5 Unflavored 250 mL | The evidence-based, well-tolerated, calorically dense peptide-based formula that contains enzymatically hydrolyzed 100% whey protein. 70% of fat from MCT to decrease potential for fat malabsorption. Not for parenteral use. Not for individuals with galactosemia. Peptamen diets contain ingredients (e.g., partially hydrolyzed whey protein from cow's milk) that may not be appropriate for individuals with food allergies.Calories 375 / 250 ml. | tube-feeding-peptamen-15-unflavored-250-ml--38f.jpg
SKU: NEN9871666370 | Nestle Healthcare Nutrition Tube Feeding Peptamen Af Unflavored | A moderately high calorie, very high protein, 100% whey, enzymatically hydrolyzed, complete elemental medical food for GI-compromised patients. Featuring a balanced peptide profile, a comprehensive antioxidant system and lipid and fiber blends, PEPTAMEN AF is designed to meet the needs of the highly stressed individual where oxidative stress, inflammation and feeding intolerance are prevalent. Contains no added arginine and is a formula option for critically ill patients in which high arginine products may not be desirable. | tube-feeding-peptamen-af-unflavored--a2a.jpg
SKU: NEN9871617363 | Nestle Healthcare Nutrition Peptamen Junior 1.5, Unflavored, | For The Nutritional Management Of Children Ages 1-13 With Impaired Gi Function. 1.5 Kcal/Ml Pediatric Peptide-Based Formula Contains 100% Whey, Enzymatically Hydrolyzed Protein. Contains Calcilock Blend Of Essential Nutrients , Including Calcium And Vitamin D, To Support Healthy Bone Development. 60% Mct To Decrease Potential For Fat Malabsorption.Â Calories 250/ 250 ml. | peptamen-junior-15-unflavored--420.jpg
SKU: NEN36250000 | Nestle Healthcare Nutrition Tube Feeding Vivonex RTF Unflavored | A complete elemental formula for oral or tube feeding. It is a 100% free amino acids diet for total enteral nutrition. Useful in stressed, catabolic patients. May be used post-operatively as an enteral alternative to TPN and may also benefit patients with gastrointestinal impairment. | tube-feeding-vivonex-rtf-unflavored--fd0.jpg
SKU: NEN33530000 | Nestle Healthcare Nutrition Boost Kid Essentials, Creamy Strawberry, 8 fl oz Tetra Brik | Specially Designed Formula And Packaging For Children Ages 1-13. Contains Calcilock Blend Of Essential Nutrients, Including Calcium And Vitamin D, To Help Support Healthy Bone Development. Nutritionally Complete Formula For Tube Feeding Or Oral Use. For The Nutritional Management Of: Failure To Thrive / Growth Failure, Gluten Intolerance / Celiac Disease / Lactose Intolerance, Inadequate Oral Intake / Reduced Appetite, Pre/Post-Surgery, Injury/Trauma, Chronic Illness, Increased Energy Needs, Malnutrition, Weight Maintenance. Calories 237 / 237 ml. | boost-kid-essentials-creamy-strawberry-8-fl-oz-tetra-brik-190.jpg
SKU: NEN33500000 | Nestle Healthcare Nutrition Boost Kid Essentials 1.5, Very Vanilla, 8 fl oz Tetra Brik | Specially Designed Packaging And Formula For Children Ages 1â€“13. Boost Kid Essentials 1.5 Delivers More Calories Per Serving Than Standard 1 Calorie/Ml Formulas. Contains Calcilock Blend Of Essential Nutrients, Including Calcium And Vitamin D, To Help Support Healthy Bone Development. Nutritionally Complete Formula For Tube Feeding Or Oral Use. For The Nutritional Management Of: Reduced Appetite / Inadequate Oral Intake / Elevated Caloric Needs, Volume Intolerance, Constipation, Diarrhea, Failure To Thrive / Growth Failure, Oral Surgery, Gluten Intolerance / Celiac Disease / Lactose Intolerance, Malnutrition,Pediatric Fluid Restrictions / Shortened Feeding Schedules,Unintentional Weight Loss. | boost-kid-essentials-15-very-vanilla-8-fl-oz-tetra-brik-9ef.jpg
SKU: NEN33540000 | Nestle Healthcare Nutrition Boost Kid Essentials 1.5, Very Vanilla, 8 fl oz Tetra Brik, 355 / 237 ml | Specially Designed Packaging And Formula For Children Ages 1â€“13. Boost Kid Essentials 1.5 Delivers More Calories Per Serving Than Standard 1 Calorie/Ml Formulas. Contains Calcilock Blend Of Essential Nutrients, Including Calcium And Vitamin D, To Help Support Healthy Bone Development. Nutritionally Complete Formula For Tube Feeding Or Oral Use. For The Nutritional Management Of: Reduced Appetite / Inadequate Oral Intake / Elevated Caloric Needs, Volume Intolerance, Constipation, Diarrhea, Failure To Thrive / Growth Failure, Oral Surgery, Gluten Intolerance / Celiac Disease / Lactose Intolerance, Malnutrition,Pediatric Fluid Restrictions / Shortened Feeding Schedules,Unintentional Weight Loss. | boost-kid-essentials-15-very-vanilla-8-fl-oz-tetra-brik-355-237-ml-764.jpg
SKU: NEN5000048650 | Nestle Healthcare Nutrition Strawberry Sensation, 1.26 oz envelopes, 10-count envelope pack, 6pk/bx | A milk-based oral supplement for those who require additional nutrition in conjunction with their regular diet. A nutritious beverage for all age groups. When mixed with lowfat milk, it provides a well-balanced nutritional supplement and the fresh, wholesome flavor enhances compliance. Rich in calcium and iron. | strawberry-sensation-126-oz-envelopes-10-count-envelope-pack-6pk-bx-06f.jpg
SKU: NEN9871616210 | Nestle Healthcare Nutrition Nutren 1.0, Vanilla, 250 mL Tetra Prisma | Nutren 1.0 Complete Liquid Nutrition Can Be Used For Complete Or Supplemental Nutrition Support. Nutren 1.0 Diet Is An Ideal Short- Or Long-Term Tube Feeding For Patients With Normal Protein And Calorie Needs. Lactose-Free, Gluten-Free, Low-Residue, Kosher. Not For Individuals With Galactosemia. For Use Under The Care Of A Medical Professional. For The Nutritional Management Of Conditions Such As: Gluten Intolerance / Celiac Disease, General Malnutrition, Stroke / Cerebrovascular Accident, Oncology, Lactose Intolerance, Dysphagia.Calories 250 / 250 ml. | nutren-10-vanilla-250-ml-tetra-prisma-2bb.jpg
SKU: NEN9871616230 | Nestle Healthcare Nutrition Nutren 2.0, Vanilla, 250 ml Tetra Prisma | Nutritionally balanced, calorically dense tube feeding for increased energy requirements and/or restricted fluid volume. 75% of fat source as MCT to decrease potential for fat malabsorption. | nutren-20-vanilla-250-ml-tetra-prisma-b8c.jpg
SKU: NEN9871616275 | Nestle Healthcare Nutrition Glytrol, Vanilla, 250 mL Tetra Prisma | A balanced formulation to support glycemic control. Elevated protein to support lean body mass. Fiber blend includes Prebio1 soluble fiber to help promote the growth of beneficial bacteria and insoluble fiber to help support normal bowel function.Calories 250 / 250 ml | glytrol-vanilla-250-ml-tetra-prisma-fc7.jpg
SKU: NEN9871616260 | Nestle Healthcare Nutrition Peptamen, Vanilla, 250 ml Tetra Prisma | The evidence-based well tolerated peptide-based formula. Contains enzymatically hydrolyzed 100% whey protein. 70% of fat from MCT to decrease potential for fat malabsorption. Calories 250/ 250 ml. | peptamen-vanilla-250-ml-tetra-prisma-98d.jpg
SKU: NEN9871618190 | Nestle Healthcare Nutrition Oral Supplement / Tube Feeding Peptamen 1.5 Vanilla | The evidence-based, well-tolerated, calorically dense peptide-based formula that contains enzymatically hydrolyzed 100% whey protein. 70% of fat from MCT to decrease potential for fat malabsorption. Not for parenteral use. Not for individuals with galactosemia. | oral-supplement-tube-feeding-peptamen-15-vanilla-a7e.jpg
SKU: NEN9871660210 | Nestle Healthcare Nutrition Oral Peptamen Jr. with Fiber, Vanilla, 250mL, 24/cs | Provides a specifically designed protein, lipid, vitamin and mineral profile for children ages 1 to 10 with impaired gastrointestinal function. Designed to be well tolerated by your most challenging pediatric patients. A unique prebiotic fiber blend and insoluble fiber. Prebiotics may support gut integrity and a healthy gut microbiota. Insoluble fiber may positively influence stool consistency and bowel patterns, that can be extended to individuals requiring long term enteral feeds. Designed for the nutritional management of children with malabsorption, growth failure, short-bowel syndrome, bowel transplants, cerebral palsy, Crohn's disease, HIV/AIDS and cystic fibrosis. Provides complete or supplemental nutrition support and may also be used as a dual feeding with TPN or as a transition diet from TPN. | oral-peptamen-jr-with-fiber-vanilla-250ml-24-cs-db9.jpg
SKU: NEN9871618185 | Nestle Healthcare Nutrition Oral Supplement / Tube Feeding Peptamen with Prebio1 | The well-tolerated peptide-based formula with a unique blend of prebiotic fibers to help support digestive health. Contains enzymatically hydrolyzed 100% whey protein, which may facilitate gastric emptying. 70% of fat from MCT to decrease potential for fat malabsorption.For The Nutritional Management Of Conditions Such As: Chronic Diarrhea, Short-Bowel Syndrome,Chronic Pancreatitis, Delayed Gastric Emptying,Hiv / Aids, Radiation Enteritis, Malabsorption, Hypoalbuminemia, Cystic Fibrosis. Calories 250 / 250 ml. | oral-supplement-tube-feeding-peptamen-with-prebio1-009.jpg
SKU: MNU40064 | Medical Nutrition Natural Flavor, 30 oz, 6/cs | A high nitrogen, fruit enzyme - hydrolyzed, tryptophan-fortified, collagen protein supplement providing all essential and non-essential amino acids. 15g of hydrolyzed protein and 60 calories per 30mL serving. | natural-flavor-30-oz-6-cs-60e.jpg
SKU: NEN4390067438 | Nestle Healthcare Nutrition Oral Supplement Boosr Very Vanilla 8 oz. | A great-tasting source of supplemental nutrition for those who are unable to consume adequate nutrients from food alone. Its delicious taste promotes compliance to help patients achieve positive outcomes. 26 vitamins and minerals, including antioxidants for immune system support. Now available in convenient plastic bottles. | oral-supplement-boosr-very-vanilla-8-oz--cfc.jpg
SKU: NEN4390093138 | Nestle Healthcare Nutrition Oral Supplement Boost Plus Very Vanilla 8 oz. | A high-calorie, nutritionally complete oral supplement drink. It provides 50% more calories and 40% more protein than regular BOOST Nutritional Energy Drink to help volume-restricted patients get the calories they need. Now available in convenient plastic bottles. | oral-supplement-boost-plus-very-vanilla-8-oz--6c1.jpg
SKU: NEN4390018216 | Nestle Healthcare Nutrition Lactose Free VHC Vanilla | Combines nutrient density and taste to address unintentional weight loss and support Med Pass Program success. Each 250mL can provides 560 calories and 22.5 grams of protein, making it a nutritional solution for diminished appetites and fluid-restricted diets. | lactose-free-vhc-vanilla-66d.jpg
SKU: ROSS51882 | Abbot Nutrition PediaSure, Chocolate, 8 oz Can | PediaSure is a source of Complete, Balanced Nutrition especially designed for the oral feeding of children 1 to 13 years of age. | pediasure-chocolate-8-oz-can-9c2.jpg
SKU: ROSS57430 | Abbot Nutrition Similac Expert Care NeoSure, 13.1 oz Can | Milk-based formula designed for babies who were born prematurely. Helps support babies' developing immune systems with a unique blend of nucleotides. Aslo features DHA (docosahexaenoic acid) and ARA (arachidonic acid), nutrients also found in breast milk that promote brain and eye development, as well as MCT oil, an easily-digested fat source. Helps premies catch up in their growth and development. Recommended fopr use under the care of a medical professionalCalories :22 / fl oz | similac-expert-care-neosure-131-oz-can--fcd.jpg
SKU: ROSS62119 | Abbot Nutrition PediaSure Peptide, Vanilla, 8 fl oz bottles | A peptide-based formula for the nutritional needs of children ages 1-13 years with malabsorption, maldigestion, and other GI conditions. Vital jr. is designed to enhance macronutrient delivery. Calories : 237/ 8 fl oz | pediasure-peptide-vanilla-8-fl-oz-bottles-af7.jpg
SKU: ROSS57663 | Abbot Nutrition Similac Expert Care Alimentum Unflavored 20 Fluid Ounce Powder | A nutritionally complete, hypoallergenic formula for infants, including those with colic symptoms due to protein sensitivity. Features hydrolyzed casein supplemented with free amino acids for infants with severe food allergies, sensitivity to intact protein, protein maldigestion, or fat malabsorption. Contains DHA (docosahexaenoic acid) and ARA (arachidonic acid), nutrients also found in breast milk that promote brain and eye development. Also contains a unique blend of carbohydrates and MCT oils that are easily absorbed to minimize risk of malabsorption. Most infants experience relief of colic symptoms due to protein sensitivity within 24 hours. Best if used under the advice of a medical professional. | similac-expert-care-alimentum-unflavored-20-fluid-ounce-powder-6bd.jpg
SKU: NEN181500 | Nestle Healthcare Nutrition Isosource 1.5 Cal, 375 / 250 ml, Vanilla | High calorie, nutritionally complete tube feeding formula with fiber to help support digestive health and normal bowel function. For the nutritional management of conditions such as: Congestive Heart Failure,Gluten Intolerance / Celiac Disease,Respiratory Disease,Ventilator Dependency,Oncology,Cerebrovascular Accident / Stroke,Dysphagia,Unintentional Weight Loss,Fluid Restriction,Shortened Feeding Schedules. | isosource-15-cal-375-250-ml-vanilla-23b.jpg
SKU: NEN9313900 | Nestle Healthcare Nutrition Boost Plus, Very Vanilla, 8 fl oz Tetra Brik | High-Calorie, Nutritionally Complete Drink. Contains Calcilock Blend Of Essential Nutrients, Including Calcium And Vitamin D, To Help Support Bone Health.Â | boost-plus-very-vanilla-8-fl-oz-tetra-brik-ca2.jpg
SKU: NEN5000002318 | Nestle Healthcare Nutrition Infant Formula Gerber Good Start Nurser 3 fl oz | Infant Formula Gerber Good Start Nurser 3 fl oz | infant-formula-gerber-good-start-nurser-3-fl-oz-964.jpg
SKU: NEN67438 | Nestle Healthcare Nutrition Boost, Very Vanilla, 240/ 237 ml | Complete nutritional drink that contains 10 g of high-quality protein and 26 vitamins and minerals. Contains CalciLock blend of essential nutrients, including calcium and Vitamin D, to help support bone health. For the Nutritional Management of: Failure to Thrive / Growth Failure ,Oncology â€¢ Inadequate Oral Intake ,Lactose Intolerance, Reduced Appetite, Surgery: Oral Surgery, Disease-Related Anorexia, Malnutrition , Anorexia, Cachexia Lactose-free, Gluten-free, Low-residue, Kosher. | boost-very-vanilla-240-237-ml-cfe.jpg
SKU: NEN67538800 | Nestle Healthcare Nutrition Boost, 240/ 237 ml , Rich Chocolate | Complete nutritional drink that contains 10 g of high-quality protein and 26 vitamins and minerals. Contains CalciLock blend of essential nutrients, including calcium and Vitamin D, to help support bone health. For the Nutritional Management of: Failure to Thrive / Growth Failure , Oncology , Inadequate Oral Intake , Lactose Intolerance, Reduced Appetite. Surgery: Oral Surgery, Disease-Related Anorexia, Malnutrition , Anorexia , Cachexia Lactose-free, Gluten-free, Low-residue, Kosher. | boost-240-237-ml-rich-chocolate-c56.jpg
SKU: NEN67639 | Nestle Healthcare Nutrition Boost, 240/237 ml,Creamy Strawberry | Complete nutritional drink that contains 10 g of high-quality protein and 26 vitamins and minerals. Contains CalciLock blend of essential nutrients, including calcium and Vitamin D, to help support bone health.For the Nutritional Management of Failure to Thrive / Growth Failure, Oncology,Inadequate Oral Intake,Lactose Intolerance, Reduced Appetite,Surgery: Oral Surgery, Disease-Related Anorexia,Malnutrition, Anorexia,Cachexia Lactose-free, Gluten-free, Low-residue, Kosher, Not for individuals with galactosemia. | boost-240-237-mlcreamy-strawberry-c23.jpg
SKU: MKS65712509 | McKesson Binaural Stethoscope entrust Performance Pink 1-Tube 22 Inch Dual Head | Binaural Stethoscope entrust Performance Pink 1-Tube 22 Inch Dual Head | binaural-stethoscope-entrust-performance-pink-1-tube-22-inch-dual-head-c09.jpg
SKU: NEN12250482 | Nestle Healthcare Nutrition Administration Set EnteraLiteÂ® InfinityÂ® 500mL Bag Pump Set Pre-Attached ENFit Transitional Connector | ENFit Transitional Administration Sets for CompatÂ® and EnteraLiteÂ® InfinityÂ® pumps. All ENFit Transitional Administrion sets have a white, pre-attached, stepped transitional connector that allows the administration set to be compatible with the feed ports on existing feeding tubes. By removing the transitional connector, the same sets will be compatible with feeding tubes with ENFit compatible ports. The pre-attached connector eliminates the need for an additional connector at the point of use, helping to lower the risk of feeding delays. | administration-set-enteralitereg-infinityreg-500ml-bag-pump-set-pre-attached-enfit-transitional-connector-67c.png
SKU: BD302837 | BD 20mL Enteral syringe with BD UniVia connector | The BD Enteral syringe offers an amber colored plunger rod and unique non-luer BD UniViaâ„¢ Connection | 20ml-enteral-syringe-with-bd-univia-connector-25d.jpg
SKU: CVN8884702500 | Covidien Kangaroo Gravity Feeding Bag 1000 ml | Kangaroo Enteral Feeding Gravity Sets is a high quality set that has been built with care. | kangaroo-gravity-feeding-bag-1000-ml-12d.jpg
SKU: CVN702505 | Covidien Gravity Set 1000mL Large Bore | Feature Kangaroo Enteral Feeding Gravity Sets are available in large bore, 1000ml and with a proximal spike They are also available in sterile and non-sterile and also DEHP-Free Kangaroo Enteral Feeding Gravity Sets are to be used in the absence of an enteral feeding pump Kangaroo Large Bore Gravity Set, Non-sterile | gravity-set-1000ml-large-bore-8b2.jpg
SKU: NEN19931200 | Nestle Healthcare Nutrition Administration Set 500mL Container Preattached Pump Set | A top filled, semi-rigid container with pre-attached delivery set. The 58mm top-fill opening minimizes spills and waste. The sure-grip, semi-rigid container is shaped for convenient filling and hanging with easy view graduations for accurate readings. | administration-set-500ml-container-preattached-pump-set-f40.jpg
SKU: CNMDFESP2000 | Conmed Entake Peg Labeling | Manufacturer's name and PEG tube French size, used to determine quickly which replacement component is requiredNumbers printed every 1cm up to 10cm â€“ to identify bolster position, and detection of tube migrationIncludes both linear and star bolster | entake-peg-labeling--11e.jpg
SKU: ECGP45251-MPC | Encompass Group Atlantis Pacifica Collection Patient Gown Mauve Pacifica | Our Atlantis/Pacifica Collection provides a versatile offering of durable, quality patient apparel in shades of blue, red, and green for a less institutional look. | atlantis-pacifica-collection-patient-gown-mauve-pacifica-806.png
SKU: MNUS8114-D | Medicom Form Fit Isolation Gown Bright Blue Extra Large | A line of protective apparel complete with lab coats, jackets and isolation gowns. | form-fit-isolation-gown-bright-blue-extra-large-0ee.jpg
SKU: CMSK525GP | Salk Incorporated Thermagown Patient Gown Blue Green Plaid | Thermagown Patient Gown Blue Green Plaid. | thermagown-patient-gown-blue-green-plaid-d06.jpg
SKU: ECGP46960-117 | Encompass Group SafeCare Broadcloth Precaution Cover Gowns Large Heavweight Yellow | SafeCareÂ® Broadcloth Precaution/Cover Gowns | safecare-broadcloth-precaution-cover-gowns-large-heavweight-yellow-5a2.jpg
SKU: CLDT702-PGBT | Calderon Textiles Patient Gown Broadcloth Back Tie 58" Sweep | Dignity and comfort are the hallmarks of our patient gown collection, which includes IV/telemetry and bariatric options, a wide variety of fabrics and attractive unisex prints. | patient-gown-broadcloth-back-tie-58-sweep--82f.jpg
SKU: GMP241 | Graham Medical Isolation Gown 30" x 42" Yellow Elastic Cuff | Linen-soft nonwoven gown provides comfort modesty and warmth. Front/back opening with elastic cuffs. | isolation-gown-30-x-42-yellow-elastic-cuff-456.jpg
SKU: AMDR8009G | AMD-Ritmed Isolation Gown Regular Yellow - 10 per Bag | AMD MEDICOM ISOLATION GOWNS | isolation-gown-regular-yellow-10-per-bag-38d.jpg
SKU: AMDR8023G | AMD-Ritmed Isolation Gown Regular Blue - 10 per Bag | AMD MEDICOM ISOLATION GOWNS | isolation-gown-regular-blue-10-per-bag-c09.jpg
SKU: AMDR8022G | AMD-Ritmed Impervious Gown Regular White - 10 per Bag | AMD MEDICOM IMPERVIOUS GOWNS | impervious-gown-regular-white-10-per-bag-7dd.jpg
SKU: AMDR8024G | AMD-Ritmed Impervious Gown X-Large White - 10 per Bag | AMD MEDICOM IMPERVIOUS GOWNS | impervious-gown-x-large-white-10-per-bag-7dd.jpg
SKU: KCC69987G | Halyard Cover Gown Blue X-Large - Bag | Non-sterile. Elastic cuffs. Protective 3-layer fabric. Exposure anticipated: potential for light fluid contact and contact isolation. | cover-gown-blue-x-large-bag-31c.jpg
SKU: KCC69600G | Halyard Impervious Gown Knit Cuffs Blue Open Back Universal - Each | Non-sterile. Film laminate. Exposure anticipated: potential for soaking for heavy fluid contact in front. | impervious-gown-knit-cuffs-blue-open-back-universal-each-627.jpg
SKU: KCC90012G | Halyard Surgical Gown Towel Sterile Large - Each | HALYARD STANDARD SURGICAL GOWNS | surgical-gown-towel-sterile-large-each-7ea.jpg
SKU: KCC90042G | Halyard Surgical Gown Towel Sterile X-Large - Each | HALYARD STANDARD SURGICAL GOWNS | surgical-gown-towel-sterile-x-large-each-ea4.jpg
SKU: KCC90042G | Halyard Surgical Gown Towel Sterile X-Large - Each | HALYARD STANDARD SURGICAL GOWNS | surgical-gown-towel-sterile-x-large-each-ea4.jpg
SKU: KCC69025G | Halyard Procedure Gown Universal - Each | Protective, fluid-resistant 3-layer fabric. Potential for light to moderate fluid contact. Blue with knit cuffs, full back, and VELCROÂ® neck closure. | procedure-gown-universal-each-91b.jpg
SKU: CRSTXNBGG | Crosstex Impervious Gown Open Back 29 1/2" x 40" Blue - Bag | Latex free. Made of a special combination of 100% non-woven spunbonded polypropylene with a polyethylene coating. Non-irritating, odorless and fiberglass free. Long sleeves - elastic cuffs to fit over gloves. Impervious to most liquids and aerosols. Touch-TabTM Velcro closure neckline and hand-sewn ties at waist. Open back keeps wearer cool. Light blue | impervious-gown-open-back-29-1-2-x-40-blue-bag-f14.jpg
SKU: AMDRD8009-OTH | AMD-Ritmed Isolation Gown Over The Head Regular Yellow | For procedures requiring protection from spray and splatter, fluid-repellent design provides added protectionagainst cross contamination. | isolation-gown-over-the-head-regular-yellow--758.jpg
SKU: CERPPRO-958 | Core Products Youth Patient Gown Small Medium | Ideal for young patients, this fun Youth Gown may help kids relax. | youth-patient-gown-small-medium-7f4.jpeg
SKU: CMSK540LPG | Salk Incorporated Ladylace Reusable Gown Garden Print Long Sleeve | Ladylace Reusable Gown Garden Print Long Sleeve. | ladylace-reusable-gown-garden-print-long-sleeve-188.jpg
SKU: CM7417 | Complete Medical Reusable Adult Convalescent Gown | This heavy weight 4 ounce per square yard twill washable hospital gown is blended 55% cotton and 45% polyester | reusable-adult-convalescent-gown-4ae.jpg
SKU: CMSK500LPP | Salk Incorporated Snapwrap Gown Reusable Pink/Rosebud | Deluxe wrap-around style with a generous back overlap for full coverage and freedom of movement, Snap closures on shoulders. | snapwrap-gown-reusable-pink-rosebud-10c.jpg
SKU: CMSK500MP | Salk Incorporated Snapwrap Gown Reusable Green Geometric Print | Feature Geometric Deluxe wrap-around style with a generous back overlap for full coverage and freedom of movement Snap closures on shoulders One size fits all One gown per package | snapwrap-gown-reusable-green-geometric-print-be9.jpg
SKU: CMSK560LGXL | Salk Incorporated Sleep Shirt Patient Gown-Men Large-Extra Large Blue Plaid | Feature Large - X-Large 50/50 poly/cotton V-neck styling with the comfortable look of shirttails Wraparound design short sleeves One gown per package Blue plaid | sleep-shirt-patient-gown-men-large-extra-large-blue-plaid-9a0.jpg
SKU: CMSK550LPP | Salk Incorporated Tie Back Adult Gown Pink Rosebud Print | Pink Rosebud Print. | tie-back-adult-gown-pink-rosebud-print-2e7.jpg
SKU: CMSK520MP | Salk Incorporated Patient I.V. Gown Geometric Print | Geometric Feature of snap closures on shoulders and sleeves which allows for easy accessibility when nursing care is needed. | patient-iv-gown-geometric-print-794.jpg
SKU: CMSK540LPP | Salk Incorporated Ladylace Reusable Gown Pink Rosebud Long Sleeve | Feature Long Sleeve Pink Rosebud Lace trimmed yoke puckered sleeves and a gently fitted bustline Practical wrap-around design with snap closures One size fits all One gown per package | ladylace-reusable-gown-pink-rosebud-long-sleeve-589.jpg
SKU: BDSPZZR100GSMLNB | Body Sport Cloth Gown With Hook & Loop Closure | BodyMedÂ® Cloth Gown. 100% cotton gown features hook-and-loop closures and a full back opening. Washable. 43" long. Navy Blue. Small | cloth-gown-with-hook-loop-closure-cc8.jpg
SKU: BDSPZZR114 | Body Sport Exam Gowns | Tissue/poly. Tie at the waist. Include a belt. White. 30â€ x 42â€. 50 per case | exam-gowns-887.jpg
SKU: AVLN811 | Avalon Standard Exam White Gown | Standard exam gown in white. | standard-exam-white-gown-aed.jpg
SKU: BDSPZZR100GSMLNB | Body Sport Cloth Gown With Hook & Loop Closure | BodyMedÂ® Cloth Gown. 100% cotton gown features hook-and-loop closures and a full back opening. Washable. 43" long. Navy Blue. Small | cloth-gown-with-hook-loop-closure-cc8.jpg
SKU: BDSPZZR100GSMLNB | Body Sport Cloth Gown With Hook & Loop Closure | BodyMedÂ® Cloth Gown. 100% cotton gown features hook-and-loop closures and a full back opening. Washable. 43" long. Navy Blue. Small | cloth-gown-with-hook-loop-closure-cc8.jpg
SKU: BDSPZZR100GLRGNB | Body Sport Cloth Gown With Hook & Loop Closure | BodyMedÂ® Cloth Gown. 100% cotton gown features hook-and-loop closures and a full back opening. Washable. 43" long. Navy Blue. Large | cloth-gown-with-hook-loop-closure-801.jpg
SKU: BDSPZZR100GLRGNB | Body Sport Cloth Gown With Hook & Loop Closure | BodyMedÂ® Cloth Gown. 100% cotton gown features hook-and-loop closures and a full back opening. Washable. 43" long. Navy Blue. Large | cloth-gown-with-hook-loop-closure-801.jpg
SKU: BDSPZZR100GLRGNB | Body Sport Cloth Gown With Hook & Loop Closure | BodyMedÂ® Cloth Gown. 100% cotton gown features hook-and-loop closures and a full back opening. Washable. 43" long. Navy Blue. Large | cloth-gown-with-hook-loop-closure-801.jpg
SKU: BDSPZZR112 | Body Sport Exam Cape | Tissue. White | exam-cape-6f3.gif
SKU: BDSPZZR113 | Body Sport Exam Cape Poly Tissue | Tissue/poly. Blue | exam-cape-poly-tissue-7bc.gif
SKU: BDSPZZR128XLG | Body Sport Exam Gowns, Scrim Reinforced | Scrim reinforced. Tie at the waist. Include a belt. Blue. 45â€ x 72â€. 25 per case | exam-gowns-scrim-reinforced-ed2.gif
SKU: MKS10841100 | McKesson Exam Gown 30 X 42 Inch | Exam Gown McKesson Tissue / Poly / Tissue White Adult | exam-gown-30-x-42-inch-6f9.jpg
SKU: MKS21101100 | McKesson Medi Pak Performance Fluid Resistant Gown | Fluid-Resistant Gown Medi-Pak Performance One Size Fits Most Polyethylene coated Polypropylene White | medi-pak-performance-fluid-resistant-gown-603.jpg
SKU: MKS30201101 | McKesson Medi Pak Performance Isolation Gown | Fluid-Resistant Isolation Gown Medi-Pak Performance Yellow One Size Fits Most Adult Elastic Cuff Disposable. | medi-pak-performance-isolation-gown-b56.jpg
SKU: MKS88401100 | McKesson Exam Gown Tissue / Poly / Tissue White Adult 30X42 WHT 50EA/CS | Exam Gown Tissue / Poly / Tissue White Adult 30X42 WHT 50EA/CS. | exam-gown-tissue-poly-tissue-white-adult-30x42-wht-50ea-cs-6fa.jpeg
SKU: MKS10001700 | McKesson Medi-Pak Shower Cap One Size Fits Most Clear | Shower Cap Medi-Pak One Size Fits Most Clear | medi-pak-shower-cap-one-size-fits-most-clear-548.jpg
SKU: CVNCT5502 | Covidien ChemoPlus Maxiumum Protection Chemo Gown, Medium | Chemotherapy gowns are poly-coated for maximum protection. The gowns are lightweight, and made from non-linting fabric with long sleeves and knit cuffs. The ChemoPlus gowns feature a closed back design for enhanced protection. The ChemoPlus open back gowns feature an open back design for increased ventilation. All Chemotherapy Maximum Protection gowns meet ASHP and ONS recommendations for wearing a gown while preparing or administering chemotherapy drugs. Latex Free. | chemoplus-maxiumum-protection-chemo-gown-medium-c40.jpg
SKU: CVNCT5503 | Covidien ChemoPlus Maxiumum Protection Chemo Gown, Large | hemotherapy gowns are poly-coated for maximum protection. The gowns are lightweight, and made from non-linting fabric with long sleeves and knit cuffs. The ChemoPlus gowns feature a closed back design for enhanced protection. The ChemoPlus open back gowns feature an open back design for increased ventilation. All Chemotherapy Maximum Protection gowns meet ASHP and ONS recommendations for wearing a gown while preparing or administering chemotherapy drugs. Latex Free. | chemoplus-maxiumum-protection-chemo-gown-large-95e.jpg
SKU: CVNCT5504 | Covidien ChemoPlus Maxiumum Protection Chemo Gown, X-Large | Chemotherapy gowns are poly-coated for maximum protection. The gowns are lightweight, and made from non-linting fabric with long sleeves and knit cuffs. The ChemoPlus gowns feature a closed back design for enhanced protection. The ChemoPlus open back gowns feature an open back design for increased ventilation. All Chemotherapy Maximum Protection gowns meet ASHP and ONS recommendations for wearing a gown while preparing or administering chemotherapy drugs. Latex Free. | chemoplus-maxiumum-protection-chemo-gown-x-large-c43.jpg
SKU: TIDI8575 | TIDI Products Safety Plus Polyethylene Gown, Universal, Light Blue | For those looking for the right gown at the right price, the SafetyPlus Polyethylene Gown is the perfect solution. This gown offers durable barrier protection from hazardous materials and infectious diseases at an economy price without sacrificing safety or comfort. Made of lightweight, fluid resistant soft embossed polyethylene material, the SafetyPlus Polyethylene Gown is a great multi-use hospital gown that is best used in moderate exposure situations such as General Medical, ER, Labs, Patient Care, and Critical Care Units. | safety-plus-polyethylene-gown-universal-light-blue-674.jpg
SKU: KCC99284 | Kimberly-Clark KC100 Surgical Gown Large Sterile | SMS FabricRaglan SleevesAdjustable Hook-and-Loop Neckline Closure | kc100-surgical-gown-large-sterile-85c.jpg
SKU: KCC99285 | Kimberly-Clark KC100 Surgical Gown X- Large Sterile | SMS FabricRaglan SleevesAdjustable Hook-and-Loop Neckline Closure | kc100-surgical-gown-x-large-sterile-4d0.jpg
SKU: CVNCT5505 | Covidien ChemoPlus Maxiumum Protection Chemo Gown, XX-Large | Chemotherapy gowns are poly-coated for maximum protection. The gowns are lightweight, and made from non-linting fabric with long sleeves and knit cuffs. The ChemoPlus gowns feature a closed back design for enhanced protection. The ChemoPlus open back gowns feature an open back design for increased ventilation. All Chemotherapy Maximum Protection gowns meet ASHP and ONS recommendations for wearing a gown while preparing or administering chemotherapy drugs. Latex Free. | chemoplus-maxiumum-protection-chemo-gown-xx-large-716.jpg
SKU: KCC13961 | Kimberly-Clark Spuncare Aami 2 Cover Gown With Elastic Cuffs Yellow XL | Lightweight 3-Layer Sms Fabric.Potential For Minimal Fluid Contact And Contact Isolation.Tape-Tab Neck Closure.Tie Waist. | spuncare-aami-2-cover-gown-with-elastic-cuffs-yellow-xl-9d7.jpg
SKU: KCC95311 | Kimberly-Clark Kimberly-Clark Ultra Zoned-Impervious Surgical Gown Large | Plastic-Reinforced Front Panel and Sleeves.Raglan Sleeves.Adjustable Neckline with Orange Neck Binding - Hook and Loop.Generous Cut.Book Fold. | kimberly-clark-ultra-zoned-impervious-surgical-gown-large-ff3.jpg
SKU: KCC35460 | Kimberly-Clark Tri-Layer Isolation Gown Layer Fabric Elastic Cuff Yellow | Our Isolation Gown portfolio provides protection based on AAMI guidelines, the most widely accepted system of classification, determined by liquid barrier performance, for protective apparel and surgical drapes. Three levels of protection allow you to select the right gown for the procedure at the right price. | tri-layer-isolation-gown-layer-fabric-elastic-cuff-yellow-c21.jpg
SKU: KCC95321 | Kimberly-Clark Kimberly-Clark Ultra Zoned-Impervious Surgical Gown X-Large | Plastic-Reinforced Front Panel and Sleeves.Raglan Sleeves.Adjustable Neckline with Orange Neck Binding - Hook and Loop.Generous Cut.Book Fold. | kimberly-clark-ultra-zoned-impervious-surgical-gown-x-large-16e.jpg
SKU: CERPPRO-959 | Core Products Youth Patient Gown Large Extra Large | Ideal for young patients, this fun Youth Gown may help kids relax. Hook and loop closure is easy for kids to use, while providing accessibility | youth-patient-gown-large-extra-large-864.jpeg
SKU: BMCIBB-001 | Bowman Bouffant Cap or Shoe Cover Dispenser | Bouffant Cap or Shoe Cover DispenserHolds a box of bouffant caps or shoe covers. | bouffant-cap-or-shoe-cover-dispenser-ead.jpeg
SKU: BMCIBB-001 | Bowman Bouffant Cap or Shoe Cover Dispenser | Bouffant Cap or Shoe Cover DispenserHolds a box of bouffant caps or shoe covers. | bouffant-cap-or-shoe-cover-dispenser-ead.jpeg
SKU: CNMD7-796-7 | Conmed Dispersive Patient Plate, 8 ft Cord, All Models Except Hyfrecator 2000 |  | dispersive-patient-plate-8-ft-cord-all-models-except-hyfrecator-2000-6d0.jpg
SKU: CERPPRO-953 | Core Products Patient Gown - Full Open | Made with a high quality, cotton/polyester blend, our patient gowns are comfortable and durable, withstanding repeated washings. Convenient hook and loop closure for easy accessibility. Generous sizing for patient comfort. The Â¾ Open Patient Gown offers full coverage for total patient modesty. Our Open Patient Gown opens at back with convenient hook and loop closures at neck and mid-back. Available in S, M, L, XL, 2X, 3X, 4X, 5X or 6X. Measure at widest circumference of chest. | patient-gown-full-open-db1.jpg
SKU: CERPPRO-954 | Core Products Patient Gown - 3/4 Open | Made with a high quality, cotton/polyester blend, our patient gowns are comfortable and durable, withstanding repeated washings. Convenient hook and loop closure for easy accessibility. Generous sizing for patient comfort. The Â¾ Open Patient Gown offers full coverage for total patient modesty. Our Open Patient Gown opens at back with convenient hook and loop closures at neck and mid-back. Available in S, M, L, XL, 2X, 3X, 4X, 5X or 6X. Measure at widest circumference of chest. | patient-gown-3-4-open-01f.jpg
SKU: CERPPRO-956 | Core Products Patient Shorts Blue | The perfect alternative when a gown is impractical. Our Patient Shorts allow quick access to affected area, exposing patientâ€™s treatment area only. Made of a cotton/polyester fabric, these shorts are comfortable, durable and machine washable. Elastic waist with hook and loop closure for convenience. Available in XS, S, M, L, XL or 2X. | patient-shorts-blue-9c5.jpg
SKU: KCC69028 | Kimberly-Clark Procedure Gown with Knit Cuffs Full Back Velcro Neck Closure SMS | Procedure Gown with Knit Cuffs, Full Back, Velcro Neck Closure, SMS, Blue, XL | procedure-gown-with-knit-cuffs-full-back-velcro-neck-closure-sms--bf3.jpg
SKU: BMCILD-063 | Bowman Protection Organizer - Double Gown | Keyholes for wall mounting or may be used with one of our optional hangersMade of Quartz ABS plastic | protection-organizer-double-gown-3cf.jpg
SKU: AMDR8023 | AMD-Ritmed Isolation Gown, Regular, Blue | Isolation Gown, Regular, Blue | isolation-gown-regular-blue-921.jpg
SKU: BMCIBB-001 | Bowman Bouffant Cap or Shoe Cover Dispenser | Bouffant Cap or Shoe Cover DispenserHolds a box of bouffant caps or shoe covers. | bouffant-cap-or-shoe-cover-dispenser-ead.jpeg
SKU: AMDR8024 | AMD-Ritmed Impervious Gown, XL, White | Impervious Gown, XL, White | impervious-gown-xl-white-5b0.jpg
SKU: AMDR8025 | AMD-Ritmed Impervious Gown Regular Blue Poly Thumb Loop Gown | Impervious Gown, Regular, Blue, Poly Thumb Loop Gown | impervious-gown-regular-blue-poly-thumb-loop-gown-23a.jpg
SKU: BMCIBB-001 | Bowman Bouffant Cap or Shoe Cover Dispenser | Bouffant Cap or Shoe Cover DispenserHolds a box of bouffant caps or shoe covers. | bouffant-cap-or-shoe-cover-dispenser-ead.jpeg
SKU: KCC90012 | Kimberly-Clark Non-Reinforced Gown, Sterile, Large | Non-Reinforced Gown, Sterile, Large | non-reinforced-gown-sterile-large-eaf.jpg
SKU: KCC92358 | Kimberly-Clark Kc400 Microcool Surgical Gown With Secure-Fit Technology, Sterile, Xx-Large | Breathable Impervious Fabric. Raglan Sleeves with SECURE-FIT Technology. Hook-and-Loop Adjustable Neckline with Orange. Neck Binding. Book Fold. | kc400-microcool-surgical-gown-with-secure-fit-technology-sterile-xx-large-73a.jpg
SKU: KCC90142 | Kimberly-Clark Fabric Reinforced Surgical Gown, Sterile, X-Large | Fabric Reinforced Surgical Gown, Sterile, X-Large. | fabric-reinforced-surgical-gown-sterile-x-large-bee.jpg
SKU: KCC69600 | Kimberly-Clark Impervious Comfort Gown, Knit Cuffs, Perforated Open Back, Blue, Universal | Impervious Film Laminate.Potential For Soaking And Heavy Fluid Contact In Front.Perforated Open Back | impervious-comfort-gown-knit-cuffs-perforated-open-back-blue-universal-af3.jpg
SKU: KCC69025 | Kimberly-Clark Procedure Gown Universal | Protective 3-Layer Sms Fabric.Potential For Light To Moderate Fluid Contact.Knit Cuff.Velcro Neck Closure.Tie Waist.Full Back. | procedure-gown-universal-187.jpg
SKU: KCC10550 | Kimberly-Clark Surgical Gown with Secure-Fit Sterile X-Large | Impervious with secure-fit coating on the forearm of each sleeve (keeps gloves in place reducing cross contamination). | surgical-gown-with-secure-fit-sterile-x-large-839.jpg
SKU: SKIL909369 | Skil Care ChairPro UnderSeat Alarm (U.S. Patent No. 6,963,286) | Under Seat Alarm | chairpro-underseat-alarm-us-patent-no-6963286-0ce.jpg
SKU: TIDI980962 | TIDI Products Adult Bib Poly With Pocket 16" x 24" White | Embossed poly bib, front full-width pocket with ties. | adult-bib-poly-with-pocket-16-x-24-white-cea.jpg
SKU: TIDI917493 | TIDI Products Bib Extra Large Oral Surgery Bib T/P/T 29" x 42" Blue | Feature Creates optimal absorbency and barrier protection Contour neck extends to the waist for exceptional patient coverageColor Print BlueSize 29" x 42" | bib-extra-large-oral-surgery-bib-t-p-t-29-x-42-blue-519.jpg
SKU: TIDI917341 | TIDI Products Contour Bib 17" x 18" White | High absorbency plus a contour neck provide patients with confidence and comfort during exams. | contour-bib-17-x-18-white-a04.jpg
SKU: MKS89621100 | McKesson Bib Neck Ties Disposable Poly 16X24 W/POCKET | Bib Neck Ties Disposable Poly 16X24 W/POCKET. | bib-neck-ties-disposable-poly-16x24-w-pocket-6a9.jpg
SKU: MKS96601100 | McKesson Bib Slipover Disposable Tissue / Poly, BIB 20X29 TISSUE/POLY | Bib McKesson Slipover Disposable Tissue / Poly, BIB 20X29 TISSUE/POLY BLU 500/CS MCK BRAND | bib-slipover-disposable-tissue-poly-bib-20x29-tissue-poly--cf7.jpg
SKU: MKS18441201 | McKesson General Purpose Apron Bib, APRON DISP 28X46 WHT | McKesson General Purpose Apron Bib, APRON DISP 28X46 WHT 100EA/PK MCK BRAND. | general-purpose-apron-bib-apron-disp-28x46-wht-94f.jpg
SKU: MKS96401100 | McKesson Bib Neck Ties Disposable Tissue / Poly, 16X32 TISS/POLY | Bib McKesson Neck Ties Disposable Tissue / Poly, BIB 16X32 TISS/POLY WHT 300/CS MCK BRAND. | bib-neck-ties-disposable-tissue-poly-16x32-tiss-poly-c95.jpg
SKU: ALI80624 | Alimed Protective Bib | Protective Bib Offers basic protection and easy cleaning to make feeding and self-feeding easier. Reversible, with one side absorptive terry cloth and the other vinyl. Fastens easily behind the neck. Won't slide to either side. Wide enough to cover entire front of garment, but leaves arms and hands free. Extra length helps cover entire lap while client is sitting. 18"W x 36"L. | protective-bib-9aa.jpg
SKU: GF3810 | Grafco Anti Skid Shoe Cover Light Blue | Anti-skid shoe cover light blue | anti-skid-shoe-cover-light-blue-0f7.jpg
SKU: ABH80106 | Albahealth Single Tread Slip Resistant Patient Safety Footwear Adult X Large | Meeting your footwear challenges, AlbahealthÂ® offers an extensive line of slip-resistant safety footwear for acute care, outpatient and long-term care patients. | single-tread-slip-resistant-patient-safety-footwear-adult-x-large-473.jpg
SKU: ALPISH-12523-B | Alpha Protech SureGrip Shoe Cover Blue Extra Large Conductive Serged Seam | Proven in the marketplace, our SureGrip shoe covers have established themselves as the shoe cover of choice for a wide range of floor surfaces and in many different applications. Combining durability and cleanliness with outstanding anti-skid properties, SureGrip provides you with a blend of unmatched performance and overall value. | suregrip-shoe-cover-blue-extra-large-conductive-serged-seam--098.jpg
SKU: MKS35581100 | McKesson Shoe Cover Medi Pak Performance 2 X-Large Non-Skid Blue Non Sterile | Medi-Pakâ„¢ Performance Shoe Covers - Skid-Resistant, Made of durable, spunbonded polypropylene that is fluid-resistant. Designed with non-skid strips applied to the soles that help cut down on accidental slips and falls. | shoe-cover-medi-pak-performance-2-x-large-non-skid-blue-non-sterile-021.jpg
SKU: ABH80104 | Albahealth Single Tread Slip Resistant Patient Safety Footwear Adult Large Beige | Meeting your footwear challenges, AlbahealthÂ® offers an extensive line of slip-resistant safety footwear for acute care, outpatient and long-term care patients. | single-tread-slip-resistant-patient-safety-footwear-adult-large-beige-002.jpg
SKU: ABH80108 | Albahealth Single Tread Slip Resistant Patient Safety Footwear Adult 2X Large | Meeting your footwear challenges, AlbahealthÂ® offers an extensive line of slip-resistant safety footwear for acute care, outpatient andlong-term care patients. | single-tread-slip-resistant-patient-safety-footwear-adult-2x-large--e36.jpg
SKU: MKS10991200 | McKesson Bariatric Slipper Socks Medi Pak Performance Extra Wide Above the Ankle | Medi-Pakâ„¢ Performance Terries Slipper Socks. Premium-quality terry cloth. Constructed with loops on the inside, next to the wearer's skin, for comfort. Full-sole imprint safety tread for maximum contact with floor, helps reduce the risk of slips and falls. Premium-quality terry cloth. Constructed with loops on the inside, next to the wearer's skin, for comfort. | bariatric-slipper-socks-medi-pak-performance-extra-wide-above-the-ankle-8f3.jpg
SKU: KCC69253 | Kimberly-Clark Ankle Guard Shoe Cover Universal | Exposure anticipated: moderate fluid contamination with splashing or spraying above the shoe. | ankle-guard-shoe-cover-universal--23c.jpg
SKU: DKL350G | Dukal Shoe Covers Non-Skid Blue - 100 per Box | Made of a durable spunbonded material which makes them fluid repellant and rugged. They are latex free and a non-skid option is available. | shoe-covers-non-skid-blue-100-per-box-606.jpg
SKU: DKL350EG | Dukal Shoe Covers Economy Regular Blue - 100 per Box | Made of a durable spunbonded material which makes them fluid repellant and rugged. They are latex free and a non-skid option is available. | shoe-covers-economy-regular-blue-100-per-box-606.jpg
SKU: AMDR8008G | AMD-Ritmed Shoe Cover Regular Blue - 100 per Box | Premium quality. Fluid resistant. Sewn seams offering greater tear strength and elastic opening. | shoe-cover-regular-blue-100-per-box-ec6.jpg
SKU: AMDR8007G | AMD-Ritmed Shoe Cover Non-Skid Blue - 100 per Box | Premium quality. Fluid resistant. Sewn seams offering greater tear strength and elastic opening. | shoe-cover-non-skid-blue-100-per-box-d61.jpg
SKU: AMDR8006G | AMD-Ritmed Shoe Cover Non-Skid Blue X-Large - 100 per Box | Premium quality. Fluid resistant. Sewn seams offering greater tear strength and elastic opening. | shoe-cover-non-skid-blue-x-large-100-per-box-d61.jpg
SKU: AMDR8008XLG | AMD-Ritmed Shoe Cover X-Large Blue - 100 per Box | Premium quality. Fluid resistant. Sewn seams offering greater tear strength and elastic opening. | shoe-cover-x-large-blue-100-per-box-ec6.jpg
SKU: KCC69252G | Halyard X-TRA TRACTIONâ„¢ Shoe Cover Universal - 100 per Box | Protective 3-layer fabric. Adhesive traction strips. Exposure anticipated: light fluid contamination. | x-tra-tractiontrade-shoe-cover-universal-100-per-box-fe0.jpg
SKU: KCC69254G | Halyard Xtra Traction Shoe Cover Extra Large | The Halyard Health Footwear product line features innovative fabrics and styling to deliver the right amount of protection for the task. | xtra-traction-shoe-cover-extra-large-fe0.jpg
SKU: KCC69671G | Halyard Regular Full-Coverage Boot X-Large - 50 per Box | Shoe and lower leg coverage. Protective 3-layer fabric. Coated fabric on foot area. Adhesive traction strips. Exposure anticipated: potential for moderate fluid contamination with splashing. | regular-full-coverage-boot-x-large-50-per-box-950.jpg
SKU: KCC69572G | Halyard Ultra Full Coverage Boot Universal - 30 per Box | Shoe and lower leg coverage. Protective 3-layer fabric. Coated fabric on foot area. Adhesive traction strips. Exposure anticipated: potential for moderate fluid contamination with splashing. | ultra-full-coverage-boot-universal-30-per-box-43d.jpg
SKU: KCC69672G | Halyard Ultra Full-Coverage Boot X-Large - 30 per Box | Shoe and lower leg coverage. Plastic film coating over 3-layer fabric. Coated fabric on foot area. Adhesive traction strips. Exposure anticipated: potential for heavy fluid contamination with splashing. | ultra-full-coverage-boot-x-large-30-per-box-da5.jpg
SKU: KCC69114G | Halyard Shoe Cover with Traction Blue X-Large - 100 per Box | HALYARD SHOE COVER | shoe-cover-with-traction-blue-x-large-100-per-box-930.jpg
SKU: MYDTSC-5000 | Mydent Anti-Skid Shoe Covers Blue 1 Size Fits All | Shoe cover elastic pulls around top of shoe for better fit. Non-skid. Opening stretches to approximately 16? heel to toe. One size fits all. | anti-skid-shoe-covers-blue-1-size-fits-all-c59.jpg
SKU: ABH80102 | Albahealth Single Tread Slip Resistant Patient Slippers Child | Meeting your footwear challenges, AlbahealthÂ® offers an extensive line of slip-resistant safety footwear for acute care, outpatient and long-term care patients. | single-tread-slip-resistant-patient-slippers-child-ef9.jpg
SKU: MKS30051100 | McKesson Medi-Pak Performance Shoe Cover | Made of durable, spunbonded polypropylene that is fluid-resistant. Designed with non-skid strips applied to the soles that help cut down on accidental slips and falls. | medi-pak-performance-shoe-cover-d4a.jpg
SKU: MKS40281200 | McKesson Slipper Socks Performance Teal Above the Ankle Adult Shoe 5 to 7 | Medi-Pakâ„¢ Performance Terries Slipper Socks Performance Teal Above the Ankle, Adult Shoe 5 to 7. | slipper-socks-performance-teal-above-the-ankle-adult-shoe-5-to-7-5a0.jpg
SKU: KCC69114 | Kimberly-Clark Shoe Cover Spunbond with Traction X-Large Blue | Blue1-Layer Spunbond FabricNo Potential Fluid ContactTractionRegular Size | shoe-cover-spunbond-with-traction-x-large-blue-930.jpg
SKU: MKS30491100 | McKesson Medi-Pak Performance Shoe Cover | McKesson Shoe Covers - StandardSize: Universal Blue Made of durable, spunbonded polypropylene that is fluid-resistant. | medi-pak-performance-shoe-cover-9ce.jpg
SKU: MKS30491100 | McKesson Medi-Pak Performance Shoe Cover | McKesson Shoe Covers - StandardSize: Universal Blue Made of durable, spunbonded polypropylene that is fluid-resistant. | medi-pak-performance-shoe-cover-9ce.jpg
SKU: MKS81971100 | McKesson Pillowcase Standard White Disposable | Tissue/poly pillowcases provide a soft tissue outside for patient comfort with an inner poly moisture barrier to protect the pillow. | pillowcase-standard-white-disposable-83e.jpg
SKU: MKS10691200 | McKesson Slipper Socks Medi Pak Performance Teal Above the Ankle | Medi-Pakâ„¢ Performance Terries Slipper Socks, Full-sole imprint safety tread for maximum contact with floor, helps reduce the risk of slips and falls. | slipper-socks-medi-pak-performance-teal-above-the-ankle-eee.jpg
SKU: MKS28381200 | McKesson Slipper Socks Performance Teal Above the Ankle | Slipper Socks Medi-Pakâ„¢ Performance Teal Above the Ankle. Full-sole imprint safety tread for maximum contact with floor, helps reduce the risk of slips and falls. Premium-quality terry cloth. Constructed with loops on the inside, next to the wearer's skin, for comfort. Highly-elastic, comfortable cuff and body help provide a secure fit without being constrictive. | slipper-socks-performance-teal-above-the-ankle-75e.jpg
SKU: MKS37011200 | McKesson Performance Non Conductive Regular Shoe Cover Impervious Blue, NonSterile | Performance Non Conductive Regular Shoe Cover Impervious Blue, NonSterile. | performance-non-conductive-regular-shoe-cover-impervious-blue-nonsterile-c71.jpg
SKU: MKS37011200 | McKesson Performance Non Conductive Regular Shoe Cover Impervious Blue, NonSterile | Performance Non Conductive Regular Shoe Cover Impervious Blue, NonSterile. | performance-non-conductive-regular-shoe-cover-impervious-blue-nonsterile-c71.jpg
SKU: MKS37011250 | McKesson Shoe Cover Performance One Size Fits Most No Traction Blue NonSterile | Shoe Cover Medi-Pakâ„¢ Performance One Size Fits Most No Traction Blue NonSterile. | shoe-cover-performance-one-size-fits-most-no-traction-blue-nonsterile-2a9.jpg
SKU: MKS37061200 | McKesson Shoe Cover Performance One Size Fits Most Non Skid | Shoe Cover Medi-Pakâ„¢ Performance One Size Fits Most Skid resistant shoe covers. | shoe-cover-performance-one-size-fits-most-non-skid--632.jpg
SKU: MKS37061201 | McKesson Shoe Cover Performance One Size Fits Most Non-Skid Blue NonSterile, Elastic | Shoe Cover Performance One Size Fits Most Non-Skid Blue NonSterile, Elastic. | shoe-cover-performance-one-size-fits-most-non-skid-blue-nonsterile-elastic-5d6.jpg
SKU: MKS38001200 | McKesson Slipper Socks Terries Adult 2 Extra Large Gray Above the Ankle | Slipper Socks Medi-Pak Performance Adult 2 X-Large Gray Above the Ankle. Full-sole imprint safety tread for maximum contact with floor, helps reduce the risk of slips and falls. Premium-quality terry cloth. Constructed with loops on the inside, next to the wearer's skin, for comfort. | slipper-socks-terries-adult-2-extra-large-gray-above-the-ankle-02b.jpg
SKU: MKS38161200 | McKesson Slipper Socks Performance Adult Extra Large Royal Blue Above the Ankle | Medi-Pakâ„¢ Performance Terries Slipper Socks. | slipper-socks-performance-adult-extra-large-royal-blue-above-the-ankle-179.jpg
SKU: MKS38491200 | McKesson Slipper Socks Performance Light Blue Above the Ankle | Slipper Socks Medi-Pak Performance Light Blue Above the Ankle. | slipper-socks-performance-light-blue-above-the-ankle-700.jpg
SKU: MKS40111200 | McKesson Slipper Socks Performance Adult X-Large Red Above the Ankle | Medi-Pakâ„¢ Performance Terries Slipper Socks. Double-printed slippers assure that skid-resistant tread is always in contact with the walking surface. Premium-quality terry cloth. Constructed with loops on the inside, next to the wearer's skin, for comfort. | slipper-socks-performance-adult-x-large-red-above-the-ankle-0ac.jpg
SKU: MKS40161200 | McKesson Slipper Socks Performance Adult X-Large Tan Above the Ankle | Slipper Socks Performance Adult X-Large Tan Above the Ankle. | slipper-socks-performance-adult-x-large-tan-above-the-ankle-4a8.jpg
SKU: MKS40381200 | McKesson Slipper Socks Performance Adult 2 X-Large Gray Above the Ankle | Slipper Socks Performance Adult 2 X-Large Gray Above the Ankle. Double-printed slippers assure that skid-resistant tread is always in contact with the walking surface. Premium-quality terry cloth. Constructed with loops on the inside, next to the wearer's skin, for comfort. | slipper-socks-performance-adult-2-x-large-gray-above-the-ankle-924.jpg
SKU: MKS38491200 | McKesson Slipper Socks Performance Light Blue Above the Ankle | Slipper Socks Medi-Pak Performance Light Blue Above the Ankle. | slipper-socks-performance-light-blue-above-the-ankle-700.jpg
SKU: MKS40991200 | McKesson Slipper Socks Medi-Pak Performance Bariatric Extra Wide Royal Blue Above the Ankle | Slipper Socks Performance Bariatric, Extra Wide Royal Blue Above the Ankle. Premium-quality terry cloth. Constructed with loops on the inside, next to the wearer's skin, for comfort. | slipper-socks-medi-pak-performance-bariatric-extra-wide-royal-blue-above-the-ankle-eb2.jpg
SKU: ECGP80106 | Encompass Group Single Tread Slip-Resistant Slippers Adult Extra Large | Meeting your footwear challenges, AlbahealthÂ® offers an extensive line of slip-resistant safety footwear for acute care, outpatient and long-term care patients. | single-tread-slip-resistant-slippers-adult-extra-large--b10.jpg
SKU: ABH80112 | Albahealth Toddler Slippers Single Tread | Meeting your footwear challenges, AlbahealthÂ® offers an extensive line of slip-resistant safety footwear for acute care, outpatient and long-term care patients. | toddler-slippers-single-tread--b10.png
SKU: ECGPFT420 | Encompass Group Shoe Cover Universal Blue | Shoe Cover | shoe-cover-universal-blue-f48.jpg
SKU: IHCI72-300 | Innovative Healthcare DermAssist Sox, Disposable Footwear, Beige, Large | Soxa, provide lightweight, comfortable, yet durable patient footwear, with rubberized gripper soles. Multidirectional stretchability, graduated sizing and elastic cuffs offer easy donning and comfort, even in cases of swelling. Easy to distinguish color-coded sizes. | dermassist-sox-disposable-footwear-beige-large-d80.jpg
SKU: AMDR8007 | AMD-Ritmed Shoe Covers Non-Skid Blue | Shoe Cover This premium quality non skid shoe cover has an universal size expandable to 15 (men), is fluid resistant, and offers an easy elastic opening. Provides resistence against slipping on wet or dry floors. Nonconductive. | shoe-covers-non-skid-blue-d61.jpg
SKU: DKL350E | Dukal Shoe Cover, Blue - Economy | The Shoe Covers are made of a durable spunbonded polypropylene which makes them fluid repellent and rugged. They are latex free and a non-skid option is available. | shoe-cover-blue-economy-d06.jpg
SKU: AMDR8008XL | AMD-Ritmed Shoe Covers, Non-Conductive, Blue, XL | Shoe Covers, Non-Conductive, Blue, XL | shoe-covers-non-conductive-blue-xl-d27.jpg
SKU: KCC69254 | Kimberly-Clark X-Tra Traction Shoe Cover, Sms, X-Large | Blue.Protective 3-Layer Sms Fabric.X-Tra Traction.Sewn Seams.X-Large | x-tra-traction-shoe-cover-sms-x-large-7c2.jpg
SKU: KCC69254 | Kimberly-Clark X-Tra Traction Shoe Cover, Sms, X-Large | Blue.Protective 3-Layer Sms Fabric.X-Tra Traction.Sewn Seams.X-Large | x-tra-traction-shoe-cover-sms-x-large-7c2.jpg
SKU: AMDR8006 | AMD-Ritmed Shoe Covers, Non-Skid, Non-Conductive, Size-XL | Shoe Covers, Non-Skid, Non-Conductive, Size-XL | shoe-covers-non-skid-non-conductive-size-xl-de1.jpg
SKU: AMDR8008 | AMD-Ritmed Shoe Covers, Non-Conductive - Blue | Shoe Covers, Non-Conductive - Blue | shoe-covers-non-conductive-blue-707.jpg
SKU: DKL350 | Dukal Shoe Cover, Non-Skid, Blue | The Shoe Covers are made of a durable spunbonded polypropylene which makes them fluid repellent and rugged. They are latex free and a non-skid option is available. | shoe-cover-non-skid-blue-51a.jpg
SKU: DKL352 | Dukal Shoe Cover Non-Skid Extra Large Size 14-16 | The Shoe Covers are made of a durable spunbonded polypropylene which makes them fluid repellent and rugged. They are latex free and a non-skid option is available. | shoe-cover-non-skid-extra-large-size-14-16--606.jpg
SKU: BMCICP-076 | Bowman Eyewear Cabinet Locking | Eyewear Cabinet - Locking. | eyewear-cabinet-locking-613.jpg
SKU: KCCSV100F | Kimberly-Clark Safety Glasses FRAMES ONLY | Kimberly-Clark now offers SAFEVIEW* protective eyewear for use in situations which may involve splashing or spraying of potentially infectious fluids. | safety-glasses-frames-only--77e.jpg
SKU: CRSTXGCFCXU | Crosstex Ultra Earloop Mask | Ideal for procedures where heavy to moderate amounts of fluid, spray and or aerosols are produced. | ultra-earloop-mask-481.jpg
SKU: 402KLROD | Kimberly-Clark High Filtration Fog Free Surgical Mask Silver | The Kimberly-Clark* KC300 Fluidshield* Fog-Free Surgical Mask is designed to provide the maximum level of fluid resistance recognized by ASTM F2100-11. | high-filtration-fog-free-surgical-mask-silver-c09.jpg
SKU: CMGTS1000 | Sound Oasis Glo to Sleep Therapy Mask | Are you one of the millions of people struggling every night with insomnia or sleeping difficulties?Do you go to bed dreading yet another night of restless frustration?Is your mind filled with chatter and troublesome stressful thoughts?Well, Sound Oasis has great news for you! You can now switch off your mind and return to a natural sleep with our revolutionary Glo to Sleepâ„¢ â€“ Sleep Therapy Mask.This lightweight and comfortable sleep mask offers a natural and drug-free solution that works with your body to encourage healthy sleep. Regular use retrains your mind to enable a return to deep, natural and restorative sleep. | glo-to-sleep-therapy-mask-458.jpg
SKU: PROP701025 | Pro Advantage Cap 24" Blue | Manufactured of spunbonded polypropylene. Lightweight, cool, comfortable material with a soft elastic headband. | cap-24-blue-e34.jpg
SKU: DKL311G | Dukal Surgeons Caps - 100 per Box | Reinforced soft absorbent paper. | surgeons-caps-100-per-box-693.jpg
SKU: DKL321WG | Dukal Nurses Cap 21" White - 100 per Box | Spunbonded material is cool and breathable and now with latex free elastic. | nurses-cap-21-white-100-per-box-b3e.jpg
SKU: KCC69083G | Halyard Bouffant Cap SMS White Large - 100 per Carton | 1-layer fabric. Exposure anticipated: no potential fluid contact. | bouffant-cap-sms-white-large-100-per-carton-2fa.jpg
SKU: KCC69801G | Halyard Bouffant Cap Spunbound Blue Large - 100 per Carton | 1-layer fabric. Exposure anticipated: no potential fluid contact. | bouffant-cap-spunbound-blue-large-100-per-carton-24a.jpg
SKU: PROP701010G | Pro Advantage Cap 21" White - 100 per Box | Manufactured of spunbonded polypropylene. Lightweight, cool, comfortable material with a soft elastic headband. | cap-21-white-100-per-box-8ee.jpg
SKU: PROP701015G | Pro Advantage Cap 21" Blue - 100 per Box | Manufactured of spunbonded polypropylene. Lightweight, cool, comfortable material with a soft elastic headband. | cap-21-blue-100-per-box-e34.jpg
SKU: PROP701020G | Pro Advantage Cap 24" White - 100 per Box | Manufactured of spunbonded polypropylene. Lightweight, cool, comfortable material with a soft elastic headband. | cap-24-white-100-per-box-8ee.jpg
SKU: PROP701025G | Pro Advantage Cap 24" Blue - 100 per Box | Manufactured of spunbonded polypropylene. Lightweight, cool, comfortable material with a soft elastic headband. | cap-24-blue-100-per-box-e34.jpg
SKU: MHCU621715G | Molnlycke Health Care US Sheer Bouffant Nurses Cap Elastic Basic Blue - 150 per Box | MOLNLYCKE BARRIERÂ® BOUFFANT CAP | sheer-bouffant-nurses-cap-elastic-basic-blue-150-per-box-a54.jpg
SKU: DYNR2209 | Dynarex Full Length Face Shield | Full-length face shield with a wrap-around design provides the user with peripheral vision | full-length-face-shield-e1b.jpg
SKU: MYDTBC-3503 | Mydent Bouffant Cap 24" Blue | Bouffant caps are ideal for clean room environments where a light weight head covering is necessary. These 100% polypropylene caps are highly breathable and low linting. | bouffant-cap-24-blue-389.jpg
SKU: MYDTBC-3501 | Mydent Bouffant Cap 21" Blue | Bouffant caps are ideal for clean room environments where a light weight head covering is necessary. These 100% polypropylene caps are highly breathable and low linting. | bouffant-cap-21-blue-389.jpg
SKU: EVCEBP-900 | Evac Chair iEvac Smoke Escape Hood Mask | The iEvac Smoke protects against by-products of combustion including carbon monoxide and hydrogen cyanide, as well as other chemical and biological agents. | ievac-smoke-escape-hood-mask-9d4.jpg
SKU: FHCBA53100 | Future Health Concepts Metalite Lead Glasses With Side Shield Complete Standard | FHC Metalit Lead Glasses with side shields complete features optical steel frames. | metalite-lead-glasses-with-side-shield-complete-standard-8b1.jpg
SKU: 3M0211400R01 | 3M Health Care Airflow Indicator | Feature This airflow indicator is a replacement part for 3M Air-Mate High Efficiency Powered Air Purifying Respirator (PAPR) Systems. | airflow-indicator-952.jpg
SKU: 3M0070015R01 | 3M Health Care 3M Air-Mate Powered Air Purifying Respirator Nickel Cadmium Battery Pack | This battery pack is a replacement part for the Air-Mate high efficiency powered air purifying respirator (PAPR) system. It is a rechargeable, eight hour nickel-cadmium battery. | 3m-air-mate-powered-air-purifying-respirator-nickel-cadmium-battery-pack--93b.jpg
SKU: 3M1820FS | 3M Health Care Procedure Mask with Face Shield Fog Free Blue | Fluid resistant to help reduce potential exposure to blood and body fluids. | procedure-mask-with-face-shield-fog-free-blue-323.jpg
SKU: ALI8497 | Alimed Deluxe Prism Glasses | AliMed Deluxe Prism Glasses fit over existing prescription glasses. The perfect solution for those who like to read in bed or watch TV, without getting a neck cramp or eyestrain. Lie on your back with your head upon the pillow as normal, and you'll be able to read a book or watch TV while the prism turns your angle of view 90 degrees. | deluxe-prism-glasses-8ea.jpg
SKU: TIDI9210-250 | TIDI Products Eye Shield Resposables Wraparound | Lightweight, cool and offer comfortable protection that can be worn over prescription eyewear and face masks. | eye-shield-resposables-wraparound-66e.jpg
SKU: MEDM1060 | Med Mart StomaShield Cover | Soft, comfortable cover with neck band designed for people with laryngectomies. Feather-light and easy to wear, it fastens in front with Velcro instead of tie-backs; goes on and off in seconds. Washable for repeated use; dries quickly. Special filtering material made of nonallergenic, nontoxic, reticulated, flexible polyester urethane foam. Individually packaged in convenient, heat-sealed bag. | stomashield-cover-add.jpg
SKU: KCC3020121 | Kimberly-Clark Jackson Safety Glasses, Smoke Mirror Lens, Anti-Fog, Black Frame, 12/cs (22475) | Nemesis Safety Eyewear features a patented Bridge Structure for glasses and nose pad. With a smaller nosepiece and wider bridge, you get a non-of-kind fit that's much more comfortanle than with any imitator brand. Eyewear meets ANSI Z87.1+ impact standards and provides 99.9% UV protection | jackson-safety-glasses-smoke-mirror-lens-anti-fog-black-frame-12-cs-22475-ff0.jpg
SKU: KCC38474 | Kimberly-Clark Jackson Safety Glasses, Clear Hard Coat Lens, Black Frame with Black Tips, 12/cs | Designed for smaller and slimmer faces. Patented structure features a stronger nosepiece and wider bridge for an amazingly comfortable fit. Super lightweight frames and superior flexibility work together to deliver all-day comfort. Sport wraparound lens. Unsurpassed frame durability. Meets ANSI Z87.1+ Impact Standards and provides 99.9% UV Protection against harmful UVA, UVB & UVC rays. | jackson-safety-glasses-clear-hard-coat-lens-black-frame-with-black-tips-12-cs-f38.jpg
SKU: KCC69110 | Kimberly-Clark Large Surgical Hood Blue Universal | Protective 3-Layer SMS Fabric | large-surgical-hood-blue-universal-f9d.jpg
SKU: KCC41802 | Halyard Fog-Free Procedure Mask | Fog-Free Procedure Mask, 50/bx, 10 bx/cs | fog-free-procedure-mask-7c7.jpg
SKU: MHCU42241-01 | Molnlycke Health Care US Face Mask | Hypoallergenic interfacing. Ear-loop design. Fluid repellent. Four-layer design protects from splash. Particulate filtration of 98% down to 0.1 micron. Bacterial filtration of 98% down to 3.0 micron. | face-mask-536.jpg
SKU: TIDI2210-40 | TIDI Products Clear Shields for Assemble-N-Go Face Shields Use with Visors 13" x 7" | Clear Shields for Assemble-N-Go Face Shields, Use with Visors, 13" x 7", 40/bx | clear-shields-for-assemble-n-go-face-shields-use-with-visors-13quot-x-7quot-338.jpg
SKU: KCC25659 | Kimberly-Clark Jackson Safety Glasses Amber Lens Anti Fog Black Frame Universal | Nemesis Safety Eyewear features a patented Bridge Structure for glasses and nose pad. With a smaller nosepiece and wider bridge, you get a one-of-kind fit that's much more comfortable than any imitator brand. Eyewear meets ANSI Z87.1+ impact standards and provides 99.9% UV protection | jackson-safety-glasses-amber-lens-anti-fog-black-frame-universal-f37.jpg
SKU: KCC22609 | Kimberly-Clark Jackson Nemesis Safety Glasses Smoke Anti Fog Lenses with Camo Frame | Sporty, flexible, and lightweight design for comfort and compliance. | jackson-nemesis-safety-glasses-smoke-anti-fog-lenses-with-camo-frame-895.jpg
SKU: CRSTXGPRN95 | Crosstex Respirator Blue/ White | Resistance to penetration by synthetic blood 160mmHG. NIOSH approved as N95 Particulate Respirator. Meets guidelines for TB exposure control. Malleable nose and chin pieces. Inner and outer fluid resistance layers. PFE=99.9% @ 0.1 micron. BFE=99.9% @3.1 micron | respirator-blue-white-a1d.jpg
SKU: MHCU4235G | Molnlycke Health Care US Cone Mask Elastic Band Adjustable Nose Piece - 50 per Box | Nonglass. Blue unless noted. High filtration efficiency down to 0.6 micron. Hypoallergenic innerfacing. | cone-mask-elastic-band-adjustable-nose-piece-50-per-box-855.jpg
SKU: MHCU42321G | Molnlycke Health Care US Face Mask Wraparound Side Shield - 25 per Box | Fluid repellent anti-fog face mask with added protection from splash with visor. High particulate filtration of 98% down to 0.1 microns. High bacterial efficiency of 98% down to 3.0 microns. | face-mask-wraparound-side-shield-25-per-box-82b.jpg
SKU: MHCU42361G | Molnlycke Health Care US Face Mask - 50 per Box | Distinctive lavender color. Designed with a high filtration rate with anti-fog and fluid repellent properties, especially useful for laser procedures that generate harmful airborne particles. High particulate filtration efficiency of 98% down to 0.1 micron. High bacterial filtration efficiency down of 98% down to 3.0 micron. | face-mask-50-per-box-acc.jpg
SKU: DKL1520G | Dukal Face Mask Coned Shaped White - 50 per Box | 3-ply pleated lightweight, breathable material with a BFE of > 99%. Meets or exceeds ASTM 1 standards and is available in earloop or tie on with flexible nosepiece. | face-mask-coned-shaped-white-50-per-box-be2.jpg
SKU: MMPL206-G | Medegen Medical Products Heavy-Duty Safety Goggles Clear Lens 4 Stack Trap Vents - Each | Designed for comfort and superior eye protection. All eyewear complies with ANSI 2.87.1 requirements. | heavy-duty-safety-goggles-clear-lens-4-stack-trap-vents-each-ebb.jpg
SKU: MMPL208-G | Medegen Medical Products Safety Glasses/ Goggles Brow Bar - Each | Designed for comfort and superior eye protection. All eyewear complies with ANSI 2.87.1 requirements. | safety-glasses-goggles-brow-bar-each-ebb.jpg
SKU: MMPL209-G | Medegen Medical Products Safety Spectacles Goggles | Designed for comfort and superior eye protection. | safety-spectacles-goggles--ebb.jpg
SKU: 3M1818G | 3M Health Care Tie-On Surgical Mask - 50 per Box | Fluid resistant to help reduce potential exposure to blood and body fluids. Comfortable to wear with the filtration efficiency you demand. | tie-on-surgical-mask-50-per-box-f0c.jpg
SKU: 3M1820G | 3M Health Care Earloop Surgical Mask - 50 per Box | Fluid resistant to help reduce potential exposure to blood and body fluids. Comfortable to wear with the filtration efficiency you demand. | earloop-surgical-mask-50-per-box-1f5.jpg
SKU: 3M1835G | 3M Health Care High Fluid Resistant Surgical Mask Light Green - 50 per Box | Fluid resistant to help reduce potential exposure to blood and body fluids. Comfortable to wear with the filtration efficiency you demand. | high-fluid-resistant-surgical-mask-light-green-50-per-box-43a.jpg
SKU: 3M1838RG | 3M Health Care Filtronâ„¢ Surgical Mask Off the Face/Anti-Fog Style Blue - 50 per Box | Fluid resistant to help reduce potential exposure to blood and body fluids. Comfortable to wear with the filtration efficiency you demand. | filtrontrade-surgical-mask-off-the-face-anti-fog-style-blue-50-per-box-118.jpg
SKU: SNHI20340G | Sultan Healthcare Ear Loop Mask Blue - 40 per Box | Constructed of a soft BREEZEâ„¢ material that allows you to breathe freely, yet it has a superior filtration of 99% filtration at 0.1 micron. Although the industry standard for differential pressure is 2.2 P, EasyBreatheâ„¢ boasts a P of 0.57 up to 250% more breathability than standard face masks. You can now breathe more easily without compromising safety. ComFitÂ® face masks are hypoallergenic and latex free, and have soft tissue facing. | ear-loop-mask-blue-40-per-box-2d0.jpg
SKU: SNHI20346G | Sultan Healthcare Ear Loop Mask White - 50 per Box | Protects your sensitive skin while providing effective protection against contamination. We eliminated everything that could cause irritation. There are no inks, dyes, perfumes, foam or scratchy surfaces. Just a soft, hypoallergenic, latex free cellulose inner lining and an inert fluid resistant polypropylene outer material. Also provides superior filtration of 99% at 0.1 micron. | ear-loop-mask-white-50-per-box-a90.jpg
SKU: SNHI20326G | Sultan Healthcare High Filtration Ear Loop Mask Blue - 40 per Box | Highest level of filtration protection offers 99% efficiency at 0.1 microns. Fluid resistant breathable film forms a moisture barrier that protects the wearer from body fluids. Risks associated with aerosols are reduced. The antifog foam strip keeps glasses from fogging. Also, some masks comes with an optically clear, plastic wrap-around face shield. Provides peripheral protection for the face and eyes against body fluids. Shield is antifog and antistatic. | high-filtration-ear-loop-mask-blue-40-per-box-071.jpg
SKU: SNHI20328G | Sultan Healthcare High Filtration Ear Loop Mask with Face Shield Blue - 25 per Box | Highest level of filtration protection offers 99% efficiency at 0.1 microns. Fluid resistant breathable film forms a moisture barrier that protects the wearer from body fluids. Risks associated with aerosols are reduced. The antifog foam strip keeps glasses from fogging. Also, some masks comes with an optically clear, plastic wrap-around face shield. Provides peripheral protection for the face and eyes against body fluids. Shield is antifog and antistatic. | high-filtration-ear-loop-mask-with-face-shield-blue-25-per-box-dd3.jpg
SKU: SNHI20336G | Sultan Healthcare Mask Tie-On Blue - 40 per Box | Highest level of filtration protection offers 99% efficiency at 0.1 microns. Fluid resistant breathable film forms a moisture barrier that protects the wearer from body fluids. Risks associated with aerosols are reduced. The antifog foam strip keeps glasses from fogging. Also, some masks comes with an optically clear, plastic wrap-around face shield. Provides peripheral protection for the face and eyes against body fluids. Shield is antifog and antistatic. | mask-tie-on-blue-40-per-box-2ec.jpg
SKU: AMDR2126G | AMD-Ritmed ProShield Tie-On Mask Anti-Fog Blue - 25 per Box | AMD MEDICOM LATEX FREE SURGICAL FACEMASKS | proshield-tie-on-mask-anti-fog-blue-25-per-box-831.jpg
SKU: KCC48207G | Halyard Fog-Free Surgical Mask Orange - 50 per Package | The industry standard in fluid-resistant facial protection, fluid-resistant at 160mm Hg, ASTM Level 3. Visor masks are anti-fog, anti-glare. Fog-free versions has soft foam band for fog-resistant. | fog-free-surgical-mask-orange-50-per-package-284.jpg
SKU: KCC48237G | Halyard Fog-Free Surgical Mask Splashguardâ„¢ Visor Orange - 25 per Package | The industry standard in fluid-resistant facial protection, fluid-resistant at 160mm Hg, ASTM Level 3. Visor masks are anti-fog, anti-glare. Fog-free versions has soft foam band for fog-resistant. | fog-free-surgical-mask-splashguardtrade-visor-orange-25-per-package-167.jpg
SKU: KCC47625G | Halyard High Filtration Surgical Mask Silver - 35 per Package | HALYARD SPECIALTY FACE MASKS | high-filtration-surgical-mask-silver-35-per-package-9a1.jpg
SKU: KCC49214G | Halyard Fog-Free Surgical Mask Blue - 50 per Package | HALYARD SPECIALTY FACE MASKS | fog-free-surgical-mask-blue-50-per-package-7c2.jpg
SKU: KCC49215G | Halyard Anti-Fog Surgical Mask DERMA-TOUCH Tape Green - 50 per Package | HALYARD SPECIALTY FACE MASKS | anti-fog-surgical-mask-derma-touch-tape-green-50-per-package-159.jpg
SKU: KCC49235G | Halyard Anti-Fog Surgical Mask Green - 50 per Package | HALYARD SPECIALTY FACE MASKS | anti-fog-surgical-mask-green-50-per-package-675.jpg
SKU: KCC49216G | Halyard Fog-Free Duckbillâ„¢ Surgical Mask Blue - 50 per Package | HALYARD SPECIALTY FACE MASKS | fog-free-duckbilltrade-surgical-mask-blue-50-per-package-a76.jpg
SKU: 3MFT-12G | 3M Health Care Fit Test Solution Sweet 55ml Bottle - Each | Test kits and accessories designed to help your organization meet OSHA fit testing requirements for respirators. Products can be used to check face-to-respirator seal on any particulate respirator or gas/vapor respirator with a particulate prefilter. | fit-test-solution-sweet-55ml-bottle-each-803.jpg
SKU: CRTLPFL008G | Certol Facial Lock Mask 8" Retention Band - 50 per Box | Shield is a disposable pleated surgical face mask with a flexible nose piece and chin piece that enable the mask to conform to the face creating a positive facial lock. | facial-lock-mask-8-retention-band-50-per-box-6e7.jpg
SKU: KCC34644G | Kimberly-Clark Kimwipes EX-L Lens Cleaning Station White 4 1/2" x 8 1/2" - Each | A disposable, self-contained system, ideal anywhere glasses or safety lenses are worn. Filled with KimWipesÂ® EX-L extra low-lint wipers and an anti-static, anti-fog, silicone-free cleaning solution to remove dirt quickly and easily. | kimwipes-ex-l-lens-cleaning-station-white-4-1-2-x-8-1-2-each-86d.jpg
SKU: PROP703010G | Pro Advantage Cone/ Dust Facemask Blue Latex Free - 50 per Box | Masks are cool and comfortable and feature soft stretch earloops or sewn ties for a secure fit. They are highly breathable and have roomy, pleated facial pockets. Our masks provide superior comfort over extended periods of time. Latex free. | cone-dust-facemask-blue-latex-free-50-per-box-07d.jpg
SKU: SNHI20350G | Sultan Healthcare Ear Loop Mask - 40 per Box | The Groovy Mask provides a superior level of protection. It boasts a 99.9% particulate filtration at both 0.1 and 1.0 micron as well as a 99.9% bacterial filtration at 3 micron. It has improved breatheability over leading fluid resistant masks since it does not contain a plastic barrier that can be very difficult to breathe through. This also helps prevent moisture buildup inside the mask. The Groovy Mask is rated at the highest level of Fluid Resistance by ASTM Test Standard F1862. This means you are protected from splash and spatter of blood and body fluids that can contain harmful germs and soak through the fibers of your mask. For added protection, the Groovy Mask with Eye Shield offers increased side protection and resistance to fogging over leading fluid resistant masks with shields. Both Groovy Masks offer an anti fog strip to improve visibility and prevent fogging whether you're wearing protective eyewear or the Groovy Mask with shield. | ear-loop-mask-40-per-box-742.jpg
SKU: SNHI20324G | Sultan Healthcare Fluid Resistant Mask Ear Loop Blue - 50 per Box | Comfortable and economical. Filtration is 99% at 0.5 micron particle size, the highest filtration of any procedure-type mask. Soft ear loop design features full width and padded, flexible nosepiece for anatomical fit. | fluid-resistant-mask-ear-loop-blue-50-per-box-620.jpg
SKU: SNHI20325G | Sultan Healthcare Fluid Resistant Mask Ear Loop Pink - 50 per Box | Comfortable and economical. Filtration is 99% at 0.5 micron particle size, the highest filtration of any procedure-type mask. Soft ear loop design features full width and padded, flexible nosepiece for anatomical fit. | fluid-resistant-mask-ear-loop-pink-50-per-box-84b.jpg
SKU: CRSTXGCLBLG | Crosstex Mask Latex Free Blue - 50 per Box | White Facial Soft Tissue Inner Layer For Sensitive Skin. Facial Tissue Outer Layer. High Breathability. PFE Exceeds 97% at 1.0 Micron. | mask-latex-free-blue-50-per-box-ce6.jpg
SKU: CRSTXGCLPKG | Crosstex Mask Latex Free Pink - 50 per Box | White Facial Soft Tissue Inner Layer For Sensitive Skin. Facial Tissue Outer Layer. High Breathability. PFE Exceeds 97% at 1.0 Micron. | mask-latex-free-pink-50-per-box-ce6.jpg
SKU: CRSTXGCLYEG | Crosstex Mask Latex Free Yellow - 50 per Box | White Facial Soft Tissue Inner Layer For Sensitive Skin. Facial Tissue Outer Layer. High Breathability. PFE Exceeds 97% at 1.0 Micron. | mask-latex-free-yellow-50-per-box-78e.jpg
SKU: CRSTXGCBLG | Crosstex Mask Latex Free Blue Regular - 50 per Box | Elastic Headband. Splash Repellant Barrier. Flared Edge Prevents Irritation. Soft, Flexible, Aluminum Nosepiece Adjusts For Custom Fit. Soft, Odorless, Fiberglass Free. High Breathability. BFE Exceeds 99% at 4.5 Microns | mask-latex-free-blue-regular-50-per-box-b9e.jpg
SKU: CRSTXGCPKG | Crosstex Mask Latex Free Pink Small - 50 per Box | Elastic Headband. Splash Repellant Barrier. Flared Edge Prevents Irritation. Soft, Flexible, Aluminum Nosepiece Adjusts For Custom Fit. Soft, Odorless, Fiberglass Free. High Breathability. BFE Exceeds 99% at 4.5 Microns | mask-latex-free-pink-small-50-per-box-b9e.jpg
SKU: CRSTXGCLBLG | Crosstex Mask Latex Free Blue - 50 per Box | White Facial Soft Tissue Inner Layer For Sensitive Skin. Facial Tissue Outer Layer. High Breathability. PFE Exceeds 97% at 1.0 Micron. | mask-latex-free-blue-50-per-box-ce6.jpg
SKU: CRSTXGCIGRG | Crosstex Mask Latex Free Green - 50 per Box | Outer Splash Repellant Layer. White Facial Soft Tissue Inner Layer For Sensitive Skin. High Breathability. PFE Exceeds 98% at 1.0 Micron. | mask-latex-free-green-50-per-box-128.jpg
SKU: CRSTXGCILVG | Crosstex Mask Latex Free Lavender - 50 per Box | Outer Splash Repellant Layer. White Facial Soft Tissue Inner Layer For Sensitive Skin. High Breathability. PFE Exceeds 98% at 1.0 Micron. | mask-latex-free-lavender-50-per-box-128.jpg
SKU: CRSTXGCLPKG | Crosstex Mask Latex Free Pink - 50 per Box | White Facial Soft Tissue Inner Layer For Sensitive Skin. Facial Tissue Outer Layer. High Breathability. PFE Exceeds 97% at 1.0 Micron. | mask-latex-free-pink-50-per-box-ce6.jpg
SKU: CRSTXGCISAG | Crosstex Mask Latex Free Sapphire - 50 per Box | Outer Splash Repellant Layer. White Facial Soft Tissue Inner Layer For Sensitive Skin. High Breathability. PFE Exceeds 98% at 1.0 Micron. | mask-latex-free-sapphire-50-per-box-9d6.jpg
SKU: CRSTXGCITEG | Crosstex Mask Latex Free Teal - 50 per Box | Outer Splash Repellant Layer. White Facial Soft Tissue Inner Layer For Sensitive Skin. High Breathability. PFE Exceeds 98% at 1.0 Micron. | mask-latex-free-teal-50-per-box-129.jpg
SKU: CRSTXGCITQG | Crosstex Mask Latex Free Turquoise - 50 per Box | Outer Splash Repellant Layer. White Facial Soft Tissue Inner Layer For Sensitive Skin. High Breathability. PFE Exceeds 98% at 1.0 Micron. | mask-latex-free-turquoise-50-per-box-128.jpg
SKU: CRSTXGCITZG | Crosstex Mask Latex Free Topaz - 50 per Box | Outer Splash Repellant Layer. White Facial Soft Tissue Inner Layer For Sensitive Skin. High Breathability. PFE Exceeds 98% at 1.0 Micron. | mask-latex-free-topaz-50-per-box-128.jpg
SKU: CRSTXGCICXZG | Crosstex Mask Latex Free Topaz - 40 per Box | All The Benefits of Isofluid Plus a FogFree Feature. Exclusive Comfort Cushion. Unique FogFree Barrier on Inner Layer. | mask-latex-free-topaz-40-per-box-2d1.jpg
SKU: CRSTXGCPBLG | Crosstex Mask Blue Latex Free - 50 per Box | Inner and Outer Splash Resistant Layers. White Inner Layer for Sensitive Skin. High Breathability. PFE Exceeds 99% at 1.0 Micron. | mask-blue-latex-free-50-per-box-934.jpg
SKU: CRSTXGCPPKG | Crosstex Mask Pink Latex Free - 50 per Box | Inner and Outer Splash Resistant Layers. White Inner Layer for Sensitive Skin. High Breathability. PFE Exceeds 99% at 1.0 Micron. | mask-pink-latex-free-50-per-box-651.jpg
SKU: CRSTXGCPYEG | Crosstex Mask Yellow Latex Free - 50 per Box | Inner and Outer Splash Resistant Layers. White Inner Layer for Sensitive Skin. High Breathability. PFE Exceeds 99% at 1.0 Micron. | mask-yellow-latex-free-50-per-box-651.jpg
SKU: CRSTXGCIPWZG | Crosstex Mask Latex Free Topaz - 25 per Box | All The Benefits of Isofluid FogFree Plus an Optically Clear/Distortion Free Wrap-Around Shield | mask-latex-free-topaz-25-per-box-ca4.jpg
SKU: CRSTXGCIPWBG | Crosstex Mask Latex Free Blue - 25 per Box | All The Benefits of Isofluid FogFree Plus an Optically Clear/Distortion Free Wrap-Around Shield | mask-latex-free-blue-25-per-box-ca4.jpg
SKU: CRSTXGCIPWSG | Crosstex Mask Latex Free Sapphire - 25 per Box | All The Benefits of Isofluid FogFree Plus an Optically Clear/Distortion Free Wrap-Around Shield | mask-latex-free-sapphire-25-per-box-ca4.jpg
SKU: CRSTXGCIPWTG | Crosstex Mask Latex Free Turquoise - 25 per Box | All The Benefits of Isofluid FogFree Plus an Optically Clear/Distortion Free Wrap-Around Shield | mask-latex-free-turquoise-25-per-box-ca4.jpg
SKU: CRSTXGCSG | Crosstex Mask with Tie on Laces Latex Free Blue - 50 per Box | Fluid resistant outer layer with white fluid resistance inner layer. Extra large panel for surgical procedure and fluid resistant outer layer. PFE 99.2% @ 0.1 micron. EN14683 Rating - Type 11R. | mask-with-tie-on-laces-latex-free-blue-50-per-box-f64.jpg
SKU: CRSTXGCFCXUG | Crosstex Mask Latex Free Blue - 40 per Box | Inner and Outer Fluid Resistant Layers. White Inner Layer. High Breathability. High Efficiency Filter Media. PFE Exceeds 99% at 0.1 Micron. | mask-latex-free-blue-40-per-box-76e.jpg
SKU: CRSTXGCFCXSG | Crosstex Ultra Sensitive Mask White Latex Free - 50 per Box | Void of All Links, Dyes & Chemicals. Outer White Fluid Resistant Layer. Inner White Cellulose Layer. Extra Soft - will not Lint, Tear, Shred. High Breathability. High Efficiency Filter Media. PFE Exceeds 99% of 0.1 Micron. | ultra-sensitive-mask-white-latex-free-50-per-box-76e.jpg
SKU: CRSTXGCFCXSFG | Crosstex Ultra Sensitive Mask White Comfort Cushion No Fog Strip Latex Free - 40 per Box | Void of All Links, Dyes & Chemicals. Outer White Fluid Resistant Layer. Inner White Cellulose Layer. Extra Soft - will not Lint, Tear, Shred. High Breathability. High Efficiency Filter Media. PFE Exceeds 99% of 0.1 Micron. | ultra-sensitive-mask-white-comfort-cushion-no-fog-strip-latex-free-40-per-box-76e.jpg
SKU: CRSTXGCPWSG | Crosstex Ultra Sensitive Mask Shield White Comfort Cushion No Fog Strip Latex Free - 25 per Box | Void of All Links, Dyes & Chemicals. Outer White Fluid Resistant Layer. Inner White Cellulose Layer. Extra Soft - will not Lint, Tear, Shred. High Breathability. High Efficiency Filter Media. PFE Exceeds 99% of 0.1 Micron. | ultra-sensitive-mask-shield-white-comfort-cushion-no-fog-strip-latex-free-25-per-box-bb4.jpg
SKU: CRSTXGCFCXUG | Crosstex Mask Latex Free Blue - 40 per Box | Inner and Outer Fluid Resistant Layers. White Inner Layer. High Breathability. High Efficiency Filter Media. PFE Exceeds 99% at 0.1 Micron. | mask-latex-free-blue-40-per-box-76e.jpg
SKU: CRSTXGCPWG | Crosstex Mask Splash Shield Latex Free Blue - 25 per Box | Fluid resistant outer and white inner layers. Unique No-Fog barrier on inner and outer layers. Optically clear, distortion free wrap around shield. Earloop mask. PFE=98% @0.1 micron. | mask-splash-shield-latex-free-blue-25-per-box-77a.jpg
SKU: CRSTXGPRN95G | Crosstex Respirator Blue/ White - 28 per Box | Resistance to penetration by synthetic blood 160mmHG. NIOSH approved as N95 Particulate Respirator. Meets guidelines for TB exposure control. Malleable nose and chin pieces. Inner and outer fluid resistance layers. PFE=99.9% @ 0.1 micron. BFE=99.9% @3.1 micron | respirator-blue-white-28-per-box-a1d.jpg
SKU: CRSTXGCABLG | Crosstex Mask Latex Free Blue - 50 per Box | Fluid resistant outer and white fluid resistance inner layers. PFE=98.8% @0.1 micron. EN14683 Rating - Type 11R. | mask-latex-free-blue-50-per-box-f44.jpg
SKU: CRSTXGCPATG | Crosstex Patients Safety Mask Shield Earloop White 25/box - Box | CROSSTEX SPECIALTY FACE MASKS/SHIELDS | patients-safety-mask-shield-earloop-white-25-box-box-53b.jpg
SKU: MNUS2015G | Medicom Earloop Mask Blue - 50 per Box | Protection guaranteed with over 95% bacterial filtration, exceeding industry standards. Meets all current ASTM 2100-04 performance criteria. Added protection with unique shingle pleat design to prevent fluid pooling. Reduced risk of contamination with fluid repellent outer and inner material. Ideal for sensitive skin due to latex-free and fiberglass-free materials. Protection guaranteed with over 99.4% particle filtration at 0.3 microns, exceeding industry standards. Available in five popular colors. | earloop-mask-blue-50-per-box-297.jpg
SKU: MNUS2017G | Medicom Earloop Mask Yellow - 50 per Box | Protection guaranteed with over 95% bacterial filtration, exceeding industry standards. Meets all current ASTM 2100-04 performance criteria. Added protection with unique shingle pleat design to prevent fluid pooling. Reduced risk of contamination with fluid repellent outer and inner material. Ideal for sensitive skin due to latex-free and fiberglass-free materials. Protection guaranteed with over 99.4% particle filtration at 0.3 microns, exceeding industry standards. Available in five popular colors. | earloop-mask-yellow-50-per-box-297.jpg
SKU: MNUS2018G | Medicom Earloop Mask Teal - 50 per Box | Protection guaranteed with over 95% bacterial filtration, exceeding industry standards. Meets all current ASTM 2100-04 performance criteria. Added protection with unique shingle pleat design to prevent fluid pooling. Reduced risk of contamination with fluid repellent outer and inner material. Ideal for sensitive skin due to latex-free and fiberglass-free materials. Protection guaranteed with over 99.4% particle filtration at 0.3 microns, exceeding industry standards. Available in five popular colors. | earloop-mask-teal-50-per-box-297.jpg
SKU: MNUS2011G | Medicom Earloop Mask Lavender - 50 per Box | Protection guaranteed with over 95% bacterial filtration, exceeding industry standards. Meets all current ASTM 2100-04 performance criteria. Added protection with unique shingle pleat design to prevent fluid pooling. Reduced risk of contamination with fluid repellent outer and inner material. Ideal for sensitive skin due to latex-free and fiberglass-free materials. Protection guaranteed with over 99.4% particle filtration at 0.3 microns, exceeding industry standards. Available in five popular colors. | earloop-mask-lavender-50-per-box-297.jpg
SKU: AMDR2000G | AMD-Ritmed Tie-On Mask Blue - 50 per Box | A perfect combination of safety, quality and comfort. Protection guaranteed with over 94.3% bacterial filtration, exceeding industry standards. Added protection with unique shingle pleat design to prevent fluid pooling. Ideal for sensitive skin due to latex-free and fiberglass-free materials. Protection guaranteed with over 92.2% particle filtration at 0.3 microns, exceeding industry standards. | tie-on-mask-blue-50-per-box-b07.jpg
SKU: MNUS2080G | Medicom Earloop Mask White - 50 per Box | Ideal for professionals with sensitive skin. Contains no latex. All day comfort provided with soft inner layer to reduce skin irritations and allergic reactions. Increase protection with fluid repellent outer layer. Exceed the ASTM Standard by providing a lower differential pressure <3mm H2O/cm2 thus assuring greater breathability and a higher level of comfort. | earloop-mask-white-50-per-box-478.jpg
SKU: MNUS2015G | Medicom Earloop Mask Blue - 50 per Box | Protection guaranteed with over 95% bacterial filtration, exceeding industry standards. Meets all current ASTM 2100-04 performance criteria. Added protection with unique shingle pleat design to prevent fluid pooling. Reduced risk of contamination with fluid repellent outer and inner material. Ideal for sensitive skin due to latex-free and fiberglass-free materials. Protection guaranteed with over 99.4% particle filtration at 0.3 microns, exceeding industry standards. Available in five popular colors. | earloop-mask-blue-50-per-box-297.jpg
SKU: MNUS2082G | Medicom Earloop Mask Pink - 50 per Box | Ideal for professionals with sensitive skin. Contains no latex. All day comfort provided with soft inner layer to reduce skin irritations and allergic reactions. Increase protection with fluid repellent outer layer. Exceed the ASTM Standard by providing a lower differential pressure <3mm H2O/cm2 thus assuring greater breathability and a higher level of comfort. | earloop-mask-pink-50-per-box-478.jpg
SKU: AMDR2020G | AMD-Ritmed Cone Mask Blue - 50 per Box | Increased comfort and breathability with molded contour design. Custom fit with flexible aluminum nosepiece and non-latex stretchable headband. | cone-mask-blue-50-per-box-67e.jpg
SKU: MNUS2040G | Medicom Earloop Mask Blue - 50 per Box | Unique shingle pleats design to prevent fluid pooling and cross-contamination. Fluid resistant inner and outer layer. Layer free, with adjustable nosepiece. Protection guaranteed. Exceeds ASTM Standard by providing a lower differential pressure <3.0mm. H2O/cm2 thus assuring greater breakability and higher level of comfort. | earloop-mask-blue-50-per-box-a2b.jpg
SKU: MNUS2040G | Medicom Earloop Mask Blue - 50 per Box | Unique shingle pleats design to prevent fluid pooling and cross-contamination. Fluid resistant inner and outer layer. Layer free, with adjustable nosepiece. Protection guaranteed. Exceeds ASTM Standard by providing a lower differential pressure <3.0mm. H2O/cm2 thus assuring greater breakability and higher level of comfort. | earloop-mask-blue-50-per-box-a2b.jpg
SKU: MNUS2046G | Medicom Earloop Mask Pink - 50 per Box | High barrier mask offers maximum protection for procedures producing heavy amounts of airborne particles, moisture, spray and spatter. Mask exceed ASTM 2100 performance standards for high barrier protection. Fluid resistant inner and outer layer plus unique shingle pleats design to prevent fluid pooling and cross-contamination. Latex free, with adjustable nosepiece. Bacterial and particle filtration efficiency over 99% assures the highest level of protection against potential sources of infection. | earloop-mask-pink-50-per-box-a28.jpg
SKU: MNUS2025G | Medicom Earloop Mask Teal Eye Visor - 250 per Box | High barrier mask offers maximum protection for procedures producing heavy amounts of airborne particles, moisture, spray and spatter. Mask exceed ASTM 2100 performance standards for high barrier protection. Fluid resistant inner and outer layer plus unique shingle pleats design to prevent fluid pooling and cross-contamination. Latex free, with adjustable nosepiece. Bacterial and particle filtration efficiency over 99% assures the highest level of protection against potential sources of infection. | earloop-mask-teal-eye-visor-250-per-box-a28.jpg
SKU: AMDR2125G | AMD-Ritmed Shield Teal - 25 per Box | Convenient two-in-one protection with combination face mask and eye shield. Increased coverage with full wrap around shield design as required by OSHA guidelines. Comfort fit with fluid repellent and breathable mask attached, that exceeds 99.5% BFE industry standards. Added protection with unique shingle pleat design to prevent fluid pooling. Protection guaranteed with over 99.4% particle filtration at 0.3 microns, exceeding industry standards. | shield-teal-25-per-box-c9f.jpg
SKU: MHCU42341G | Molnlycke Health Care US Face Mask - 50 per Box | Hypoallergenic interfacing. Fluid repellent anti-fog face mask offers protection from splash from four-layer design. High particulate filtration of 98% down to 0.1 microns. High bacterial efficiency of 98% down to 3.0 microns. | face-mask-50-per-box-35f.jpg
SKU: MHCU42341G | Molnlycke Health Care US Face Mask - 50 per Box | Hypoallergenic interfacing. Fluid repellent anti-fog face mask offers protection from splash from four-layer design. High particulate filtration of 98% down to 0.1 microns. High bacterial efficiency of 98% down to 3.0 microns. | face-mask-50-per-box-35f.jpg
SKU: MHCU42291G | Molnlycke Health Care US Face Mask Anti Fog Sofloop - 50 per Box | Prevents fogging of eyewear. Bacterial filtration of 97% down to 3.0 micron. | face-mask-anti-fog-sofloop-50-per-box-5f0.jpg
SKU: MHCU42311G | Molnlycke Health Care US Anti-Fog Mask with Ties Foam Backing - 60 per Box | Prevents fogging of eyewear. Fluid repellent. Bacterial filtration of 97% down to 3.0 micron. | anti-fog-mask-with-ties-foam-backing-60-per-box-57b.jpg
SKU: MHCU42381G | Molnlycke Health Care US Anti-Fog Mask Green - 60 per Box | Prevents fogging of eyewear. Fluid repellent. Bacterial filtration of 97% down to 3.0 micron. | anti-fog-mask-green-60-per-box-53f.jpg
SKU: MHCU42301G | Molnlycke Health Care US Face Mask - 60 per Box | Hypoallergenic interfacing. Pleated non-glass design. Bacterial filtration of 97% down to 3.0 micron. | face-mask-60-per-box-541.jpg
SKU: CRSTXGCAPTPKG | Crosstex Le Petit Masque Pink - 50 per Box | Masks are three-quarters of an inch shorter than standard masks to help eliminate gapping and provide a more comfortable, protective fit for smaller faces. And, when you select this Priority Pink product, Crosstex will donate a full 5% of the proceeds to Memorial Sloan-Kettering Cancer Center in support of breast and reproductive cancer research. PTFE equals 98.5% @ 1 micron. Fluid resistant pink outer layer with soft spunbound inner layer. | le-petit-masque-pink-50-per-box-a7f.jpg
SKU: MNUS2040G | Medicom Earloop Mask Blue - 50 per Box | Unique shingle pleats design to prevent fluid pooling and cross-contamination. Fluid resistant inner and outer layer. Layer free, with adjustable nosepiece. Protection guaranteed. Exceeds ASTM Standard by providing a lower differential pressure <3.0mm. H2O/cm2 thus assuring greater breakability and higher level of comfort. | earloop-mask-blue-50-per-box-a2b.jpg
SKU: MNUS2046G | Medicom Earloop Mask Pink - 50 per Box | High barrier mask offers maximum protection for procedures producing heavy amounts of airborne particles, moisture, spray and spatter. Mask exceed ASTM 2100 performance standards for high barrier protection. Fluid resistant inner and outer layer plus unique shingle pleats design to prevent fluid pooling and cross-contamination. Latex free, with adjustable nosepiece. Bacterial and particle filtration efficiency over 99% assures the highest level of protection against potential sources of infection. | earloop-mask-pink-50-per-box-a28.jpg
SKU: CRSTXGCIPWBSFG | Crosstex Earloop Mask with Splash Shield FogFree Blue - 25 per Box | Creates a tight seal that significantly reduces gapping at the bottom and sides of the mask. ASTM High Performance. Conforms to any size or shape face. 3" aluminum chin piece that secures the mask to the face. | earloop-mask-with-splash-shield-fogfree-blue-25-per-box-dfd.jpg
SKU: MNUS2070G | Medicom Procedure Earloop Mask with Chin Wire Low Barrier Blue - 50 per Box | Three-ply non-woven masks with aluminum nose and chin pieces that create a light seal around the face, reducing gapping at the bottom and sides. A comfortable, personalized fit around the circumference of the face every time. | procedure-earloop-mask-with-chin-wire-low-barrier-blue-50-per-box-b93.jpg
SKU: MNUS2050G | Medicom Procedure Earloop Mask Augusta Sky - 50 per Box | A beautiful line of masks with colors inspired by Augusta's striking scenery. Constructed with the same high quality materials found in the SafeMaskÂ® Premier & Premier Plus line, these Level 1 & Level 2 ASTM rated masks with unique, joyful outer layers will bring brightness to your daily routine. | procedure-earloop-mask-augusta-sky-50-per-box-224.jpg
SKU: MNUS2051G | Medicom Procedure Earloop Mask Azalea Festival - 50 per Box | A beautiful line of masks with colors inspired by Augusta's striking scenery. Constructed with the same high quality materials found in the SafeMaskÂ® Premier & Premier Plus line, these Level 1 & Level 2 ASTM rated masks with unique, joyful outer layers will bring brightness to your daily routine. | procedure-earloop-mask-azalea-festival-50-per-box-224.jpg
SKU: MYDTMK-1006 | Mydent Molded Face Mask Blue | The combination of a fiberglass-free material with a latex-free elastic. The fluid resistant masks have a BFE and PFE of greater than 99%. These masks are available in either regular size or a smaller size in pink â€“ both with a unique â€œnon-glareâ€, adjustable nosepiece for a comfortable fit. Provides primary barrier filtration. | molded-face-mask-blue-b84.jpg
SKU: MYDTMK-1008 | Mydent Economy Molded Face Mask Pink | Economy Molded Face Mask, Pink (Small), 50/bx, 10 bx/cs | economy-molded-face-mask-pink--73e.jpg
SKU: MYDTMK-1036 | Mydent Molded Earloop Face Mask Blue | Innovative earloop design cone mask loops around the ears instead of the back of the head, eliminating hair tangles. Designed for easy breathing, these masks are highly pliable, fluid resistant, and feature a non-glare nosepiece. Offers superior protection and a BFE/PFE of greater than 99%. | molded-earloop-face-mask-blue-527.jpg
SKU: MYDTMK-1106 | Mydent Molded Face Mask "Breathe E-Z" Blue | These comfortable molded masks are the easiest to breathe through. Generally used for examinations and any non-splatter, dustless, or fluidless procedures. Offers superior protection and a BFE/PFE of greater than 99%. | molded-face-mask-breathe-e-z-blue-fd7.jpg
SKU: MYDTMK-1216 | Mydent Form-Fit Face Mask Pink | The unique contour design without a metal nosepiece prevents fogging of eyewear. These masks are ergonomically designed, fluid resistant and offer superior protection and a BFE/PFE of greater than 99%. | form-fit-face-mask-pink-5ee.jpg
SKU: MYDTMK-4046 | Mydent Procedural Dual Fit Earloop Face Mask Level 2 Blue | Dual fit design with chin contour technology that creates a tight, custom fit for enhanced facial protection. | procedural-dual-fit-earloop-face-mask-level-2-blue-ceb.jpg
SKU: MYDTMK-1246 | Mydent "Breathe E-Z" Pleated Face Mask Blue | Dual fit design with chin contour technology that creates a tight, custom fit for enhanced facial protection. | breathe-e-z-pleated-face-mask-blue-e83.jpg
SKU: MYDTMK-1256 | Mydent "Breathe E-Z" Pleated Face Mask Pink | Dual fit design with chin contour technology that creates a tight, custom fit for enhanced facial protection. | breathe-e-z-pleated-face-mask-pink-c5b.jpg
SKU: MYDTMK-1266 | Mydent "Breathe E-Z" Pleated Face Mask Lavender | Dual fit design with chin contour technology that creates a tight, custom fit for enhanced facial protection. | breathe-e-z-pleated-face-mask-lavender-787.jpg
SKU: MYDTMK-3000 | Mydent Full Face Shield | This face shield is made to fit over glasses and face masks. The adjustable velcro headband provides a comfortable fit, and the shield protects against splashing. Anti-fog treated, latex and fiberglass free. | full-face-shield-550.jpg
SKU: MYDTMK-3200 | Mydent Krazy Cone Face Mask Cat Design | Krazy Cone Face Masks feature four delightful character designs for pediatric patients. Masks have a non-glare pliable nosepiece, offer cool, comfortable breathing, and are fluid resistant. | krazy-cone-face-mask-cat-design-3cb.jpg
SKU: MYDTMK-3400 | Mydent Krazy Cone Face Mask Pig Design | Krazy Cone Face Masks feature four delightful character designs for pediatric patients. Masks have a non-glare pliable nosepiece, offer cool, comfortable breathing, and are fluid resistant. | krazy-cone-face-mask-pig-design-3cb.jpg
SKU: MYDTMK-3500 | Mydent Krazy Cone Face Mask Assorted Designs | Krazy Cone Face Masks feature four delightful character designs for pediatric patients. Masks have a non-glare pliable nosepiece, offer cool, comfortable breathing, and are fluid resistant. | krazy-cone-face-mask-assorted-designs-3cb.jpg
SKU: MYDTMK-3300 | Mydent Krazy Cone Face Mask Rabbit Design | Krazy Cone Face Masks feature four delightful character designs for pediatric patients. Masks have a non-glare pliable nosepiece, offer cool, comfortable breathing, and are fluid resistant. | krazy-cone-face-mask-rabbit-design-3cb.jpg
SKU: MYDTMK-3100 | Mydent Krazy Cone Face Mask Dog Design | Krazy Cone Face Masks feature four delightful character designs for pediatric patients. Masks have a non-glare pliable nosepiece, offer cool, comfortable breathing, and are fluid resistant. | krazy-cone-face-mask-dog-design-3cb.jpg
SKU: MYDTMK-7110 | Mydent Pleated Dual Fit Earloop Face Mask ASTM Level 1 Pink | ASTM Level 1 mask designed for procedures with low amounts of blood, fluid, spray and/or aerosol exposure. | pleated-dual-fit-earloop-face-mask-astm-level-1-pink-2ce.jpg
SKU: MYDTMK-7200 | Mydent Pleated Dual Fit Earloop Face Mask ASTM Level 2 Blue | ASTM Level 2 mask ideal for procedures where moderate to light amounts of fluid, spray and/or aerosols are produced. | pleated-dual-fit-earloop-face-mask-astm-level-2-blue-aa0.jpg
SKU: MYDTMK-7320 | Mydent Pleated Dual Fit Earloop Face Mask ASTM Level 3 White | ASTM Level 3 mask designed for procedures with moderate to heavy amounts of blood, fluid, spray and/or aerosol exposure. | pleated-dual-fit-earloop-face-mask-astm-level-3-white-870.jpg
SKU: MYDTMK-7400 | Mydent Pleated Dual Fit Earloop Face Mask w/Shield ASTM Level 3 Blue | ASTM Level 3 mask designed for procedures with moderate to heavy amounts of blood, fluid, spray and/or aerosol exposure. | pleated-dual-fit-earloop-face-mask-w-shield-astm-level-3-blue-f61.jpg
SKU: 3MFT-11G | 3M Health Care Sensitivity Solution Sweet 55ml Bottle - Each | Test kits and accessories designed to help your organization meet OSHA fit testing requirements for respirators. Products can be used to check face-to-respirator seal on any particulate respirator or gas/vapor respirator with a particulate prefilter. | sensitivity-solution-sweet-55ml-bottle-each-383.jpg
SKU: MHCU42391G | Molnlycke Health Care US Face Mask Green - 60 per Box | Prevents fogging of eyewear. Fluid repellent. Bacterial filtration of 97% down to 3.0 micron. | face-mask-green-60-per-box-c66.jpg
SKU: MKS98561100 | McKesson Exam Cape White 21 X 30 Inch Front / Back Opening | Exam Cape McKesson White 21 X 30 Inch Front / Back Opening, CAPE EXAM DISP 3PLY 30X21 100EA/CS MCK BRAND. | exam-cape-white-21-x-30-inch-front-back-opening-65e.jpg
SKU: ECGP46345-040 | Encompass Group Newborn Pre-folded Diaper 12" x 16" | 100% cotton infant diapers, Newborn Pre-folded Diaper. | newborn-pre-folded-diaper-12-x-16-822.jpg
SKU: CLDT1000-5 | Calderon Textiles Bath Towel 20" x 40" 100% Cotton 5 lb White | 100% cotton towels for the budget minded customers. | bath-towel-20-x-40-100-cotton-5-lb-white-f20.jpg
SKU: CLDT1011-225 | Calderon Textiles Hand Towel 15" x 25" 100% Cotton 2.25 lb White | 100% cotton towels for the budget minded customers. | hand-towel-15-x-25-100-cotton-225-lb-white--98d.jpg
SKU: BDSPZZR119 | Body Sport Professional Towels 2 Ply White | BodyMed Professional Towels. | professional-towels-2-ply-white-c6d.gif
SKU: BDSPZZR116 | Body Sport Professional Towels | BodyMedÂ® Professional Towels. 3-ply tissue. Blue. 500 per case | professional-towels-7c0.gif
SKU: BDSPZZR116 | Body Sport Professional Towels | BodyMedÂ® Professional Towels. 3-ply tissue. Blue. 500 per case | professional-towels-7c0.gif
SKU: BDSPZZR116 | Body Sport Professional Towels | BodyMedÂ® Professional Towels. 3-ply tissue. Blue. 500 per case | professional-towels-7c0.gif
SKU: BDSPZZR116 | Body Sport Professional Towels | BodyMedÂ® Professional Towels. 3-ply tissue. Blue. 500 per case | professional-towels-7c0.gif
SKU: BDSPZZR116 | Body Sport Professional Towels | BodyMedÂ® Professional Towels. 3-ply tissue. Blue. 500 per case | professional-towels-7c0.gif
SKU: KCC10502 | Kimberly-Clark Absorbent Tray Liners / Towels, 20"X 25" | Absorbent Tray Liners / Towels, 20"X 25". | absorbent-tray-liners-towels-20x-25-5e2.jpg
SKU: KCC89701 | Kimberly-Clark Absorbent Towels Two Pack 15" X 22" Sterile | Absorbent Towels, Two Pack | absorbent-towels-two-pack-15-x-22-sterile-f68.jpg
SKU: GMP10001 | Graham Medical MediShorts Large Extra Large | MediShorts are a made of durable nonwoven material with latex-free waist. | medishorts-large-extra-large--fc2.jpg
SKU: CVNCT5101 | Covidien Protective Gown Extra Large Blue | ChemoPlusâ„¢ protective gowns are lightweight, non-linting, splash resistant gowns with a closed front, long sleeves and knit cuffs. | protective-gown-extra-large-blue--7fe.jpg
SKU: KCC69979 | Kimberly-Clark Isolation Cover Gown | Non-sterile. Elastic cuffs. Protective 3-layer fabric. Exposure anticipated: potential for light fluid contact and contact isolation. | isolation-cover-gown-6b5.jpg
SKU: ECGP46960-119 | Encompass Group SafeCare Broadcloth Precaution Cover Gowns Heavy Weight Gown Extra Large Yellow | Raglan shoulder design allows for comfortable arm movement and generous fit. | safecare-broadcloth-precaution-cover-gowns-heavy-weight-gown-extra-large-yellow-8cd.jpg
SKU: ECGP46960-112X | Encompass Group SafeCare Broadcloth Precaution Cover Gowns 2X Large Heavweight Yellow | Raglan shoulder design allows for comfortable arm movement and generous fit. | safecare-broadcloth-precaution-cover-gowns-2x-large-heavweight-yellow-3f0.jpg
SKU: TIDI920431 | TIDI Products Gown Adult Tissue 3 Ply Front or Back Opening 56" x 42" | Provides reliable strength, coverage and opacity offer patient modesty and hygienic security. | gown-adult-tissue-3-ply-front-or-back-opening-56-x-42-13a.jpg
SKU: MAB532-6014-2400 | Mabis DMI Clothing Protector Navy | DMI Clothing Protector Navy, Made of absorbent, durable navy terry cloth | clothing-protector-navy-284.jpg
SKU: MAB532-6029-7300 | Mabis DMI Mealtime Protector Fancy Navy | Offer chest to lap protection. Easy to use hook and loop closure at neck. Made of polyester/cotton cover with waterproof barrier. | mealtime-protector-fancy-navy-cd9.jpg
SKU: BHDI214 | Busse Hospital Disposables Fluid Resistant Coveralls Elastic Cuffs Large | White spunbonded polypropylene with zipper. Latex free. | fluid-resistant-coveralls-elastic-cuffs-large-d3f.jpg
SKU: ISG3695365 | Health Care Wholesalers Sterile Lubricating Jelly, Clear | Clear, sterile jelly instantly provides continuous lubrication for insertion of catheters, surgical instruments and gloves into body orifices. Water soluble, non-staining and non-greasy; easily removed with tissues or a towel. Latex-free. | sterile-lubricating-jelly-clear-cda.jpg
SKU: PROP703010 | Pro Advantage Cone Dust Facemask Blue | ï»¿ï»¿ï»¿ï»¿ï»¿ï»¿ï»¿ï»¿Masks are cool and comfortable and feature soft stretch earloops or sewn ties for a secure fit. They are highly breathable and have roomy, pleated facial pockets. Our masks provide superior comfort over extended periods of time. Latex-Free. | cone-dust-facemask-blue-906.jpg
SKU: SKIL909201 | Skil Care Universal Alarm Mounting Bracket & Belt | Universal Chair Alarm Strap | universal-alarm-mounting-bracket-belt-343.jpg
SKU: SKIL909140 | Skil Care Shower Poncho Long Back with Hood | This soft comfortable poncho conveniently fits over any resident and provides warmth especially after a shower. | shower-poncho-long-back-with-hood--88a.jpg
SKU: DKL392XL | Dukal Coveralls Non-Sterile, Blue - XL | Coveralls Non-Sterile, Blue - XL. | coveralls-non-sterile-blue-xl-686.jpg
SKU: DKL382XXL | Dukal Coveralls Non-Sterile, White - XXL | Coveralls Non-Sterile, White - XXL. | coveralls-non-sterile-white-xxl-d30.jpg
SKU: DKL382XXXL | Dukal Coveralls Non-Sterile, White - XXXL | Coveralls Non-Sterile, White - XXXL. | coveralls-non-sterile-white-xxxl-3b4.jpg
SKU: DKL382XL | Dukal Coveralls Non-Sterile, White - XL | Coveralls Non-Sterile, White - XL. | coveralls-non-sterile-white-xl-18f.jpg
SKU: SKIL909302 | Skil Care Early Warning Bed Alarm System - 180-Day Sensor | Early Warning Alarm System, Set w/180 Day Sensor | early-warning-bed-alarm-system-180-day-sensor-d58.jpg
SKU: SKIL909223 | Skil Care Door Window Alarm Pack | These magnetic alarm can be mounted to any door or window for preventing unauthorized exits. | door-window-alarm-pack-0a5.gif
SKU: SKIL909283 | Skil Care FloorPro Floor Mat Alarm System Single-Side 180-Day Sensors | Weight-sensitive floor pad activates alarm at bedside and /or nurse's station. | floorpro-floor-mat-alarm-system-single-side-180-day-sensors-726.jpg
SKU: SKIL909310 | Skil Care OverMattress Alarm System with 45Days Sensor Pad | OverMattress Alarm System, Set, w/ 45 Day Sensor | overmattress-alarm-system-with-45days-sensor-pad-2d3.jpg
SKU: SKIL909311 | Skil Care OverMattress Alarm System With 90Days Sensor Pad | OverMattress Alarm System, Set, w/ 180 Day Sensor | overmattress-alarm-system-with-90days-sensor-pad-1d8.jpg
SKU: SKIL909314 | Skil Care OverMattress Alarm System with 45 Day Sensor Pad | These over the mattress sensor pads universally connect to any BedPro, ChairPro, or MultiPro alarm. | overmattress-alarm-system-with-45-day-sensor-pad-33a.jpg
SKU: SKIL909315 | Skil Care OverMattress Alarm System - 45 Days | Repl. OverMattress Sensor Pads, 45 Day, 5/Pack | overmattress-alarm-system-45-days-461.jpg
SKU: SKIL909316 | Skil Care OverMattress Alarm System - Pack | Repl. OverMattress Sensor Pads, 45 Day, 10/Pack | overmattress-alarm-system-pack-f79.jpg
SKU: SKIL909317 | Skil Care OverMattress Alarm System Pad Only 180 Day | This BedPro Safety Alarm System comes with an over the mattress sensor pad. | overmattress-alarm-system-pad-only-180-day-3fc.jpg
SKU: SKIL909318 | Skil Care OverMattress Alarm System for BedPro and MultiPro alarm units - Pack | Repl. OverMattress Sensor Pads, 180 Day, 5/Pack | overmattress-alarm-system-for-bedpro-and-multipro-alarm-units-pack-a74.jpg
SKU: SKIL909318 | Skil Care OverMattress Alarm System for BedPro and MultiPro alarm units - Pack | Repl. OverMattress Sensor Pads, 180 Day, 5/Pack | overmattress-alarm-system-for-bedpro-and-multipro-alarm-units-pack-a74.jpg
SKU: SKIL909320 | Skil Care UnderMattress Alarm System with 10''x30" Sensor Pad | UnderMattress Alarm System, Set w/ 90 Day, 10x30 Sensor Pad | undermattress-alarm-system-with-10x30-sensor-pad-c1d.jpg
SKU: SKIL909321 | Skil Care UnderMattress Alarm System with 20"x30"Sensor Pad | UnderMattress Alarm System, Set w/ 90 Day, 20x30 Sensor Pad | undermattress-alarm-system-with-20x30sensor-pad-613.jpg
SKU: SKIL909322 | Skil Care UnderMattress Alarm System with 10"x30" Sensor Pad | UnderMattress Alarm System, Set w/180 Day, 10x30 Sensor Pad | undermattress-alarm-system-with-10x30-sensor-pad-47a.jpg
SKU: SKIL909322 | Skil Care UnderMattress Alarm System with 10"x30" Sensor Pad | UnderMattress Alarm System, Set w/180 Day, 10x30 Sensor Pad | undermattress-alarm-system-with-10x30-sensor-pad-47a.jpg
SKU: SKIL909304 | Skil Care Early Warning Bed Alarm System | Repl. Early Warning Sensor Pad 90 Day | early-warning-bed-alarm-system-6a6.jpg
SKU: SKIL909304 | Skil Care Early Warning Bed Alarm System | Repl. Early Warning Sensor Pad 90 Day | early-warning-bed-alarm-system-6a6.jpg
SKU: SKIL909304 | Skil Care Early Warning Bed Alarm System | Repl. Early Warning Sensor Pad 90 Day | early-warning-bed-alarm-system-6a6.jpg
SKU: SKIL909304 | Skil Care Early Warning Bed Alarm System | Repl. Early Warning Sensor Pad 90 Day | early-warning-bed-alarm-system-6a6.jpg
SKU: SKIL909304 | Skil Care Early Warning Bed Alarm System | Repl. Early Warning Sensor Pad 90 Day | early-warning-bed-alarm-system-6a6.jpg
SKU: SKIL909304 | Skil Care Early Warning Bed Alarm System | Repl. Early Warning Sensor Pad 90 Day | early-warning-bed-alarm-system-6a6.jpg
SKU: SKIL909275 | Skil Care FloorPro Soft-Fall Bedside Mat Alarm System | Soft-Fall Bedside Mat, 2 | floorpro-soft-fall-bedside-mat-alarm-system-e6f.jpg
SKU: SKIL909275 | Skil Care FloorPro Soft-Fall Bedside Mat Alarm System | Soft-Fall Bedside Mat, 2 | floorpro-soft-fall-bedside-mat-alarm-system-e6f.jpg
SKU: SKIL909284 | Skil Care FloorPro Floor Mat Alarm System - Double-Side | Floor Mat Alarm w/ 2EA Floor Mats + Alarm & Sensor Pad, 180 Day | floorpro-floor-mat-alarm-system-double-side-6ea.jpg
SKU: SKIL909290 | Skil Care Replacement Sensor Pad for Floor Mat Pro (20" x 30") 180 Day Guarantee | Replacement Sensor Pad for Floor Mat Pro (20" x 30") 180 Day Guarantee | replacement-sensor-pad-for-floor-mat-pro-20-x-30-180-day-guarantee-ed5.jpg
SKU: BDSPZZR104 | Body Sport Drape Sheets 2 Ply Tissue 40" x 60" White | BodyMedÂ® Drape Sheets. Tissue. White. 2-ply. 40" x 60". 100 per case | drape-sheets-2-ply-tissue-40-x-60-white-658.gif
SKU: BDSPZZR106 | Body Sport Drape Sheet 3-Ply Tissue | BodyMedÂ® Drape Sheets. Drape sheets. Tissue. White. 3-ply. 40" x 90". 50 sheets per case | drape-sheet-3-ply-tissue-d72.gif
SKU: KCC89291 | Kimberly-Clark Bilateral Limb Drape 76" X 120" Sterile | CONTROL Plus Fabric ReinforcementTwo - 2.5in. Conformable Circular FenestrationsTube Holders | bilateral-limb-drape-76-x-120-sterile-f1a.jpg
SKU: MKS88341100 | McKesson General Purpose Drape McKesson Physical Exam Drape | General Purpose Drape McKesson Physical Exam Drape sheet | general-purpose-drape-mckesson-physical-exam-drape--a8f.jpg
SKU: MKS88371100 | McKesson General Purpose Exam Drape 40" X 72" | General Purpose Drape Physical Exam Drape 40 X 72 Inch NonSterile. | general-purpose-exam-drape-40-x-72-543.jpg
SKU: MKS88361100 | McKesson General Purpose Drape Physical Exam Drape 40 X 60 Inch NonSterile | SHEET DRAPE 3PLY 40X60 WT 100EA/CS MCK BRAND. | general-purpose-drape-physical-exam-drape-40-x-60-inch-nonsterile-aeb.jpg
SKU: BDSPZZR302LRG | Body Sport Exam Shorts, Large | BodyMedÂ® Exam Shorts. Blue. SMS. Large (waist 32" - 44") | exam-shorts-large-50c.gif
SKU: BDSPZZR302MED | Body Sport Exam Shorts Medium | BodyMedÂ® Exam Shorts. | exam-shorts-medium-325.gif
SKU: MKS88371100 | McKesson General Purpose Exam Drape 40" X 72" | General Purpose Drape Physical Exam Drape 40 X 72 Inch NonSterile. | general-purpose-exam-drape-40-x-72-543.jpg
SKU: MKS88361100 | McKesson General Purpose Drape Physical Exam Drape 40 X 60 Inch NonSterile | SHEET DRAPE 3PLY 40X60 WT 100EA/CS MCK BRAND. | general-purpose-drape-physical-exam-drape-40-x-60-inch-nonsterile-aeb.jpg
SKU: ECGP46878-125 | Encompass Group Scrub Pants Unisex Drawstring Misty Medium | Scrub Pants Unisex Drawstring Misty Medium. | scrub-pants-unisex-drawstring-misty-medium-559.jpg
SKU: DKL375LG | Dukal Shirt Large Disposable - 10 per Bag | Dark blue, heavyweight spunbonded material is sewn and resists tears. A good substitute for reusable clothing. | shirt-large-disposable-10-per-bag-aad.jpg
SKU: MHCU18620G | Molnlycke Health Care US Shirt Scrub Slate Green Medium - 12 per Bag | MOLNLYCKE BARRIERÂ® WEARING APPAREL - SCRUB SHIRTS | shirt-scrub-slate-green-medium-12-per-bag-53d.jpg
SKU: MHCU18630G | Molnlycke Health Care US Shirt Scrub Slate Green Large - 12 per Bag | MOLNLYCKE BARRIERÂ® WEARING APPAREL - SCRUB SHIRTS | shirt-scrub-slate-green-large-12-per-bag-53d.jpg
SKU: MHCU18640G | Molnlycke Health Care US Shirt Scrub Slate Green X-Large - 12 per Bag | MOLNLYCKE BARRIERÂ® WEARING APPAREL - SCRUB SHIRTS | shirt-scrub-slate-green-x-large-12-per-bag-53d.jpg
SKU: MHCU18710G | Molnlycke Health Care US Mens Drawstring Pants Slate Green Small Drawstring - 12 per Bag | MOLNLYCKE BARRIERÂ® WEARING APPAREL - SCRUB PANTS | mens-drawstring-pants-slate-green-small-drawstring-12-per-bag-94d.jpg
SKU: MHCU18720G | Molnlycke Health Care US Mens Drawstring Pants Slate Green Medium Drawstring - 12 per Bag | MOLNLYCKE BARRIERÂ® WEARING APPAREL - SCRUB PANTS | mens-drawstring-pants-slate-green-medium-drawstring-12-per-bag-94d.jpg
SKU: MHCU18730G | Molnlycke Health Care US Mens Drawstring Pants Slate Green Large Drawstring - 12 per Bag | MOLNLYCKE BARRIERÂ® WEARING APPAREL - SCRUB PANTS | mens-drawstring-pants-slate-green-large-drawstring-12-per-bag-94d.jpg
SKU: MHCU18740G | Molnlycke Health Care US Mens Drawstring Pants Slate Green X-Large Drawstring - 12 per Bag | MOLNLYCKE BARRIERÂ® WEARING APPAREL - SCRUB PANTS | mens-drawstring-pants-slate-green-x-large-drawstring-12-per-bag-94d.jpg
SKU: DKL360G | Dukal Shorts Unisize Disposable Dark Blue - 10 per Bag | Made of spunbonded polypropylene with elastic waist and no pockets. | shorts-unisize-disposable-dark-blue-10-per-bag-d24.jpg
SKU: DKL375XLG | Dukal Shirt X-Large Disposable - 10 per Bag | Dark blue, heavyweight spunbonded material is sewn and resists tears. A good substitute for reusable clothing. | shirt-x-large-disposable-10-per-bag-aad.jpg
SKU: DKL375MG | Dukal Shirt Medium Disposable - 10 per Bag | Dark blue, heavyweight spunbonded material is sewn and resists tears. A good substitute for reusable clothing. | shirt-medium-disposable-10-per-bag-315.jpg
SKU: ECGP46856-1N5 | Encompass Group Synergy Scrub Top Unisex V Neck Navy Medium | Synergyâ„¢ professional apparel perfectly blends durability and value with a fashionable variety of styles and colors. All styles are made of Synergy fabric, a durable blend that is comfortable, opaque and quick drying. Synergy fabric is apolyester/cotton blend that offers minimal shrinkage and is fade and wrinkle resistant. Additionally, a stain release finish has been added to enhance performance and keep the fabric looking fresh and new. The features of Synergy professional apparel make it an ideal choice when laundering and processingperformance are your number one priority. | synergy-scrub-top-unisex-v-neck-navy-medium-d4e.jpg
SKU: ECGP46856-117 | Encompass Group Scrub Top Unisex V-Neck Ceil Large | Encompass is committed to providing you with a wide array of fashionable and functional professional staff apparel. We feature high quality apparel designed for virtually every point of care your medical and facility staff will encounter. | scrub-top-unisex-v-neck-ceil-large-e9e.jpg
SKU: ECGP46856-119 | Encompass Group Scrub Top Unisex V Neck Ceil Extra Large | Synergyâ„¢ professional apparel perfectly blends durability and value with a fashionable variety of styles and colors. All styles are made of Synergy fabric, a durable blend that is comfortable, opaque and quick drying. Synergy fabric is a polyester/cotton blend that offers minimal shrinkage and is fade and wrinkle resistant. Additionally, a stain release finish has been added to enhance performance and keep the fabric looking fresh and new. The features of Synergy professional apparel make it an ideal choice when laundering and processing performance are your number one priority. | scrub-top-unisex-v-neck-ceil-extra-large-0fa.jpg
SKU: ECGP46856-1N7 | Encompass Group Synergy Unisex V Neck Tunic Navy Large | Synergyâ„¢ professional apparel perfectly blends durability and value with a fashionable variety of styles and colors. All styles are made of Synergy fabric, a durable blend that is comfortable, opaque and quick drying. Synergy fabric is a polyester/cotton blend that offers minimal shrinkage and is fade and wrinkle resistant. Additionally, a stain release finish has been added to enhance performance and keep the fabriclooking fresh and new. The features of Synergy professional apparel make it an ideal choice when laundering and processing performance are your number one priority | synergy-unisex-v-neck-tunic-navy-large-623.jpg
SKU: ECGP46856-1N9 | Encompass Group Scrub Top Unisex V Neck Navy Extra Large | Encompass Group Scrub Top, Unisex, V-Neck, Navy, X-Large. | scrub-top-unisex-v-neck-navy-extra-large-7c3.jpg
SKU: ECGP46876-113 | Encompass Group Essentials Scrub Top Unisex V-Neck Tunic | Essentialsâ„¢ staff apparel is made from a lightweight yet durable cotton/polyester fabric and is designed for comfortand breathability at a cost effective price. Additionally, to ensure colorfastness wash after wash, Essentials professional apparel is disperse vat dyed. | essentials-scrub-top-unisex-v-neck-tunic--000.png
SKU: ECGP46878-115 | Encompass Group Scrub Pants Unisex Drawstring Ceil Medium | Essentialsâ„¢ staff apparel is made from a lightweight yet durable cotton/polyester fabric and is designed for comfortand breathability at a cost effective price. Additionally, to ensure colorfastness wash after wash, Essentials professional apparel is disperse vat dyed. | scrub-pants-unisex-drawstring-ceil-medium-b0a.jpg
SKU: ECGP46878-113X | Encompass Group Scrub Pants Unisex Drawstring Ceil 3X Large | Gain a comfortable, generous fit with these drawstring pants. | scrub-pants-unisex-drawstring-ceil-3x-large-c50.jpg
SKU: ECGP46878-1N5 | Encompass Group Scrub Pants Unisex Drawstring Navy Medium | Essentials Unisex Drawstring Pant. | scrub-pants-unisex-drawstring-navy-medium-4cb.jpg
SKU: ECGP9676 | Encompass Group Scrub Pants 3X-Large | Scrub Pants 3X-Large | scrub-pants-3x-large-f6e.jpg
SKU: PERSBPS-12R | PerSys Medical Survival Jacket | Blizzard Survival Jacket is a unique garment with a tiny packed size. The jacket is a hooded body warmer covering the entire torso, made from Reflexcell material. This resuable, durable jacket enables the wearer to be protected and rewarmed while remaining completely mobile. | survival-jacket-947.jpg
SKU: KCC10078 | Kimberly-Clark Professional Jacket w/ Knit Collar & Cuff, Blue, Large | Protective 3-Layer Sms Fabric. Potential For Moderate Fluid Contact. Knit Collar And Cuffs. 5 Snaps. 2 Reinforced Pockets. Size/Name Label | professional-jacket-w-knit-collar-cuff-blue-large-405.jpg
SKU: DKL380L | Dukal Disposable Scrub Wear and Coveralls Pants Large Dark Blue | Disposable Scrub Wear Pants Large Dark Blue. | disposable-scrub-wear-and-coveralls-pants-large-dark-blue-2f9.jpg
SKU: DKL380M | Dukal Disposable Scrub Wear & Coveralls, Pants, Medium, Dark Blue | - | disposable-scrub-wear-coveralls-pants-medium-dark-blue-35a.jpg
SKU: DKL380S | Dukal Disposable Scrub Wear & Coveralls, Pants, Small, Dark Blue | - | disposable-scrub-wear-coveralls-pants-small-dark-blue-6dd.jpg
SKU: DKL380XL | Dukal Disposable Scrub Wear and Coveralls Pants Extra Large Dark Blue | Disposable Scrub Wear & Coveralls, Pants, X-Large, Dark Blue. | disposable-scrub-wear-and-coveralls-pants-extra-large-dark-blue-922.jpg
SKU: DKL375L | Dukal Disposable Scrub Wear and Coveralls Shirt Large Dark Blue | Disposable Scrub Wear and Coveralls Shirt Large Dark Blue | disposable-scrub-wear-and-coveralls-shirt-large-dark-blue-069.jpg
SKU: DKL375M | Dukal Disposable Scrub Wear & Coveralls, Shirt, Medium, Dark Blue | DUKAL Scrubwear & Coveralls are made of a durable spunbonded polypropylene making them fluid resistant. All scrub pants have a drawstring tie waist, one front pocket and one back pocket and shirts have two pockets. They provide a great alternative to laundered scrubs.Our Coveralls are available in 3 sizes, have front zip closure, and elastic wrist and ankle cuffs. All DUKAL Scrubwear and Coveralls are latex free. | disposable-scrub-wear-coveralls-shirt-medium-dark-blue-213.jpg
SKU: DKL375S | Dukal Disposable Scrub Wear & Coveralls, Shirt, Small, Dark Blue | DUKAL Scrubwear & Coveralls are made of a durable spunbonded polypropylene making them fluid resistant. All scrub pants have a drawstring tie waist, one front pocket and one back pocket and shirts have two pockets. They provide a great alternative to laundered scrubs.Our Coveralls are available in 3 sizes, have front zip closure, and elastic wrist and ankle cuffs. All DUKAL Scrubwear and Coveralls are latex free. | disposable-scrub-wear-coveralls-shirt-small-dark-blue-f8c.jpg
SKU: DKL375XL | Dukal Disposable Scrub Wear and Coveralls Shirt Extra Large Dark Blue | Disposable Scrubs & Coveralls Non-Sterile, Shirt, X-Large. | disposable-scrub-wear-and-coveralls-shirt-extra-large-dark-blue-a99.jpg
SKU: DKL380XXL | Dukal Disposable Scrub Wear Non Sterile Latex Free Pants XX-Large Dark Blue | All scrub wear and coveralls are made of a durable spunbonded material and are latex free. They provide a great alternative to a laundered scrubs. | disposable-scrub-wear-non-sterile-latex-free-pants-xx-large-dark-blue-6a2.jpg
SKU: DKL375XXL | Dukal Disposable Scrub Wear Non-Sterile Latex Free Shirt XX-Large Dark Blue | Dark blue, heavyweight spunbonded material is sewn and resists tears. A good substitute for reusable clothing. | disposable-scrub-wear-non-sterile-latex-free-shirt-xx-large-dark-blue-d7d.jpg
SKU: ECGP46878-117 | Encompass Group Unisex Drawstring Scrub Pants, Large | DrawstringLargeCeil Blue | unisex-drawstring-scrub-pants-large-8db.jpg
SKU: CVN70074A | Covidien Youth Pants Unisex Large/ X-Large | The Curity Youth Pant'S Unisex Design Makes It Appropriate For Boys And Girls, Its Super-Dry Core And Cloth-Like Backing Make The Pant Perfect For Over Night Use. | youth-pants-unisex-large-x-large--5aa.jpg
SKU: CVN70073A | Covidien Curity Youth Pants Medium 45 - 65 lb | The Curity Youth Pant'S Unisex Design Makes It Appropriate For Boys And Girls, Its Super-Dry Core And Cloth-Like Backing Make The Pant Perfect For Over Night Use. | curity-youth-pants-medium-45-65-lb-471.jpg
SKU: DKL360 | Dukal Disposable Scrub Wear and Coveralls Shorts Unisize Dark Blue | DUKAL Scrubwear & Coveralls are made of a durable spunbonded polypropylene making them fluid resistant. | disposable-scrub-wear-and-coveralls-shorts-unisize-dark-blue-97d.jpg
SKU: TIDI10401 | TIDI Products Premium Poly Aprons White 28" x 46" | Reliable protection in an apron design. | premium-poly-aprons-white-28-x-46-9a0.jpg
SKU: MKS18441200 | McKesson General Purpose Apron Bib, APRON DISP 28X46 WHT | McKesson General Purpose Apron Bib, APRON DISP 28X46 WHT 100EA/PK 5PK/CS MCK BRAND. | -general-purpose-apron-bib-apron-disp-28x46-wht--ec3.jpg
SKU: CM7617A | Complete Medical Barrier Bib with Catch Pocket | Barrier Bib with Catch Pocket | barrier-bib-with-catch-pocket-eda.jpg
SKU: TIDI10418 | TIDI Products Apron 28" x 46" White | Premium Poly Aprons. | apron-28-x-46-white--140.jpg
SKU: MKS18441202 | McKesson General Purpose Apron Bib, 28 X 46 Inch | McKesson General Purpose Apron Bib, APRON DISP 28X46 WHT 100EA/PK 5PK/CS MCK BRAND. | general-purpose-apron-bib-28-x-46-inch-ef2.jpg
SKU: ALI910206 | Alimed Smoker's Apron, Heavy-duty, Grey | AliMed Heavy-Duty Smokerâ€™s Apron Wheelchair users should not smoke without a fire-resistant cover-up. Their lap and chest should be covered to help prevent smoking materials from falling between them and the wheelchair. Apron ties around the neck, around the wheelchair arms, and just below the seat for large coverage area. Apron can be folded safely for easy storage. Flame retardant fabric meets NFPA 701. | smokers-apron-heavy-duty-grey-fbc.jpg
SKU: ALI910205 | Alimed Smoker's Apron, Economy, White | AliMed Economy Smoker's Apron is a lightweight, more economical version of the Heavy Duty Smoker's Apron. Helps protect wheelchair user's from falling ashes and smoking debris. Apron must not be folded due to fiberglass content. Flame retardant fabric meets NFPA 701. | smokers-apron-economy-white-ac6.jpg
SKU: SAMP922614 | Sammons Preston GaitSpots | Provide auditory feedback to kicking, heel strike, and toe off. Each KickSpot comes with two squeakers that wrap snugly over the shoe with a hook and loop closure and squeak when in contact with the ground/floor. However, you can turn the KickSpot around and place one of the squeakers against the heel of a shoe, making the KickSpots ideal for reinforcing gait training skills. | gaitspots-d28.jpg
SKU: FAB32-2015 | Skillbuilders Skillbuilders height adjustable child's crawler | Height adjustable child crawler promotes crawling movements when patients need added body support. Should be used to treat children who have ifficutly tolerating movement in space. | skillbuilders-height-adjustable-childs-crawler-538.jpg
SKU: SAMP4814B | Sammons Preston Tumble Forms 2 Scooter Board | Padded suitcaseMeasures 24" in diameterTwo handles for child to holdLong-wearing 2" castersWashable, waterproof coveringWeight capacity: 100 lbs.(45kg)No color choice. | tumble-forms-2-scooter-board-a7a.jpg
SKU: SAMP2774C | Tumble Forms Carrie Collar with Tumble Forms 2 Antimicrobial Protection | This hinged collar supports the jaw line and occipital region to help improve head control, neck flexion and midline positioning. | carrie-collar-with-tumble-forms-2-antimicrobial-protection-c82.jpg
SKU: SAMP80820402 | Sammons Preston Royal Blue Helmet, L | Weighs less than 8 oz. for lightweight protection. Woven chin strap with snap fastener has an adjustable buckle for comfortable fit. Includes one set of four Cushion Pads. Latex free. | royal-blue-helmet-l-eeb.jpg
SKU: SAMP081589837 | Sammons Preston Tan Helmet Extra Extra Small | Weighs less than 8 oz. for lightweight protection. | tan-helmet-extra-extra-small-eeb.jpg
SKU: CVN31163184 | Covidien Devon Prone and Lateral head Positioning | Devon Prone and Lateral head Positioning, Soft Touch Head Positioner | devon-prone-and-lateral-head-positioning-a23.jpg
SKU: MJM191-M | MJM International All Purpose Dual Shower Transfer chair Articulating | Healthcare Grade, Reinforced At All Stress Related Areas, Three Positiong Adjustment Seat/Back Tilts 30 Degrees - 70 Degrees. | all-purpose-dual-shower-transfer-chair-articulating-546.png
SKU: MJM118-3TW-SQPAIL | MJM International Shower Chair with Square Pail 18" Internal Width 3" x 1Â¼" Heavy Duty Threaded Stem Casters | Healthcare Grade, Deluxe Elongated Open Front Seat Enhances Resident Comfort, Anti-Slip Handgrips, Push/Pull Handle And Fast Drying Removable Mesh Back/Sling, Reinforced At All Stress Related Areas, Deluxe Shower Chair With Optional Square Pail, Personal Pocket Pouch. | shower-chair-with-square-pail-18quot-internal-width-3quot-x-1frac14quot-heavy-duty-threaded-stem-casters-577.png
SKU: DRV12445KD-1 | Drive Medical Knock Down Bath Bench with Back and Padded Arms | This bath bench from Drive Medical is designed to provide added security, stability and comfort. The aluminum frame is lightweight and durable, as well as corrosion proof to ensure easy transferring and product longevity. The drainage holes in the seat reduce possible slipping ensuring user safety. The legs are adjustable to accommodate any size user. It also comes with a comfortable backrest and tool-free, removable padded arms. This item is made from recyclable material. | knock-down-bath-bench-with-back-and-padded-arms-2bb.jpg
SKU: MCM12ISV | MedCare Vertically Mounted Infant Station | This vertical infant station will only occupy 8â€ of wall space when not in use. With one hand simply guide the station down into place. | vertically-mounted-infant-station-95c.jpg
SKU: SAMP921525 | Sammons Preston Shower Base For Starfish Bath Chair Shower Base | From the tub to the showerThe optional shower base easily attaches to the Starfish bath chair to bring the child to the ideal height within a strong, stable, maneuverable base14" from floor to baseWidth: 21"Length: 34"Ã¯Â¿Â½ 48"Seat height from floor: 20"Ã¯Â¿Â½28" | shower-base-for-starfish-bath-chair-shower-base-d83.jpg
SKU: SAMP2795T | Sammons Preston Tray for Feeder Seat Systems Blue Adjustable | Use with the Feeder Seat Tray for learning tasks. | tray-for-feeder-seat-systems-blue-adjustable-9bd.jpg
SKU: IDP15.5 | Ideal Products Progressive Incline Board | 45" W x 16" D x 11" H33 lbs. | progressive-incline-board--4ec.jpg
SKU: CLI7114 | Clinton Industries Infant Treatment Changing Table | Table features full shelf, rimmed top on three sides, removable pad and two round stainless steel top rails. | infant-treatment-changing-table-5b2.jpg
SKU: CLI7932 | Clinton Industries "Rainforest Follies" Treatment Table | Table features large storage capacity and adjustable backrest. Also available without adjustable backrest as model number7932-1. | rainforest-follies-treatment-table-42a.jpg
SKU: CERPPRO-930 | Core Products Pelvic Sacral Block | A common positioning tool for a variety of chiropractic techniques. Features a durable nonskid material that keeps blocks in place and prevents slipping. The closed cell foam construction resists absorption of moisture and cleans easily with a damp cloth. Sold in pairs. 5â€ x 4â€ x 8â€ (13cm x 10cm x 20cm) | pelvic-sacral-block-ffe.jpg
SKU: HRMHEMJ1430 | Hermell Face Down Pillow | Now you can lay face down without any strain or stress on your back! The gentle slow of this pillow allows for better comfort for anyone than must lay face down after eye surgery or to relax. | face-down-pillow-a3b.png
SKU: CERPROL-313 | Core Products D Roll Foam Positioning Roll | Great for a variety of comfort and support applications. | d-roll-foam-positioning-roll-e1a.jpg
SKU: CERPROL-315 | Core Products Cervical Foam Roll Blue | Foam Positioning Rolls Natural Assistance for Pain, great for a variety of comfort and support applications. | cervical-foam-roll-blue-905.jpg
SKU: CERPROL-327 | Core Products Firm Cervical Foam Positioning Roll | Great for a variety of comfort and support applications. Tuck under the neck, back, knees or ankles for a comfortable night's sleep or when recuperating from an injury. Small profile makes it easy to achieve proper support without adding extra bulk. Cervical Roll easily fits inside standard pillowcase and offers two levels of elevation, 3.5â€ or 3.â€ D-Roll offers more subtle elevation and greater stability. Precision cut foam in a cotton/polyester cover. | firm-cervical-foam-positioning-roll-794.jpg
SKU: CERPROL-332 | Core Products Performance Rollers Full 36â€ Exercise and Therapy Roller 36â€ x 6â€ 91cm x 15cm | A simple tool to help improve balance and alignment. | performance-rollers-full-36-exercise-and-therapy-roller-36-x-6-91cm-x-15cm-e47.jpg
SKU: CERPUTL-1101 | Core Products Leg Spacer Pillow - Petite | The Leg Spacer is designed to help relieve pressure and strain on the lower back, hips, knees and ankles. Our spacer fits comfortably between your legs and keeps them in alignment with your spine. Helps to relieve pressure on joints and improve circulation to lower extremeties. The special contoured design stays in place and moves with you without the need for straps. Made of precision cut, high quality foam covered in a white sateen-striped fabric. Cover is removable and handwashable. Standard 10â€ x 8â€ x 6â€ (25cm x 20cm x 15cm). Petite 9â€ x 6.5â€ x 5.5â€ (23cm x 17cm x 14cm). | leg-spacer-pillow-petite-c56.jpg
SKU: EGN015-2012 | Elgin Vinyl Covered Rolls, Blue, 8" D x 15" L | Elgin's Adaptive positioning and vestibular rolls are covered with a heavy-duty supple vinyl and filled with high compression urethane foam. These quality Elgin rolls are ideal for institutional use in rehab/physical therapy departments, chiropractic clinics and school programs. Blue. Latex Free. | vinyl-covered-rolls-blue-8-d-x-15-l-9d3.jpg
SKU: EGN015-2015 | Elgin Vinyl Covered Rolls, Blue, 12" D x 36" L | Elgin's Adaptive positioning and vestibular rolls are covered with a heavy-duty supple vinyl and filled with high compression urethane foam. These quality Elgin rolls are ideal for institutional use in rehab/physical therapy departments, chiropractic clinics and school programs. Blue. Latex Free. | vinyl-covered-rolls-blue-12-d-x-36-l-191.jpg
SKU: EGN015-2017 | Elgin Vinyl Covered Rolls, Blue, 8" D x 24" L | Elgin's Adaptive positioning and vestibular rolls are covered with a heavy-duty supple vinyl and filled with high compression urethane foam. These quality Elgin rolls are ideal for institutional use in rehab/physical therapy departments, chiropractic clinics and school programs. Blue. Latex Free. | vinyl-covered-rolls-blue-8-d-x-24-l-68b.jpg
SKU: CERPROL-330 | Core Products Exercise and Therapy Roller | A simple tool to help improve balance and alignment. Performance Rollers can be used during physical or rehabilitation therapy to help with developing core stabilization, stamina and body awareness. Can be used for myofascial release, helping to eliminate trigger points and knots in muscles, increasing range of motion and balancing the body. | exercise-and-therapy-roller-63f.jpg
SKU: CERPROL-331 | Core Products Half 12â€ Exercise and Therapy Roller | A simple tool to help improve balance and alignment. Performance Rollers can be used during physical or rehabilitation therapy to help with developing core stabilization, stamina and body awareness. Can be used for myofascial release, helping to eliminate trigger points and knots in muscles, increasing range of motion and balancing the body. | half-12-exercise-and-therapy-roller-7a2.jpg
SKU: CERPROL-333 | Core Products Half 36â€ Exercise and Therapy Roller | A simple tool to help improve balance and alignment. Performance Rollers can be used during physical or rehabilitation therapy to help with developing core stabilization, stamina and body awareness. Can be used for myofascial release, helping to eliminate trigger points and knots in muscles, increasing range of motion and balancing the body. | half-36-exercise-and-therapy-roller--a73.jpg
SKU: CERPUTL-1100 | Core Products Leg Spacer Pillow Standard | The Leg Spacer is designed to help relieve pressure and strain on the lower back, hips, knees and ankles. Our spacer fits comfortably between your legs and keeps them in alignment with your spine. | leg-spacer-pillow-standard-52f.jpg
SKU: SKIL554025 | Skil Care 30Â° Positioning Wedge With LSll Cover | A bed positioning wedge contoured to an optimum 30 degrees. | 30-positioning-wedge-with-lsll-cover-a84.jpg
SKU: CVN2059 | Covidien Webril Cotton Undercast Padding, Regular Finish, 3" x 12' | Constructed Of 100% Purified Cotton Fibers For Soft And Natural Cushioning. Ideal For Use With Synthetic And Plaster Casting Material. Retains Consistency Wet And Dry. Conforms To All Body Contours. Combination Of Mild Stretch And Cohesiveness, Holds Padding In Place Without Shifting Or Bunching. | #NAME?
SKU: SAMP4768B | Sammons Preston Add-on Leg Abductor Wedge | These versatile wedges are ideal for gross motor activities such as rolling, tumbling, and walking up- or downhill.They also provide comfortable positioning for reading or fine motor activities.Can be used as an alternative to sitting when a child lacks head control, balance or trunk control.Latex free.No color choice. | add-on-leg-abductor-wedge-7fc.jpg
SKU: SAMP2700A | Sammons Preston Roll 6"D x 24"L | This cost-effective line of positioning products provides superior quality. The versatile, economical rolls and wedges complete any treatment program. Antimicrobial protection is built into the Valu-Form coating, and works from within to help prevent odors and wear caused by harmful microorganisms. The antimicrobial protection maintains a cleaner, safer surface that won't wash or wear offâ€”and since it doesn't dissipate, the protection never stops. Valu-Form products remain fresh, odor-free and longer lasting. One-year warranty. (Only comes in a Maroon/Burgundy color). | roll-6d-x-24l-cbe.jpg
SKU: SKIL914451 | Skil Care 30 Degree Bed Wedge with Convoluted surface | Skil-Careâ€™s 30-Degree Positioning Wedge is designed to comply with the Agency for Healthcare Research and Quality (AHRQ) guidelines that recommend a 30-degree angle of incline as optimal for relieving pressure on the hipbone and coccyx. | 30-degree-bed-wedge-with-convoluted-surface-5c9.jpg
SKU: SKIL914452 | Skil Care 30 Degree Bed Wedge with Convoluted surface with LSII Cover | A bed positioning wedge contoured to an optimum 30 degree. | 30-degree-bed-wedge-with-convoluted-surface-with-lsii-cover--afd.jpg
SKU: SAMP2825 | Sammons Preston Versa FormÂ® Vacuum Pump | Single-handed operation, to form the pillow at various points while removing air. | versa-formreg-vacuum-pump-a64.jpg
SKU: FAB20-4003B | CanDo Cando swim belt, four oval floats, blue | Four oval floats, Blue; Smooth, comfortable fit while in the water! The belts have an adjustable strap with dual locking buckle to help provide a comfortable experience. | cando-swim-belt-four-oval-floats-blue-4d4.jpg
SKU: FAB20-4003R | CanDo Cando swim belt, four oval floats, red | Four oval floats, Red; Smooth, comfortable fit while in the water! The belts have an adjustable strap with dual locking buckle to help provide a comfortable experience. | cando-swim-belt-four-oval-floats-red-1e5.jpg
SKU: FAB20-4021R | CanDo Cando hand bars, pair, red | Red pair- Two 5 1/2" x 2 1/2" floats on 12" bar. For upper-body workouts that have non-slip hand grips. | cando-hand-bars-pair-red-b36.jpg
SKU: FAB20-4040B | CanDo Ankle Cuffs Pair Blue | Pair, Blue. Superior comfort and durability. Resistance for leg workouts. Adjustable. | ankle-cuffs-pair-blue-918.jpg
SKU: FAB20-4101R | CanDo Cando classic kickboard, adult, red | Adult; "Classic" Red; Embrossed non-slip surface and countoured handgrips. "Classic" will help you maintain proper body positioning. "Champion" promotes correct body positioning and form during training. Has several hand positioning locations, side handgrips. | cando-classic-kickboard-adult-red-c2a.jpg
SKU: WHHAW-606 | Whitehall Manufacturing Little Champ Whirlpool Standard Model | Despite its diminutive size, the Little Champ is the most versatile and portable stainless steel whirlpool on the market today. It is designed with podiatrists and hand therapists in mind, with a simplicity aimed to increase ease of operation. This powerful little whirlpool is constructed in the same fashion as the big boys; the tank is welded and polished with a seamless coved bottom and includes a drain for complete water evacuation. It can be used on a table-top, floor, or stand and has a variable speed turbine to provide strong therapeutic current. | little-champ-whirlpool-standard-model-520.jpg
SKU: WHHS-85-M | Whitehall Manufacturing 85 Gallon Sports Whirlpool Mobile | Based on the needs expressed to us by athletic trainers across the nation, Whitehall responded with a full line of whirlpools specifically designed for the treatment and prevention of sports-related injuries. These units offer recuperative and healing therapy to the extremities, hips, back and shoulder areas, plus they are long enough to accommodate larger athletes. This option provides a standard mobile unit. | 85-gallon-sports-whirlpool-mobile-c65.jpg
SKU: IDPRR32 | Ideal Products Universal Wall Storage Rack | Universal Wall Storage Rack | universal-wall-storage-rack--312.jpg
SKU: SAMP7297 | Sammons Preston Cane Crutch Roll and Walker Storage Rack | This attractive, 66" long, wall-mounted rack holds up to twelve 6" or 8" diameter rolls or six of the larger sizes. | cane-crutch-roll-and-walker-storage-rack--1de.jpg
SKU: SAMP081510395 | Sammons Preston TheraBand Exercise Ball Stackers | Keep your gym clean organized and your exercise and stability balls right where you want them! The TheraBand Exercise Ball Stackers are designed to organize exercise balls on top of each other to save room and prevent rolling in tight spaces or large rooms. These stackers are sold in a set of three and are excellent for use in rehabilitation centers, personal or professional gyms and physical therapy offices. | theraband-exercise-ball-stackers-667.jpg
SKU: CLI7029 | Clinton Industries Mobile Cuff Weight and Band Rac | Mobile cuff and band Rac | mobile-cuff-weight-and-band-rac-883.jpg
SKU: HAU8250 | Hausmann Industries Thera-Wall Therapy Storage Cabinet Model | Thera-Wall Therapy Storage Cabinet Model Includes upper dispenser for optional REP Bandsâ„¢. (2) 10-hook metal wire racks on both interior sides to hold (20) optional dumbbells. Almond-coated pegboard panel on inside back to hold (16) optional HuggerÂ® Weights. Includes (11) pegboard hooks. | thera-wall-therapy-storage-cabinet-model-eab.jpg
SKU: HAU5555 | Hausmann Industries Economy Wall Dumbbell Rack | Economy wall dumbbell rack Black powder coated metal rack attaches easily to any wall. | economy-wall-dumbbell-rack-1f4.jpg
SKU: HAU5594 | Hausmann Industries Exercise Rack Station | Exercise rack station | exercise-rack-station-d4e.jpg
SKU: CM5516 | Kangoo Designed Products Cane and Crutch Rack |  | cane-and-crutch-rack-2dd.jpg
SKU: CMMWR65 | Rehab World Combo Dumbell And Weight Storage Rack | Mobile storage of weights and banding. | combo-dumbell-and-weight-storage-rack-c8e.jpg
SKU: AKM09185BLUE | Akro Mils Tool Caddy | Convenient, portable, rugged Tote Caddy. One-piece, industrial-grade, molded polymer for lasting durability. | tool-caddy--a0c.jpg
SKU: HAU5565 | Hausmann Industries Combo Weight Dumbbell Mobile Rack | Almond pegboard panel on front of rack for storage of optional HuggerÂ® Weights, includes (11) hooks. | combo-weight-dumbbell-mobile-rack-ae6.jpg
SKU: HAU5565-100 | Hausmann Industries Accessorized Combo Weight Dumbbell | Accessorized combo weight dumbbell mobile rack | accessorized-combo-weight-dumbbell--993.jpg
SKU: IDPRR31 | Ideal Products Crutch And Walker Storage | Wall storage for crutches, canes, walkers and rolls. | crutch-and-walker-storage-d86.jpg
SKU: IDPBSR40 | Ideal Products Ball Racks-Standard Round | Ideal Products Medicine Ball Racks Features: Pick 1 of 3 styles: free standing wall-mounted or rebounder attachment.Ideal Products Medicine Ball Rack - Standard Square is meant specifically for the Ideal Products ''Back at ya'' Rebounder Package - Square Standard. This bolts onto the rack of the rebounder for safe easy to reach storage | ball-racks-standard-round-638.jpg
SKU: IDPBSR44 | Ideal Products Ball Racks-Standard Square | Ball Racks-Standard Square | ball-racks-standard-square-d8d.jpg
SKU: IDPKBR250 | Ideal Products Kettlebell Storage, 34" W x 15" D x 21" H, 250 lb | Economical storage of kettlebell weights, Designed for small kettlebell weights, Grey powdercoat finish, 250 lb. total capacity (20 kettlebells), Minor assembly required, 34â€œ W x 15â€œ D x 21â€œ H, 21 pound parcel shipment. | kettlebell-storage-34-w-x-15-d-x-21-h-250-lb-e74.jpg
SKU: SAMPA873515 | Sammons Preston Portable Mirror with Weight Rack | All the features of the Mobile Weight Storage Rack but with a mirror on one side. | portable-mirror-with-weight-rack-681.jpg
SKU: CLI5114M | Clinton Industries Gray Kiosk | Creative slim design combines aesthetic appeal and function. (Weights and other items not included.) Minimum floor space requirement | gray-kiosk-4d9.jpg
SKU: CLI5105F | Clinton Industries Basic BandRac - 36-1/2" Width | Basic Band Rac | basic-bandrac-36-1-2-width-b6f.jpg
SKU: CLI7027 | Clinton Industries Mobile Cuff Weight and Dumbbell Rac | Clinton Industries' Mobile Cuff Weight and Dumbbell Rac is designed with a solid surface, and no pegboard to chip. The cuff weight sliding hook system makes lateral positioning fast and easy. The strong poly-carbonate dumbbell rods are angled for added stability, and with a protective bumper molding around ends, the rack holds up to 32 cuff weights and 22 dumbbells. The product is easy-to-clean, due to its all laminate construction.Cuff weights and dumbbells are not included with this product. | mobile-cuff-weight-and-dumbbell-rac-c87.jpg
SKU: CLI7031 | Clinton Industries Double Weight Rac | Holds up to 32 cuff weights and 22 dumbbells | double-weight-rac-a64.jpg
SKU: CLI6154 | Clinton Industries MirrorRac | 6 independent, quick-change positions for holding your choice of exercise band (50 yds., hollow core center only) and/or tubing. (Tubing spools sold separately. All items shown not included.) | mirrorrac-c37.jpg
SKU: CLI5516 | Clinton Industries Roll/Cane/Crutch Rac | Roll/Cane/Crutch Rac | roll-cane-crutch-rac-ada.jpg
SKU: IDP27.300M | Ideal Products Therapy Bar Storage Rack | Wall storage for weight bars. | therapy-bar-storage-rack-a19.jpg
SKU: IDPMWR35 | Ideal Products Cuff Weight Storage, 22" W x 22" D x 42" H, 200 lb. | Mobile storage for up to 200 lbs. of cuff weights, White vinyl pegboard, Steering handles built-in,Grey powdercoat finish, 10 weight hooks included, 200 lb. total capacity, 3" swivel casters, Lower bulk storage trays , 22" W x 22" D x 42" H, 35 pound parcel shipment. | cuff-weight-storage-22-w-x-22-d-x-42-h-200-lb-c01.jpg
SKU: IDPWRS61 | Ideal Products Cuff Weight Wall Storage | Keep your weights on the wall, out of the way. | cuff-weight-wall-storage-3c6.jpg
SKU: IDPWRS62 | Ideal Products Cuff Weight Wall Storage, 33" W x 3" D x 2" H, 90 lb, 12 swivel hooks per base | Keep your weights on the wall, out of the way, Polished stainless steel construction, 12 swivel hooks per base , 90 lb. total capacity per base, Wall mounting hardware included, Mounts on 16" centers, 33" W x 3" D x 2" H, 2 pound parcel shipment. | cuff-weight-wall-storage-33-w-x-3-d-x-2-h-90-lb-12-swivel-hooks-per-base-fbd.jpg
SKU: IDP2084P | Ideal Products Cuff Weight Mobile Storage, 33" W x 14" D x 29" H, 200 lb | Low-profile mobile cuff weight storage, Welded steel construction, Grey powdercoat finish, 16 hooks built-in, 200 lb. total capacity, 3â€œ swivel casters, Mostly assembled, Lower bulk storage tray, 33â€œ W x 14â€œ D x 29â€œ H, 28 pound parcel shipment. | cuff-weight-mobile-storage-33-w-x-14-d-x-29-h-200-lb-80b.jpg
SKU: IDPCWR55 | Ideal Products Combo Weight Storage, 24" W x 21" D x 51" H, 200 lb | Economy storage for cuff weight, dumbbells and banding, White vinyl pegboard on both sides, Grey powdercoat finish, 200 lb. total capacity, 3" swivel casters, Holds up to 3 rolls of banding, Some assembly required, Lower bulk storage tray, 24" W x 21" D x 51" H, 51 pound parcel shipment. Oversized box. | combo-weight-storage-24-w-x-21-d-x-51-h-200-lb-dbb.jpg
SKU: IDPHWR27 | Ideal Products Dumbbell Storage | Stationary storage of dumbbells, 10 pounds and lighter, Designed for our smaller dumbbells. | dumbbell-storage-7d3.jpg
SKU: IDPVWR30 | Ideal Products Dumbbell Storage, 3" W x 3" D x 48" H, 60 lb | Vertical wall storage takes up minimal floor space, Welded steel construction, Grey powdercoat finish, 60 lb. total capacity, 10 hooks, Minor assembly required, 3" W 3" D x 48" H, 11 pound parcel shipment. | dumbbell-storage-3-w-x-3-d-x-48-h-60-lb-d1c.jpg
SKU: IDPVFR20 | Ideal Products Dumbbell Storage, 31" W x 24" D x 47" H, 150 lb | Convenient pyramid shape for 20 dumbbells, Welded steel construction, Grey powdercoat finish, 150 lb. total capacity, 20 hooks, Minor assembly required, 31" W x 24" D x 47" H, 24 pound parcel shipment. | dumbbell-storage-31-w-x-24-d-x-47-h-150-lb-871.jpg
SKU: IDPMBR60 | Ideal Products Medicine Ball Storage Rack | A free standing storage rack for medicine balls. Welded steel frame construction. Grey powdercoat finish. Holds 6 balls. Balls sold separately. | medicine-ball-storage-rack-035.jpg
SKU: EGN004-WCD56 | Elgin Excel StorAll Combo Storage System, 400" | StorAll Mobile Combo Storage Racks add a clean, professional look to any rehab and therapy facility. A thoughtful design and the highest quality materials offer solid construction, safety and organization. The Excel StorAll features 2 oversized pegboards for the storage of over 100 cuff weights. Two chrome-plated steel dumbbell racks will store up to 20 vinyl coated dumbbells. All models have the following standard features: Super strong welded-steel 1" tubular frames powder-coated in an attractive white high-gloss finish. 400â€‰lb. capacity. Contemporary-looking 21/2" heavy-duty double casters for smooth, quiet mobility. White satin-finished vinyl-laminated pegboard Dimensions: 24"â€‰W x 53.5"â€‰H x 24"â€‰D All StorAll's ship via UPS - 72â€‰lbs. each. Ample Cuff Weight Storage Space - Fits over 50 Cuffs The Excel Rack comes with Two 10-Place Chrome Dumbbell Racks; each Rack Fits 2/ea. 1-10 Dumbbells Each Excel Value Package comes with: 1ea. 18pc. Elgin Brand Cuff Weight Set 2ea. 10pc. Dumbbell sets | excel-storall-combo-storage-system-400-dd3.jpg
SKU: EGN004-WCD56P | Elgin Excel Storall Combo Storage System Value Package | StorAll Mobile Combo Storage Racks add a clean, professional look to any rehab and therapy facility. A thoughtful design and the highest quality materials offer solid construction, safety and organization. The Excel StorAll features 2 oversized pegboards for the storage of over 100 cuff weights. Two chrome-plated steel dumbbell racks will store up to 20 vinyl coated dumbbells. All models have the following standard features: Super strong welded-steel 1" tubular frames powder-coated in an attractive white high-gloss finish. 400â€‰lb. capacity. Contemporary-looking 21/2" heavy-duty double casters for smooth, quiet mobility. White satin-finished vinyl-laminated pegboard Dimensions: 24"â€‰W x 53.5"â€‰H x 24"â€‰D All StorAll's ship via UPS - 72â€‰lbs. each. Ample Cuff Weight Storage Space - Fits over 50 Cuffs The Excel Rack comes with Two 10-Place Chrome Dumbbell Racks; each Rack Fits 2/ea. 1-10 Dumbbells Each Excel Value Package comes with: 1ea. 18pc. Elgin Brand Cuff Weight Set 2ea. 10pc. Dumbbell sets | excel-storall-combo-storage-system-value-package-bd5.jpg
SKU: EGN004-WCD58P | Elgin StorAll Deluxe Combo Storage Rack, 400 lb | StorAll Mobile Combination Storage Systems blend intelligent design with superior craftsmanship as only Elgin can do. With 4 different configurations in which to choose, you can pick the exact system that matches your needs. Highest quality materials offer solid construction, safety and organization for your clinical space.Deluxe Includes: (24) weight cuff hooks, (2) vinyl-laminated pegboards, (6) dowels for 50 yd. Thera-Band, (1) 10-place chrome-plated steel dumbbell rack & (2) steel half shelves plus a full top & bottom shelf. | storall-deluxe-combo-storage-rack-400-lb-2d5.jpg
SKU: EGN004-WCD58P | Elgin StorAll Deluxe Combo Storage Rack, 400 lb | StorAll Mobile Combination Storage Systems blend intelligent design with superior craftsmanship as only Elgin can do. With 4 different configurations in which to choose, you can pick the exact system that matches your needs. Highest quality materials offer solid construction, safety and organization for your clinical space.Deluxe Includes: (24) weight cuff hooks, (2) vinyl-laminated pegboards, (6) dowels for 50 yd. Thera-Band, (1) 10-place chrome-plated steel dumbbell rack & (2) steel half shelves plus a full top & bottom shelf. | storall-deluxe-combo-storage-rack-400-lb-2d5.jpg
SKU: CLI5140 | Clinton Industries Zeus SuperRac | 6 independent, quick-change positions for holding your choice of exercise band (50 yds, hollow core center only) and/or tubing. (Tubing spools sold separately. All items shown not included.) | zeus-superrac--7ec.jpg
SKU: CLI7124 | Clinton Industries Combo Mirror Cuff Weight & Dumbbell Rac | Combo mirror cuff weight & dumbbell rac Sleek designed cuff weight/dumbbell rac and mirror combo provides easy access, and storage. (Items shown not included.) | combo-mirror-cuff-weight-dumbbell-rac-cd9.jpg
SKU: CLI5-2323 | Clinton Industries Extra Large Step Stool | Extra large step stool | extra-large-step-stool-afc.jpg
SKU: CLI7121 | Clinton Industries Combo Mirror/Cuff, Band & Dumbbell Rac | Combo mirror/band/cuff/dumbbell | combo-mirror-cuff-band-dumbbell-rac-e09.jpg
SKU: GF1799-9133 | Grafco First Aid Travel Kit | The Grafco Plastic Travel First Aid Kit is packaged in a sturdy carry anywhere case and contains a variety of first aid items, including plastic strips, bandages, ammonia inhalants, cotton, scissors, adhesive tape, sterile pads, first aid creams, and antiseptic wipes. The kit is ideal for autos, campers, or any place where space and weight is limited. Travel First Aid Kits by Grafco are proudly made in the USA. | first-aid-travel-kit-66d.jpg
SKU: JON008295 | Johnson & Johnson First Aid Kit To Go | Johnson & Johnson's First Aid Kit To Go can be used to Clean, Treat, and Protect Minor cuts and scrapes. | first-aid-kit-to-go-0da.jpg
SKU: ROSCDQ9275W1 | Roscoe Medical SoundCare Plus Wand 1 cm Head | SoundCare Plus Ultrasound Wand : 1cm Head : Includes Wand with Head and Cable Attached | soundcare-plus-wand-1-cm-head-300.jpg
SKU: ROSCDQ9275W5 | Roscoe Medical SoundCare Plus Wand 5 cm Head | SoundCare Plus Ultrasound Wand, 5 cm Head. Includes Wand with Head and Cable Attached. | soundcare-plus-wand-5-cm-head-bbc.jpg
SKU: SAMP925116 | Cramer Sports Medicine Matt-Kleen All Purpose Disinfectant Cleaner | Highly concentrated fungicidal disinfectant requires only 2 oz. to make one full gallon of solution. | matt-kleen-all-purpose-disinfectant-cleaner-f38.jpg
SKU: SAMP929218 | Sammons Preston Hydrocortisone Cream 1% 1 Oz Tube | The strongest non-prescription strength formula available. Provides temporary relief of irritation and itching due to poison ivy, insect bites, soaps, detergents, eczema and dermatitis. | hydrocortisone-cream-1-1-oz-tube-692.jpg
SKU: SAMP550981 | Sammons Preston Bacitracin Antibiotic Ointment | Use for minor cuts, burns, and abrasions to kill a wide variety of organisms. | bacitracin-antibiotic-ointment-3d9.jpg
SKU: SAMP558466 | Sammons Preston Four Flag Exam Room Status Signals | Sammons Preston Four Flag Exam Room Status Signals lets you set up your own color-coded system to signal exam room status. Each scratch-resistant flag is held with tensioning springs that move independently. The back plate is made with high-quality Plexiglas, and mounts easily with two screws, (included). In primary colors. | -four-flag-exam-room-status-signals-6c4.jpg
SKU: 3PTP1008-S | 3 Point Products Oval 8 Sizing Set | Oval-8Â® Finger Splints are conveniently packaged in multiple offerings to assure the correct mix of splints at the best value depending on your needs. | oval-8-sizing-set--e6b.jpg
SKU: BRA75115 | Brandt Industries 6 Inch Exercise Skates | 6 Inch exercise skates | 6-inch-exercise-skates-c62.jpeg
SKU: BRA75125 | Brandt Industries Exercise Skate 12" | The Brandt Arm Skate is designed to provide range-of-motion exercise for arms and shoulders. This Exercise Skate has a 6 inch by 12 inch padded surface that is removable, and has padded fastening straps that can hold the arm in place. Our Exercise Skates provide aid in movement of joints and muscles, facilitates various exercises, and may be used on floor or table. Our 12 Inch Exercise Skates are ideal for physical therapy facilities and for home personal use. | exercise-skate-12-6cd.jpg
SKU: THDIBLRA | RangeMaster BlueRanger Over door Shoulder Pulleys | The Blue Ranger economy shoulder pulley is an affordable overdoor shoulder pulley. | blueranger-over-door-shoulder-pulleys-9f1.jpg
SKU: THDIBLRA-MB | RangeMaster Therapeutic Dimensions BlueRanger Shoulder Pulley Metal Bracket | The RangeMaster BlueRanger Over-door Shoulder Pulleys provide gentle and effective shoulder rehab for patients recovering from shoulder surgery, breast cancer surgery or shoulder injury. The Over-door Pulley allows any door to be used as a range of motion station for shoulder rehab and is offered with either a compact metal door bracket or the patented Thera-Loop non-slip woven door anchor. The Shoulder Rehabilitation Pulley features a custom-made, self-lubricating nylon-roller pulley for smooth and quiet operation. The Overhead Shoulder Pulley features an eye-catching blue adjustable length cord to accommodate patients of any height. The RangeMaster Shoulder Pulley is ideal for restoring range-of-motion in the home or clinical setting.The BlueRanger attaches to the door via the over-door metal bracket for the BLRA-MB or by closing the Thera-Loop Woven Anchor in the door jamb for the BLRA. A patient then grips the molded rubber handles on either end of the cord and provides lift by downward force on the cord from the uninjured arm. Breast cancer survivors, patients recovering from shoulder surgery or rehabilitating frozen shoulder, torn rotator cuff or arthritis can restore range-of-motion in a safe and effective home treatment. | therapeutic-dimensions-blueranger-shoulder-pulley-metal-bracket--69e.jpg
SKU: SAMP5277 | Sammons Preston Resistive Pinch Exerciser | Graded for increasing pinch strength and coordination. | resistive-pinch-exerciser-929.jpg
SKU: SAMP5349 | Sammons Preston Hand Shuttle | Promotes thumb opposition, abduction and finger extension while introducing speed and accuracy to coordination/dexterity training. | hand-shuttle-739.jpg
SKU: THDIBLRA-MB-RP | RangeMaster Shoulder Pulley with Metal Bracket and Self Locking Handle Retail Package | The Blue Ranger is RangeMaster's high quality, low cost shoulder exerciser with innovative molded plastic handles and a quick line length adjustment feature. | shoulder-pulley-with-metal-bracket-and-self-locking-handle-retail-package-8ba.png
SKU: PRWDP0057IC | Power Web Hand Exerciser Junior Yellow Level 1 | LEVEL 1 (Yellow) for children, geriatrics, beginning strength programs, athritics, carpel tunnel. | hand-exerciser-junior-yellow-level-1--1c7.jpg
SKU: PRWDP0060IC | Power Web Hand Exerciser Junior Latex Free Orange Level 2 | LEVEL 2 (Orange NON-LATEX) Most popular for all around use strengthening, flexibility, injury rehabilitation, sports, fitness. | hand-exerciser-junior-latex-free-orange-level-2--8b0.jpg
SKU: PRWDP0059IC | Power Web Hand Exerciser Junior Green Level 3 | LEVEL 3 (Green) for more advanced rehabilitation, strengthening, sports, fitness, injury prevention. | hand-exerciser-junior-green-level-3--f2b.jpg
SKU: THDIPKRA | Therapeutic Dimensions Shoulder Pulley | The PinkRanger Shoulder Pulley is an affordable overdoor shoulder pulley. | shoulder-pulley-b1f.jpg
SKU: THDIPK-PULLEY | Therapeutic Dimensions PinkPulley Shoulder Pulley | The RangeMaster PinkPulley is a high quality, low cost shoulder pulley. | pinkpulley-shoulder-pulley-7cb.jpg
SKU: SAMP960634 | Rolyan Shoulder Arc Single Curve | Arc includes 24 movable colored tabs for ROM exercises. | shoulder-arc-single-curve-116.jpg
SKU: GF1001P | Grafco Exercise Pulley Traction Set | Exercise Pulley Set | exercise-pulley-traction-set-623.jpg
SKU: HAUS-950 | Hausmann Industries Economy Wall Mounted Overhead Pulley | Economy Wall Mounted Overhead Pulley, | economy-wall-mounted-overhead-pulley-916.jpg
SKU: FAB10-0813 | CanDo Power Grip 3-spring Variable Tension 10 100 lbs. | 3-Spring variable tension: An adjustable hand grip that has 3 springs to provide variable tension ranging from 10-100 lbs each | power-grip-3-spring-variable-tension-10-100-lbs-c1e.jpg
SKU: FAB10-0816 | CanDo Power Grip Adjustable Grip 5-50 lbs. | Adjustable grip has 10 settings from 5-50 pounds. | power-grip-adjustable-grip-5-50-lbs-d57.jpg
SKU: FAB01-8025 | CanDo Magneciser Shoulder Exerciser | The CanDo Magneciser vertical shoulder exerciser (shoulder wheel) with height adjustable wall mount offers ultra-quiet magnetic, bi-directional resistance. | magneciser-shoulder-exerciser-27a.jpg
SKU: FAB10-0714 | CanDo Magneciser III Table Top Shoulder Arm Wrist UB | Improve circulation, muscle strength and range of motion. | magneciser-iii-table-top-shoulder-arm-wrist-ub-dff.jpg
SKU: FAB10-0715 | CanDo Magneciser IV 3 in 1 Exerciser Shoulder Finger Wrist Elbow Wall Mounted | Quiet magnetic, bi-directional resistance system. | magneciser-iv-3-in-1-exerciser-shoulder-finger-wrist-elbow-wall-mounted-0e8.jpg
SKU: FAB10-0716 | CanDo Magneciser II Upper Lower body Wall Mounted Height Adjustements | This magneciser has an adjustable height which allows for sitting, standing, or wheelchair access. | magneciser-ii-upper-lower-body-wall-mounted-height-adjustements-590.jpg
SKU: EGN026-26100 | Elgin Thera Band Light Flexbars Red | The Thera-Band FlexBar is a lightweight, easy-to-grip, portable resistance exerciser for improving dexterity, mobility and grip strength; and for rehabilitating and strengthening hands, wrists, forearms and shoulders. | thera-band-light-flexbars-red-8a4.jpg
SKU: EGN026-26101 | Elgin Thera-Band Medium Flexbars, Green | The Thera-Band FlexBar is a lightweight, easy-to-grip, portable resistance exerciser for improving dexterity, mobility and grip strength; and for rehabilitating and strengthening hands, wrists, forearms and shoulders. Increasing diameters increase resistance for each of the three color-coded Flexbars. | thera-band-medium-flexbars-green-a27.jpg
SKU: EGN026-26102 | Elgin Thera-Band Heavy Flexbars, Blue | The Thera-Band FlexBar is a lightweight, easy-to-grip, portable resistance exerciser for improving dexterity, mobility and grip strength; and for rehabilitating and strengthening hands, wrists, forearms and shoulders. Increasing diameters increase resistance for each of the three color-coded Flexbars. | thera-band-heavy-flexbars-blue-e30.jpg
SKU: EGN031-FG602 | Elgin Flexi Grip Hand Exercise Putty 2 oz Progressive Pack | Flexi-Grip Hand Exercise Putty features 6 color-coded resistances. Begin your progressive resistance exercise program with the TAN or YELLOW and gradually increase the resistance as your hand gains strength. | flexi-grip-hand-exercise-putty-2-oz-progressive-pack-eea.jpg
SKU: EGN031-FGE | Elgin Flexi-Grip Hand Exercise Putty, Empty Plastic Containers + Lids - Fits 2oz.-4oz. Putty | Flexi-Grip Hand Exercise Putty features 6 color-coded resistances. Begin your progressive resistance exercise program with the TAN or YELLOW and gradually increase the resistance as your hand gains strength. Exercising with Flexi-Grip Putty promotes increased blood flow, ROM (range of motion), grip strength, wrist strength and dexterity. | flexi-grip-hand-exercise-putty-empty-plastic-containers-lids-fits-2oz-4oz-putty-968.jpg
SKU: WHHS-85-S | Whitehall Manufacturing 85 Gallon Sports Whirlpool Stationary | Based on the needs expressed to us by athletic trainers across the nation, Whitehall responded with a full line of whirlpools specifically designed for the treatment and prevention of sports-related injuries. These units offer recuperative and healing therapy to the extremities, hips, back and shoulder areas, plus they are long enough to accommodate larger athletes. This option provides a standard stationary unit. | 85-gallon-sports-whirlpool-stationary-b2d.jpg
SKU: CM2057 | Complete Medical Overdoor Shoulder Pulley Exercise Kit | A shoulder range-of-motion exerciser. | overdoor-shoulder-pulley-exercise-kit-ee3.jpg
SKU: SAMP5083 | Sammons Preston Bilateral Sander | Made of durable wood. Plastic gliders on underside will not damage work surfaces. Five pairs of interchangeable handles included. | bilateral-sander-843.jpg
SKU: SAMP5107 | Sammons Preston Finger Extension Remedial Game | Heavy pressed board with nonskid feet. Two sided: turn over the checkerboard for a solitaire jumping game. 32 square plastic checkers with VelcroÂ® hook & loop playing surface gives desired resistance. | finger-extension-remedial-game-f8d.jpg
SKU: SAMP5266 | Sammons Preston Economy Arm Skate | Contoured arm skate on quiet ball-bearing casters measures 6" x 12". | economy-arm-skate-20c.jpg
SKU: SAMP5291 | Sammons Preston Rolyan Graded Rom Arc | Arc easily adjusts to 15", 20", 25" and 30" heights. | rolyan-graded-rom-arc-b0f.jpg
SKU: SAMP5329 | Sammons Preston Two Tiered Horizontal Bolt Board | High-quality lacquered wood with felt-covered bottom to prevent surface mar. | two-tiered-horizontal-bolt-board-11c.jpg
SKU: SAMP550903 | Sammons Preston Shoulder Ladder | Every 6th step is color-coded to provide visual feedback as ROM increases. | shoulder-ladder-291.jpg
SKU: SAMP2285 | Sammons Preston Shoulder Abduction Ladder | This 56" hardwood unit has 33 steps, each 2-1/2"W x 1-1/2"H. Natural finish. Latex free. | shoulder-abduction-ladder-7b7.jpg
SKU: SAMP563664 | Sammons Preston Blue | Isometric hand exerciser is made from soft cotton/Lycra fabric. | blue-0b8.jpg
SKU: SAMP7441 | Sammons Preston Wrist Exerciser | Allows patients to perform flexion and extension exercises anywhere. | wrist-exerciser-5d7.jpg
SKU: SAMP925326 | Sammons Preston Thumb Oppociser Exerciser | Specially designed to assist in strengthening the opponens. Features adjustable tension provided by rubber bands in one size. Suede thumb pad. | thumb-oppociser-exerciser-4b6.jpg
SKU: SAMPA4141 | Rolyan Pronation Supination Wheel | Comfortable hand bar can accommodate any size hand and flexion glove if necessary. | pronation-supination-wheel-361.jpg
SKU: SAMPA4152 | Sammons Preston Rolyan Sensory ReEducation Wands | When small surface contact is indicated in a sensory re-education program, the wands provide an easy-to-use gradable system. | rolyan-sensory-reeducation-wands-c45.jpg
SKU: SAMPA64910 | Sammons Preston Exercise Stik Unweighted | Compact, durable upper extremity exerciser strengthens forearms, wrists and fingers. | exercise-stik-unweighted-afa.jpg
SKU: ALI73976 | Alimed Gripp Squeeze Ball Assorted | GrippÂ® Squeeze Ball builds strength and endurance in hands, wrists, and forearms. Reduces stress. Available in three tension levels: Soft, Medium, and Firm. Or buy a kit of all three. 4"D. | gripp-squeeze-ball-assorted-07b.jpg
SKU: ALI5460 | Alimed Swanson Grip-X Therapeutic Grade, Soft Blue | Swanson Grip-X is an isometric exerciser that is ideal for strengthening grip and forearm musculature. Developed by Alfred B. Swanson, M.D., FACS, and Mary DeBoer, RPT, for hand rehabilitation after finger-joint arthoplasty. Grip-X is shaped to fit inside flexed fingers and support the MP joints during isometric exercise of the forearm. Choose from three, color-coded firmnesses. Effective exercise for improving golf and tennis grip. PVC rubber. Select a set of three Grip-X, one of each grade. | swanson-grip-x-therapeutic-grade-soft-blue-da5.jpg
SKU: SAMP927913 | Sammons Preston Original Home Ranger Shoulder Pulley | Original Home Ranger Shoulder Pulley. | original-home-ranger-shoulder-pulley-4dc.jpg
SKU: SAMP5023 | Sammons Preston Grahamizer Ii Upper Extremity Exerciser, Clinic Model | Use for upper extremity exercise in the treatment of CVAs, stiff shoulders and neurological difficulties.Increases shoulder, elbow and upper arm ROM, endurance and strength.Double pivot system is adjustable, allowing a greater arc of exercise circumference.Contoured, padded 12" arm skate has high-quality ball-bearing pivot hardware, Velcro fastening and a removable molded hand cone.Features include a double revolving design on a 15Ã¯Â¿Â½" x 18" wood base with three nonskid feet.Portable and made of high-strength, lacquered birch plywood.Latex free. | grahamizer-ii-upper-extremity-exerciser-clinic-model-3fd.jpg
SKU: SAMP5093 | Sammons Preston Therapy Putty Set Of Five | Bleedproof, nontoxic, clean and non-oily, Therapy Putty leaves no residue and won't fragment, separate, stain or stick to skin. | therapy-putty-set-of-five-f6a.jpg
SKU: SAMP5189 | Sammons Preston Shoulder Exercise Ladder | Moving dowel rod on the adjustable-angle stand permits work on different muscle groups. Adding cuff weights increases resistance. Lightweight and portable. 18-3/4" x 23-1/4", with 36" bar. Latex free. | shoulder-exercise-ladder-1cc.jpg
SKU: SAMP5264 | Sammons Preston Finger Platter | A multipurpose therapeutic exercise tool of durable, hard, rubber-like material.Ideal for blocking exercises.Includes instruction manual.5" diameter.Latex free. | finger-platter-6ee.jpg
SKU: SAMP5274 | Sammons Preston Range-Of-Reach Exercise Device | Improves range of reach by having client place eight 17-3/4"-long wooden dowels into the 5" x 20" FormicaÂ® base.Dowels can be cut to preferred size, and they can be stored under the base with VelcroÂ® fasteners.Base has nonskid rubber feet and 12 placement holes.Includes 24 washers.Latex free. | range-of-reach-exercise-device-613.jpg
SKU: SAMP5287 | Sammons Preston Finger Prehension Task | Twisting motion increases finger strength and dexterity.The lightweight, portable device is ideal for mobile therapy.Durable construction allows years of use.Finger task rods progress from 3/16" to 1/2".Measures 12" x 12".Latex free. | finger-prehension-task-f53.jpg
SKU: SAMP5288 | Sammons Preston Jux-A-Cisor Arm Exerciser | A wire tree with 25 bends in 60" of 1/8" tempered-steel wire. | jux-a-cisor-arm-exerciser-9cd.jpg
SKU: SAMP5293 | Sammons Preston Extend-Your-Reach Exerciser | Wooden yardstick and 24 clothespins included.Clothespin resistance can be graded by adding or removing rubber bands (not included).Ideal for clinic or home use.Wooden storage box measures 9Ã¯Â¿Â½" square x 5Ã¯Â¿Â½" deep.Latex free. | extend-your-reach-exerciser-e07.jpg
SKU: SAMP5325 | Sammons Preston Thumb Exerciser | Provides adjustable resistance and excursion to thumb flexors.Also for individual finger resistance exercises.Resistance provided by rubber bands.Extra bands included.Latex free. | thumb-exerciser-a27.jpg
SKU: SAMP5328 | Sammons Preston 25 Hole Pegboard with Colored Pegs | The 10" square lacquered pegboard has 25 holes spaced 1" apart, into which 25 1" round color pegs (red, blue, yellow and green) can be inserted. | 25-hole-pegboard-with-colored-pegs-c8b.jpg
SKU: SAMP5335 | Sammons Preston Push-Up Blocks | High-density 8Ã¯Â¿Â½" x 5" base with nonskid rubber feet on bottom.Adjustable metal legs vary height from 6" to 8".Slip-resistant contoured rubber hand grips.Set of two.Latex free. | push-up-blocks-999.jpg
SKU: SAMP2610 | Sammons Preston Wall-Mounted Overhead Pully System | Designed to strengthen weakened shoulders and arms for patients in recovery or physical therapy, Sammons Preston's overhead pulley system comprises a wall-mounted bracket assembly, two swivel pulleys, a weight holder assembly, and a handgrip with nylon rope. This medical pulley system includes two 1.25 lb. weights and three 2.5 lb. weights. The chrome plated steel construction allows for durable function in a lightweight frame.Â At 4MD Medical, you'll find a wide range of reliable tools and equipment from medical brands that you trust at a fraction of the price. We offer free shipping on all qualifying orders. Have a question or need help finding the right wall-mounted pulley system? Give us a call or send us a message through our contact form. Shop now and save on high-quality medical equipment! | wall-mounted-overhead-pully-system-008.jpg
SKU: SAMP563666 | Sammons Preston Black | Isometric hand exerciser is made from soft cotton/Lycra fabric. | black-786.jpg
SKU: SAMP563694 | Sammons Preston Saebo Height Adjustable Target | Gross motor device can be used to target specific muscle groups for strengthening. | saebo-height-adjustable-target-d9a.jpg
SKU: SAMPA3601 | Sammons Preston Rolyan Mr. Wrister | Bar has two sets of comfortable rubber handles (inner set isolates forearm, wrist and hand motion). | rolyan-mr-wrister-f81.jpg
SKU: SAMPA4062 | Sammons Preston Rolyan Forearm Based Skateboard | Rolyan Forearm-Based Skateboard. | rolyan-forearm-based-skateboard-59e.jpg
SKU: SAMPA4121 | Sammons Preston Rolyan Tactile Foam Balls Set | RolyanÂ® Tactile Foam Balls Set | rolyan-tactile-foam-balls-set-bb1.jpg
SKU: SAMPA4151 | Sammons Preston Rolyan Sensory Re Education Home Program Kit | 10 small swatches feature graded textures that match those found on the Sensory Re-Education Wands. The graded pads are ideal for tracking therapeutic efforts for sensory loss, numbness, sensitivity, and tingling. | rolyan-sensory-re-education-home-program-kit-f86.jpg
SKU: SAMPA6162 | Sammons Preston Spring Grips 10 Pounds Resistance | Ideal for clinic or home programs to increase hand and forearm strength. | spring-grips-10-pounds-resistance-e25.jpg
SKU: SAMPA6163 | Sammons Preston Spring Grips 15 Pounds Resistance | Ideal for clinic or home programs to increase hand and forearm strength. | spring-grips-15-pounds-resistance-073.jpg
SKU: SAMPA6165 | Sammons Preston Spring Grips 60 Pounds Resistance | Ideal for clinic or home programs to increase hand and forearm strength. | spring-grips-60-pounds-resistance-657.jpg
SKU: SAMPA7251 | Sammons Preston E-Z Exer Board | Provides resistive finger flexion, extension and lateral prehension, forearm supination and pronation, and wrist flexion and extension. | e-z-exer-board-6d5.jpg
SKU: SAMPA873620 | Sammons Preston Reach N Range Overhead Pulley | Rolyan Reach â€™N Range Overhead Pulley. | reach-n-range-overhead-pulley-b6e.jpg
SKU: SAMP562762 | Sammons Preston Wall Mount for UE Ranger | Used to improve range-of-motion, strength and functional coordination of both the orthopedic or neurologically impaired shoulder/upper extremity. Designed to support natural multi-plane biomechanics and graded progressions of motor activity. To complete the UE Ranger Movement Health System combine it with either the Wall Mount for clinic use or the Door Mount for patient home use. Together they support a sequence of closed kinetic chain applications and neuro-muscularly balanced progressions of gravity opposed functionally executed AAROM of the full shoulder girdle and its supportive kinetic chains. Clinical Applications Manual and Home Exercise Program are included with purchase. | wall-mount-for-ue-ranger-8cc.jpg
SKU: SAMP1501 | Sammons Preston Terry Cloth and Plastic Hand Cone | With 1" elastic strap for snug, comfortable fit. | terry-cloth-and-plastic-hand-cone-39b.jpg
SKU: SAMP1532 | Sammons Preston Right Angle Single Pocket | Take advantage of the utensil pocket that positions utensils at right angle to the palm. | right-angle-single-pocket-229.jpg
SKU: FAB10-0884 | CanDo Cando Hand Exercise Web - No Latex - 7 inch Diameter - Blue - Heavy | No-Latex, 7 inch diameter. Blue, heavy. Cando hand therapy exercise web for flexion, extension, opposition, and supination exercises. Resistance may be modified by adjusting the hand position, depth of finger insertion, or by moving to a different resistance (color) web. The Cando exercise web is available in both the standard 14 inch diameter size and the small 7 inch diameter size in both low-powder and no-latex formulations. Two special multi-resistance webs are available in only the 14 inch diameter low-powder formulation. | cando-hand-exercise-web-no-latex-7-inch-diameter-blue-heavy-244.jpg
SKU: FAB10-0885 | CanDo Cando Hand Exercise Web - No Latex - 7 inch Diameter - Black - X-Heavy | No-Latex, 7 inch diameter. Black, X-heavy. Cando hand therapy exercise web for flexion, extension, opposition, and supination exercises. Resistance may be modified by adjusting the hand position, depth of finger insertion, or by moving to a different resistance (color) web. The Cando exercise web is available in both the standard 14 inch diameter size and the small 7 inch diameter size in both low-powder and no-latex formulations. Two special multi-resistance webs are available in only the 14 inch diameter low-powder formulation. | cando-hand-exercise-web-no-latex-7-inch-diameter-black-x-heavy-856.jpg
SKU: ROSC10-0740 | Roscoe Medical CanDo Digi Flex Hand Exerciser Yellow X Light | CanDo Digi-Flex hand exercise develops isolated finger strength, flexibility and coordination as it builds hand and forearm strength. Yellow, X-Light - Finger (1.5 lbs) / Hand (5.0 lbs) | cando-digi-flex-hand-exerciser-yellow-x-light-a2f.jpg
SKU: ROSC10-0741 | Roscoe Medical CanDo Digi Flex Hand Exerciser Red Light | CanDo Digi-Flex hand exercise develops isolated finger strength, flexibility and coordination as it builds hand and forearm strength. Red, Light - Finger (3.0 lbs) / Hand (10.0 lbs) | cando-digi-flex-hand-exerciser-red-light-3a0.jpg
SKU: ROSC10-0742 | Roscoe Medical CanDo Digi Flex Hand Exerciser Green Medium | CanDo Digi-Flex hand exercise develops isolated finger strength, flexibility and coordination as it builds hand and forearm strength. Green, Medium - Finger (5.0 lbs) / Hand (16.0 lbs) | cando-digi-flex-hand-exerciser-green-medium-dc6.jpg
SKU: ROSC10-0743 | Roscoe Medical CanDo Digi Flex Hand Exerciser Blue Heavy | CanDo Digi-Flex hand exercise develops isolated finger strength, flexibility and coordination as it builds hand and forearm strength. Blue, Heavy - Finger (7.0 lbs) / Hand (23.0 lbs) | cando-digi-flex-hand-exerciser-blue-heavy-b5d.jpg
SKU: ROSC10-0775 | Roscoe Medical CanDo Digi Extend Hand Exerciser | Hand exerciser with 16 bands (4 each: tan, yellow, red, green). Four color-coded band resistance levels allow each muscle or joint to work at a comfortable level and build as increased strength is achieved. | cando-digi-extend-hand-exerciser-f6c.jpg
SKU: ROSC10-1491 | Roscoe Medical Gel Squeeze Ball X Soft Yellow | The CanDo Gel Squeeze Ball can be heated or chilled for hot and cold therapy. Can be used to increase grip strength and hand dexterity. | gel-squeeze-ball-x-soft-yellow-c64.jpg
SKU: ROSC10-1492 | Roscoe Medical CanDo Gel Squeeze Ball Standard Soft Red | The CanDo Gel Squeeze Ball can be heated or chilled for hot and cold therapy. Can be used to increase grip strength and hand dexterity. | cando-gel-squeeze-ball-standard-soft-red-b89.jpg
SKU: ROSC10-1493 | Roscoe Medical CanDo Gel Squeeze Ball Standard Medium Green | The CanDo Gel Squeeze Ball can be heated or chilled for hot and cold therapy. Can be used to increase grip strength and hand dexterity. | cando-gel-squeeze-ball-standard-medium-green-3ca.jpg
SKU: ROSC10-1494 | Roscoe Medical CanDo Gel Squeeze Ball Standard Firm Blue Heavy | The CanDo Gel Squeeze Ball can be heated or chilled for hot and cold therapy. Can be used to increase grip strength and hand dexterity. | cando-gel-squeeze-ball-standard-firm-blue-heavy-a9d.jpg
SKU: BALY768 | Bailey Exercise Skates 6 inch Long | These skates are designed to increase range of motion and may be used on an exercise board, floor or table. Foam padded and covered with vinyl upholstery. Velcro straps. Ball casters. | exercise-skates-6-inch-long-e35.jpg
SKU: BALY769 | Bailey Exercise Skates 12 inch Long | These skates are designed to increase range of motion and may be used on an exercise board, floor or table. Foam padded and covered with vinyl upholstery. Velcro straps. Ball casters. | exercise-skates-12-inch-long-2c8.jpg
SKU: BALY6030 | Bailey Lifting and Bolt Center | An upper extremity range of motion assembly box and work capacity box all in one. | lifting-and-bolt-center-021.jpg
SKU: BALY6032 | Bailey NIOSH Standard Lift Box | This sturdy lift boxes comes with a removable weight holder and a hinged lid with stop mechanism. Each comes in Natural finish. | niosh-standard-lift-box-f17.jpg
SKU: BALY6032HD | Bailey Heavy Duty Lift Box | This sturdy lift boxes comes with a removable weight holder and a hinged lid with stop mechanism. NIOSH standard, two high and two low hand slots, and one center weight post, 10 inch H, uses standard disk type weight plates with 1 inch DIA center hole, up to 10 KG or 25LB each plate (capacity: 6 each) | heavy-duty-lift-box-6be.jpg
SKU: BALY6033 | Bailey Small Lift Box | This sturdy lift boxes comes with a removable weight holder and a hinged lid with stop mechanism. | small-lift-box-172.jpg
SKU: BALY6034 | Bailey Medium Lift Box | This sturdy lift boxes comes with a removable weight holder and a hinged lid with stop mechanism. | medium-lift-box-8a2.jpg
SKU: BALY6035 | Bailey Large Lift Box | This sturdy lift boxes comes with a removable weight holder and a hinged lid with stop mechanism. | large-lift-box-09a.jpg
SKU: BALY6036 | Bailey Double Lift Box | This sturdy lift boxes comes with a removable weight holder and a hinged lid with stop mechanism. | double-lift-box-6ea.jpg
SKU: BALY6041 | Bailey Accessory Box for Weight Sled 6040 | Accessory Box for Weight Sled Model 6040 To use with the Weight Sled, simply remove the weight holders and insert the accessory box. | accessory-box-for-weight-sled-6040-9f4.jpg
SKU: BALY6043 | Bailey Lift Platform | The force gauge pictured has been discontinued. The chain may be attached to any brand force gauge which has a lifting hook attachment available. Includes chain and hardware | lift-platform-ae0.jpg
SKU: BALY6044 | Bailey Hand Assembly Device | This table top device is composed of 102 parts designed to include activities using bolts, washers and nuts that require either hand tightening and/or a wrench. | hand-assembly-device-700.jpg
SKU: BALY6045 | Bailey Shoveling Work Station | The Shoveling Work Station is designed for the performance of repetitive tasks. The multiple shelf heights allow a varied range of motion for arms, shoulders, legs and back which simulate on the job duties, easily permitting the therapist to evaluate a patient's performance. | shoveling-work-station-0f1.jpg
SKU: BALY6046 | Bailey Electrical Assembly Center Table Top | This table top center simulates multiple job tasks that involve assembly activities that range from simple to complex. This unit encourages upper extremities range of motion and working in confined spaces. | electrical-assembly-center-table-top-55e.jpg
SKU: BALY6047 | Bailey Electrical Assembly Center Deluxe | This stand alone center simulates multiple job tasks and assembly activities that can range from simple to complex. This unit also encourages whole body range of motion and working in confined spaces. | electrical-assembly-center-deluxe-de7.jpg
SKU: BALY6048 | Bailey Sorting Bin | This sorting bin encourages cognitive and perceptual skills. It may also be used for range of motion, especially when combined with the Model 6049 Adjustable Height Shelf. | sorting-bin-e53.jpg
SKU: BALY6049 | Bailey Adjustable Height Shelf | Unit provides a height adjustable work surface to evaluate and develop range of motion, strength and learn proper lifting techniques. | adjustable-height-shelf--915.jpg
SKU: BALY6080 | Bailey Working Group 1 Basics | Bailey Manufacturing's work hardening products are designed to allow the therapist to progressively challenge an individual's strength, endurance and simulate on the job work tasks. Bailey has developed a variety of products that will aid the therapist in achieving these goals | working-group-1-basics--2fb.jpg
SKU: BALY6081 | Bailey Working Group 2 Work Stations | Bailey Manufacturing's work hardening products are designed to allow the therapist to progressively challenge an individual's strength, endurance and simulate on the job work tasks. Bailey has developed a variety of products that will aid the therapist in achieving these goals. | working-group-2-work-stations-710.jpg
SKU: BALY6082 | Bailey Working Group III Industrial Trades | Bailey Manufacturing's work hardening products are designed to allow the therapist to progressively challenge an individual's strength, endurance and simulate on the job work tasks. Bailey has developed a variety of products that will aid the therapist in achieving these goals | working-group-iii-industrial-trades-015.jpg
SKU: BALY6083 | Bailey Work Hardening Box Set | Each of our sturdy lift boxes comes with a removable weight holder and a hinged lid with stop mechanism. Each comes in Natural finish. | work-hardening-box-set-cfb.jpg
SKU: BALY757 | Bailey Wall Pulley | Consists of wall bracket, pulley rope and 2 handles. | wall-pulley-fc7.jpg
SKU: BALY6040 | Bailey Weight Sled | The weight sled is designed to simulate everyday work motions. With the gradual addition of weights you can control the resistance and the strengthening treatment for shoulders, backs, hips, thighs and calves. The design of the anti-friction runners allow this unit to be used on a variety of surfaces. An invaluable aid for testing, evaluating and conditioning individuals in your work hardening and industrial rehab programs. | weight-sled-492.jpg
SKU: CMBJ175110 | Complete Medical Move Those Shoulders Overdoor Pulley Exerciser | Complete Medical's line of Move Those Shoulders Overdoor Pulley Exerciser is designed to safely and easily increase range of motion or rehab shoulder, arm, upper body or torso. The exerciser has two pulleys for smooth and easy operation. The pulley is especially convenient as it is a portable exerciser that can be easily transported and fitted to standard doors. The included extra-long adjustable rope can be used in a standing or seated position. | move-those-shoulders-overdoor-pulley-exerciser-d49.jpg
SKU: OPTP800SET | OPTP OPTP Essentials Robin McKenzie's Mechanical Diagnosis and Therapy Text Set | Special Offer! This set includes one each of the following: #801-2 - The Lumbar Spine 2nd Edition; #806 - The Human Extremities; and #808-2 - The Cervical & Thoracic Spine 2nd Edition. These three titles together offer the most complete method for the classification, examination and management of mechanical disorders of the human musculoskeletal system. | optp-essentials-robin-mckenzies-mechanical-diagnosis-and-therapy-text-set-33a.jpg
SKU: SKDOP-993201 | Skedco CMC Rope Rescue Manual: 4TH Edition | With over 50,000 copies sold, the CMC Rope Rescue Manual has become the standard reference for many departments and rope rescue training programs.The manual reflects what we have learned through many years of responding to rescues and teaching thousands of students. Now in its fourth edition, the manual has been updated and several new chapters have been added. | cmc-rope-rescue-manual-4th-edition-ac5.jpg
SKU: SAMP561380 | Sammons Preston Anatomical Chart Series Book | Features 100 new, updated anatomical charts. | anatomical-chart-series-book-6d8.jpg
SKU: SAMP081523430 | Sammons Preston The Skeletal System Giant Chart | A popular chart now available in a large format. Printed on durable, tear-resistant flexible plastic, this oversize chart is perfect for teaching and demonstration | the-skeletal-system-giant-chart-be5.jpg
SKU: ALI82566 | Alimed Cause And Effect | A situation is presented and the user must choose the best possible option, given the circumstances, from the four outcomes presented. Lessons by Susan Howell Brubaker, 150 different situations, timed responses, cumulative progress reports and flexibility to adjust the number of incorrect responses before the correct response is given. | cause-and-effect-3cd.jpg
SKU: ALI82567 | Alimed Cause And Effect, Spanish | A situation is presented and the user must choose the best possible option, given the circumstances, from the four outcomes presented. Lessons by Susan Howell Brubaker, 150 different situations, timed responses, cumulative progress reports and flexibility to adjust the number of incorrect responses before the correct response is given. | cause-and-effect-spanish-6f9.jpg
SKU: ALI82764 | Alimed Supplemental Photo Cards, Problem Solving | Cognition Cards These photo card decks contain 25 up-to-date images that are completely different from those in the SR kit. They can be used alone for a variety of activities or as additional cards with the SR kit.Problem Solving Images showing pictorial absurdities, including fishing in a bathtub, wearing a lampshade on one's head, kayaking with barbells, and reading a newspaper without text. Questions and answers on the back include: What is wrong with this picture? | supplemental-photo-cards-problem-solving-881.jpg
SKU: ALI82763 | Alimed Supplemental Photo Cards, Confrontational Naming | Supplemental Photo Cards These photo card decks contain 25 up-to-date images that are completely different from those in the SR kit. They can be used alone for a variety of activities or as additional cards with the SR kit.Confrontational Naming Images of everyday objects such as an apple or book. Questions and answers on the back promote word-finding skills. These questions include: What do you call this? | supplemental-photo-cards-confrontational-naming-2d8.jpg
SKU: ALI82623 | Alimed Cognitive Reorganization, 3rd Ed | Sharon Holloran This completely updated handbook is now organized into one volume. A highly flexible program that includes hundreds of fresh new contemporary stimuli toward memory, attention, and orientation deficits. These adult-oriented activities are designed to improve the cognitive-linguistic skills of TBI clients. Includes both cognitive reorganization and practical math of earlier version. Activities are organized into 10 major headings. The clear print makes it easy for clients to respond. Over 4,200 stimuli and reproducible information sheets. 350 pages, soft cover. | cognitive-reorganization-3rd-ed-6fd.jpg
SKU: ALI5821 | Alimed Cognitive Retraining Workbook, Attention Workbook | Designed for the most basic cognitive skill, before memory, learning, and problem-solving, the worksheets and suggestions offer the clinician tools for systematic and goal-oriented treatment of attention. Includes tasks of recognition, processing, concentration, discrimination, filtering, and persistence. The workbook format helps visual-motor attention skills and includes tracing, copying, selecting, and constructing. Also includes suggestions for auditory-motor and tactile-motor attention tasks. | cognitive-retraining-workbook-attention-workbook-d59.jpg
SKU: ALI5822 | Alimed Cognitive Retraining Workbooks Memory Workbook | Worksheets and suggestions offer clinician tools for systematic and goal-oriented treatment for clients with moderate to severe memory impairment interfering with function and independence. Six sections represent six distinct memory strategies: rote memory, pegging, rhythm & rhyme; categorization; PQRST reading; visual imagery; chaining; and visual spatial memory. Helps transfer memory skills to activities of daily living. | cognitive-retraining-workbooks-memory-workbook-414.jpg
SKU: ALI5823 | Alimed Cognitive Retraining Workbooks, Problem Solving Workbook | Problem Solving Workbook, Volume 3 Activities designed to offer basic or very simple problem-solving tasks incorporating analysis, synthesis, and multiple process manipulation of information. It is divided into three overlapping sections: visual, verbal, and mathematical problems, not in difficulty order. Intervention recommended, practice using progressive challenging, will help refine basic skills and then to generalize everyday tasks. | cognitive-retraining-workbooks-problem-solving-workbook-aaa.jpg
SKU: ALI82278 | Alimed ColorCards, Sequences: 6- & 8-Step For Adults | ColorCards Sequences: 6- & 8-Step for Adults Sequences in a variety of indoor and outdoor locations provide excellent opportunities for language work, including syntax, grammar, vocabulary, and time concepts. Feature adult models and appropriate activities. Some unexpected twists within the sequences add amusement and provide opportunities for discussion. 48 laminated, 6" x 6" cards, and instruction booklet in storage box. | colorcards-sequences-6-8-step-for-adults-3b8.jpg
SKU: ALI81682 | Alimed ColorCards: Odd One Out | ColorCards: Odd One Out Each of the 48 laminated cards has a group of objects printed on it. All of the objects, except one, is from a single category. The task is to identify the odd one out! Encourages expressive language, vocabulary, logical thought, grouping and classification, observation skills, and attention and concentration. The cards are divided into three levels of difficulty. Use these cards to extend discussions to fit various needs in individual therapy. Ask questions about the difference in the objects, how they are related, for description of the items and experiences with each object. The guide suggests several activities for each level of cards. Especially useful for caregivers of Alzheimer's sufferers.Set consists of: 48 cards, instructional guide, and storage box. | colorcards-odd-one-out-e31.jpg
SKU: ALI81901 | Alimed Critical Thinking For Activities Of Daily Living And Communication | Critical Thinking for Activities of Daily Living and Communication, Mary Pitti Daly and Jennifer Holmes Fouche.Facilitates community re-entry of adult clients. Picture cards help improve communication and performance of daily living activities. Perfect for clients who have decreased cognitive skills produced by stroke, traumatic brain injury, dementia, or neurological involvement. Illustrations and photographs of activities such as grocery shopping, dining out, using different modes of transportation, and gardening. Questions require clients to examine the information provided before answering. Simulated situations and activities require use of more than one cognitive and executive functions, encouraging clear verbal communication skills.105 pages, easel-back flipbook. | critical-thinking-for-activities-of-daily-living-and-communication-388.jpg
SKU: ALI81569 | Alimed Everyday Activites To Sequence | 80 cards that depict 20 sequences familiar to everyday life such as daily living skills, household tasks and community mobility. Placing the photo cards in sequence will help with language skills, thinking skills and problem-solving.Everyday Activities to Sequence, Mary Pitti Daly and Daniel D. Daly.These larger cards are an invaluable tool for working with clients who have neurogenic disorder. Full-color cards help clients who have difficulty with sequencing and organizational skills. Eighty cards depict 20 sequences including activities of daily living, household tasks, community mobility, and hospital situations. Manual suggests applications for individuals and groups. Reproducible forms help document responses and track progress. Helps retrain language, enhance critical thinking, and develop problem-solving skills particularly for alzheimer's sufferers.Includes 80 (8" x 6") full-color cards, 8-page softcover manual. | everyday-activites-to-sequence-f61.jpg
SKU: ALI88862 | Alimed Functional Memory Manual | Functional Memory Manual, Jean Elbaum, Peggy Kramer, Deborah Benson, and Carrie Dulaski. An interdisciplinary approach to building functional memory skills, emphasizing the use of internal and external strategies to improve recall. Chapters include strategies and activities for improving attention, auditory recall, visual recall, sequential recall, and functional memory. Instructions at the beginning of each chapter provide guidance in selecting activities for individual clients as well as examples of application. The exercises are appropriate for clients with mild, moderate, and severe memory deficits. Many reproducible pages and carryover suggestions for between-session practice. 380 pages, softcover, spiral binding. Building functional memory skills. Emphasizes the use of internal and external strategies. | functional-memory-manual-575.jpg
SKU: ALI82758 | Alimed Memory Book And Other Graphic Cuing Systems | Michelle S. Bourgeois Based on years of research, this manual contains all the information needed to successfully develop and use memory tools with older adults. Memory books, memory wallets, planners, memo boards, and reminder cards reduce confusion, anxiety, and frustration. Simple instructions, forms and templates, and resources for creating these systems are given with examples of content and format. Presented in an easily accessible way for clinicians and caregivers. 120 pages, soft-cover. | memory-book-and-other-graphic-cuing-systems-fbe.jpg
SKU: ALI81105 | Alimed Play And Say, Second Edition | Play and Say, Second Edition by Robert C. WarkomskiEach of the 16 decks of bright, full-color playing cards carries a frequently misarticulated speech sound. Designed for clinicians to use in activities to assist in developing awareness of speech sounds in context, correct production of speech sounds and the use of appropriate language in daily activities. Also used to facilitate generalization of targeted skills into daily activities.The revised edition has 384 cards of full-color illustrations of familiar objects with engaging, updated artwork with greater ethnic and gender diversity. Each card in the decks of 12 matched pairs of speech sounds have color cues on words for the speech sound being presented. The sounds in each deck are shown in the initial, medial and final positions. Targeted for children from preschool on, with easy-to-understand instructions for games and activities.One deck of cards for each of these sounds: S, Z, L, P, F, V, R, K, Th, Dzh, G ,T, Ch, Sh, D and B. | play-and-say-second-edition-e3e.jpg
SKU: ALI81551W | Alimed Problem Solving Picture Cards | Problem Solving Picture Cards By Mary John Pitti and Traci Meier.Illustrates realistic problem-solving situations with full-color photos. Shows situations clients with brain injury face every day. Helps improve problem-solving and reasoning skills. Critical thinking questions on reverse side of each photo prompts clients to identify problems and formulate solutions. Questions vary in difficulty to match the different cognitive levels of clients. Useful for individual or group therapy. Categories cover community mobility, confrontation, household problems, safety consumer problem, and personal hygiene. Reproducible sheets for documenting and tracking progress.Contains 78 cards, 6" x 8", 13-page softcover manual, storage box. | problem-solving-picture-cards-e3c.jpg
SKU: ALI82762 | Alimed SR Cognition | SR-Cognition This kit contains a Master Workbook/Easel with over 300 pages of therapeutic activities organized hierarchically into five key areas of cognition, including: orientation, attention and scanning, memory, receptive and expressive language, and reasoning and problem-solving. | sr-cognition-f98.jpg
SKU: ALI82435 | Alimed Strengthen Your Mind | Kristin Einberger and Janelle Sellick For individuals with early memory loss, the activities can be used independently, by activity staff, or with groups for discussion and programming ideas. Also use as a take-home for individual exercises or entertainment, or to trigger memories and encourage conversation. Tips for use and answer key on the back of each sheet are provided. Volume 1 exercises include use of the five senses; volume 2 includes around people, places, and things. The topics are listed A to Z with trivia-type questions.160 pages/200 pages, softcover. | strengthen-your-mind-c2e.jpg
SKU: ALI82759 | Alimed Technology For Communication And Cognitive Treatment | Joan Green. This is a revolutionary approach to enhance treatment outcomes for people with speech, language, learning and cognitive disabilities. Itâ€™s the first to present a broad overview of the many ways technology can be used to improve the ability of professionals to help people with speech and language difficulties. It outlines top-quality strategies and resources which improve treatment delivery. Includes descriptions of specialized multisensory software and interactive websites, key methods to start and complete accessible computer setups, compensatory communication skills, and effective home practice assignments. Great glossary of terms and index of products. 380 pages, softcover. | technology-for-communication-and-cognitive-treatment-d6b.jpg
SKU: ALI82955 | Alimed The Caregiver's Path To Compassionate Decision Making | Viki Kind, MA. You know how difficult â€” even heartbreaking â€” it can be to make decisions for someone with Alzheimer's, dementia, stroke, developmental disability, mental illness, or other brain injury. Feeling confident that you've made the right decision would be a welcome relief from the worry and guilt you may be feeling.The Caregiver's Path is an invaluable resource for caregivers and professionals struggling to make the right decisions, whether it's taking away the car keys, moving to a long-term care facility or making the difficult medical and end-of-life choices.A simple, step-by-step process which adjusts as your loved one's mental capacity changes:â€¢ Guidelines to help you determine if your loved one or patient can make decisions, who should make the decisions, and how to make better decisionsâ€¢ Questions to use in almost any medical or quality-of-life situation that will help you gather all of the information you needâ€¢ Techniques for improving communication between patients, families and caregiversThe Caregiver's Path provides information and strategies to help remove the constant anxiety of, â€œAm I doing the right thing?â€ 90 pages. | the-caregivers-path-to-compassionate-decision-making-e8c.jpg
SKU: ALI82254 | Alimed The Sunshine on My Face | Lydia Burdick A colorfully illustrated read-aloud book that facilitates meaningful interaction with memory-impaired individuals. Created specifically for adult audiences with tips for using the book provided. 11" x 9-1/2" hardcover, 28 pages. | the-sunshine-on-my-face-763.jpg
SKU: ALI80191 | Alimed Workbook For Language Skills | Workbook For Language Skills features six target areas with 68 real-world language-based exercises of low to moderate difficulty level. Target areas for adult and adolescents include: sentence completion, sentence construction, figurative language, general knowledge, word recall, sentence comprehension, and spelling. | workbook-for-language-skills-103.jpg
SKU: ALI80192 | Alimed Workbook For Reasoning Skills | Workbook For Reasoning Skills features functional exercises that focus on language-based reasoning and cognitive skills. Six target areas have 67 innovative exercises emphasizing real-life situations: drawing conclusions, problem solving, following directions, visual and logical sequencing, humor, and number/symbols. 328 pages, hardcover 3-ring binder, color tabs, and answer key. | workbook-for-reasoning-skills-3a7.jpg
SKU: ALI81898W | Alimed Building Word Recall From Everyday Situations | This reproducible manual is the perfect resource to restore a client's functional speech. Save hours of preparation time and give clients the tools they need to accelerate progress. The practical and progressive sequence for building word recall skills move clients from automatic responses to purposeful speech. All activities can be adapted to the individual needs of clients displaying mild, moderate and severe impairments. Twelve target skill areas include yes/no usage, word association, sentence completion/daily life, sentence/question, sentence/completion, contrasting pairs, people, objects, categories, functions, "wh" questions, describing yourself, sequencing events, describing places. | building-word-recall-from-everyday-situations-e27.jpg
SKU: ALI81988 | Alimed Adults With Profound Communication Difficulties | A great sourcebook for helping clients who have severe/profound communication difficulties, especially those with limited motor control and a reliance on a yes/no responses and/or eye pointing. It has practical ideas for every aspect of therapy from assessment to exercises to follow-up.Includes reproducible worksheets in large type and pictures to help independent work as well as handouts for caregivers. Applicable in a variety of clinical setting. Contains activities and therapy for oro-motor exercises and desensitization, articulation, language assessments, AAC, and breathing. | adults-with-profound-communication-difficulties-52e.jpg
SKU: ALI82414 | Alimed Communication Activities With Adults | Communication Activities with Adults Jayne Comins, Felicity Llewellyn and Judy Offiler. More than 100 graded communication activities. Use with clients with aphasia, memory deficits, and mild dementia. Can be used with groups, but activities can be adapted for individual therapy. Activities include cued responses, short answers, longer answers, nonverbal activities, and reading and writing activities.128 pages, softcover. | communication-activities-with-adults-2c0.jpg
SKU: ALI888180 | Alimed Critical Communicator For Maternity | Critical Communicator for Maternity Basic information and concepts especially for the mother-to-be or the new Mom's needs. Help break a language barrier with non-English speaking patients or those with speech/hearing problems. | critical-communicator-for-maternity-f19.jpg
SKU: ALI88818001 | Alimed Critical Communicator For Maternity, Spanish | Critical Communicator for Maternity Basic information and concepts especially for the mother-to-be or the new Mom's needs. Help break a language barrier with non-English speaking patients or those with speech/hearing problems. | critical-communicator-for-maternity-spanish-be1.jpg
SKU: ALI888100 | Alimed Daily Communicator | Daily Communicator is a simple, easy-to-use communication system. For the adult or older child with limited verbal skills, but an ability to read at a word level. Streamlined size is easily portable in pocket or purse. Sturdy, 3-1/2" x 6" ring binder with heavy-duty pages for durable wear. | daily-communicator-be0.jpg
SKU: ALI888105 | Alimed Daily Communicator, Spanish | Daily Communicator is a simple, easy-to-use communication system. For the adult or older child with limited verbal skills, but an ability to read at a word level. Streamlined size is easily portable in pocket or purse. Sturdy (3-1/2" x 6" ring binder with heavy-duty pages for durable wear. Intermediate Size: enlarged version â€“ 5" x 8-1/2". Both sizes available in English and Spanish. | daily-communicator-spanish-c3e.jpg
SKU: ALI888110 | Alimed Daily Communicator Intermediate Size | Daily CommunicatorÂ® is a simple, easy-to-use communication system. For the adult or older child with limited verbal skills, but an ability to read at a word level. Streamlined size is easily portable in pocket or purse. | daily-communicator-intermediate-size-1bb.jpg
SKU: ALI888115 | Alimed Daily Communicator, Spanish, Intermediate Size | Daily Communicator is a simple, easy-to-use communication system. For the adult or older child with limited verbal skills, but an ability to read at a word level. Streamlined size is easily portable in pocket or purse. Sturdy (3-1/2" x 6" ring binder with heavy-duty pages for durable wear. Intermediate Size: enlarged version â€“ 5" x 8-1/2". Both sizes available in English and Spanish. | daily-communicator-spanish-intermediate-size-edf.jpg
SKU: ALI888100BD | Alimed Daily Communicator Pocket Size Binder | Daily Communicator, Pocket Size Binder | daily-communicator-pocket-size-binder-665.jpg
SKU: ALI888110BD | Alimed Intermediate Size Binder | Intermediate Size Binder | intermediate-size-binder-15d.jpg
SKU: ALI888101 | Alimed Daily Communicator Custom Pack, Home | Daily Communicator Custom Packs for home, community and leisure. Many of you who have the basic Daily or Intermediate Size Daily Communicator have asked for additional cards to supplement these communication notebooks. Now on a weekly or even a daily basis, clients and caregivers can choose and change more cards as needed for daily living needs and interests. Available in 3 custom packs: Home, Community, and Leisure. All packs contain I Want to Talk About and My Favorites.Home Categories include: Useful words/phrases, helping devices, insurance, legal matters, seasonal, quantities, pets, rooms, cooking, automotive, lawn and garden.Community Categories include: professions, religion, shopping, symptoms, politics, organizations, work words, health, dental, games, computer, restaurant, school, barber/beautician.Leisure Categories include: sports, bird watching, holiday related, famous people, games, trips/vacation, leisure activities, exercise. | daily-communicator-custom-pack-home-2b8.jpg
SKU: ALI888102 | Alimed Daily Communicator Custom Pack, Community | Daily Communicator Custom Packs for home, community and leisure. Many of you who have the basic Daily or Intermediate Size Daily Communicator have asked for additional cards to supplement these communication notebooks. Now on a weekly or even a daily basis, clients and caregivers can choose and change more cards as needed for daily living needs and interests. Available in 3 custom packs: Home, Community, and Leisure. All packs contain I Want to Talk About and My Favorites.Home Categories include: Useful words/phrases, helping devices, insurance, legal matters, seasonal, quantities, pets, rooms, cooking, automotive, lawn and garden.Community Categories include: professions, religion, shopping, symptoms, politics, organizations, work words, health, dental, games, computer, restaurant, school, barber/beautician.Leisure Categories include: sports, bird watching, holiday related, famous people, games, trips/vacation, leisure activities, exercise. | daily-communicator-custom-pack-community-f12.jpg
SKU: ALI888103 | Alimed Daily Communicator Custom Pack, Leisure | Daily Communicator Custom Packs for home, community and leisure. Many of you who have the basic Daily or Intermediate Size Daily Communicator have asked for additional cards to supplement these communication notebooks. Now on a weekly or even a daily basis, clients and caregivers can choose and change more cards as needed for daily living needs and interests. Available in 3 custom packs: Home, Community, and Leisure. All packs contain I Want to Talk About and My Favorites.Home Categories include: Useful words/phrases, helping devices, insurance, legal matters, seasonal, quantities, pets, rooms, cooking, automotive, lawn and garden.Community Categories include: professions, religion, shopping, symptoms, politics, organizations, work words, health, dental, games, computer, restaurant, school, barber/beautician.Leisure Categories include: sports, bird watching, holiday related, famous people, games, trips/vacation, leisure activities, exercise. | daily-communicator-custom-pack-leisure-040.jpg
SKU: ALI888111 | Alimed Daily Communicator Custom Pack, Interm. Size, Home | Daily Communicator Custom Packs for home, community and leisure. Many of you who have the basic Daily or Intermediate Size Daily Communicator have asked for additional cards to supplement these communication notebooks. Now on a weekly or even a daily basis, clients and caregivers can choose and change more cards as needed for daily living needs and interests. Available in 3 custom packs: Home, Community, and Leisure. All packs contain I Want to Talk About and My Favorites.Home Categories include: Useful words/phrases, helping devices, insurance, legal matters, seasonal, quantities, pets, rooms, cooking, automotive, lawn and garden.Community Categories include: professions, religion, shopping, symptoms, politics, organizations, work words, health, dental, games, computer, restaurant, school, barber/beautician.Leisure Categories include: sports, bird watching, holiday related, famous people, games, trips/vacation, leisure activities, exercise. | daily-communicator-custom-pack-interm-size-home-e0c.jpg
SKU: ALI888112 | Alimed Daily Communicator Custom Pack, Interm. Size, Community | Daily Communicator Custom Packs for home, community and leisure. Many of you who have the basic Daily or Intermediate Size Daily Communicator have asked for additional cards to supplement these communication notebooks. Now on a weekly or even a daily basis, clients and caregivers can choose and change more cards as needed for daily living needs and interests. Available in 3 custom packs: Home, Community, and Leisure. All packs contain I Want to Talk About and My Favorites.Home Categories include: Useful words/phrases, helping devices, insurance, legal matters, seasonal, quantities, pets, rooms, cooking, automotive, lawn and garden.Community Categories include: professions, religion, shopping, symptoms, politics, organizations, work words, health, dental, games, computer, restaurant, school, barber/beautician.Leisure Categories include: sports, bird watching, holiday related, famous people, games, trips/vacation, leisure activities, exercise. | daily-communicator-custom-pack-interm-size-community-de8.jpg
SKU: ALI888113 | Alimed Daily Communicator Custom Pack, Interm. Size, Leisure | Daily Communicator Custom Packs for home, community and leisure. Many of you who have the basic Daily or Intermediate Size Daily Communicator have asked for additional cards to supplement these communication notebooks. Now on a weekly or even a daily basis, clients and caregivers can choose and change more cards as needed for daily living needs and interests. Available in 3 custom packs: Home, Community, and Leisure. All packs contain I Want to Talk About and My Favorites.Home Categories include: Useful words/phrases, helping devices, insurance, legal matters, seasonal, quantities, pets, rooms, cooking, automotive, lawn and garden.Community Categories include: professions, religion, shopping, symptoms, politics, organizations, work words, health, dental, games, computer, restaurant, school, barber/beautician.Leisure Categories include: sports, bird watching, holiday related, famous people, games, trips/vacation, leisure activities, exercise. | daily-communicator-custom-pack-interm-size-leisure-7b3.jpg
SKU: ALI82233 | Alimed Go Talk Communicator 9+ | GoTalkâ„¢ Communicators New and improved, powerful, portable, easy-to-use, and highly durable communication tools for short- or long-term augmentative communication or cognitive enrichment.GoTalkâ„¢ 9 has a 45-message capacity (nine keys, each 1-3/4" x 2-1/4" and five recording levels), plus three â€œcore messagesâ€ that remain constant when you change levels. All-new technology provides superior sound with volume control and sequential recording, whole level erasing, and built-in overlay storage. 20 oz., 9" x 12" x 1 to 1-1/8" sample and blank overlays.Suggested code: E2502. | go-talk-communicator-9-960.jpg
SKU: ALI81986 | Alimed Sourcebook Of Practical Communication | Sue Addlestone A unique resource for conversational practice. Ideal for use with a wide range of clients to promote the carryover of speech and language skills into everyday conversation. Contains 90 topics that cover a broad range of interests. Helps clients with articulation disorders, dysarthria, aphasia, reading and writing difficulties, and sysphonia. Practical and ready-to-use activities that include reproducible record forms, exercises, and home practice sheets. 152 pages, softcover, wire binding. | sourcebook-of-practical-communication-3b6.jpg
SKU: ALI82871 | Alimed Critical Communicator, 21-Language Set | Provides help understanding medical problems in foreign languages. Helps meet mandated communication guidelines. Visual cues with dual-language tags for 21 languages make a an attending clinician or first-responder's problem identification easier using image and word cues. Also assists with staff and family interactions with. Helpful for those who have difficulty communicating even basic needs on a temporary basis. Include a pain scale, words and pictures for now (immediate attention, such as hard to breathe), pain (ache, burning, sharp), comfort (head up/down), people (husband, wife, doctor), alphabet, numbers, and days of week. Available In 21 Individual Languages: English, Spanish, French, Polish, Russian, Vietnamese, Chinese, Korean, Arabic, Italian, Turkish, Hungarian, Romanian, Farsi, Tagalog/Filipino, Hmong/Laotian, Greek, Indonesian, Hebrew, Hindi, and Japanese.21-Language Set: Contains a Communicator for all 21 languages in a re-sealable poly pack. Ideal to have available for emergencies. Keep sets throughout your facility. Inexpensive enough to be disposable, sturdy enough to reuse. Boldly printed on heavy card stock. 8-1/2" x 11" four-page menu format. Sold in packages of 10 and 25 and as the 21-language set. | critical-communicator-21-language-set-576.jpg
SKU: ALI82430 | Alimed Critical Communicator, Spanish | Provides help understanding medical problems in foreign languages. Helps meet mandated communication guidelines. Visual cues with dual-language tags for 21 languages make a an attending clinician or first-responder's problem identification easier using image and word cues. Also assists with staff and family interactions with.Helpful for those who have difficulty communicating even basic needs on a temporary basis. Include a pain scale, words and pictures for now (immediate attention, such as hard to breathe), pain (ache, burning, sharp), comfort (head up/down), people (husband, wife, doctor), alphabet, numbers, and days of week. | critical-communicator-spanish-3a4.jpg
SKU: ALI8881700310 | Alimed Critical Communicator, Chinese | Provides help understanding medical problems in foreign languages. Helps meet mandated communication guidelines. Visual cues with dual-language tags for 21 languages make a an attending clinician or first-responder's problem identification easier using image and word cues. Also assists with staff and family interactions with.Helpful for those who have difficulty communicating even basic needs on a temporary basis. Include a pain scale, words and pictures for now (immediate attention, such as hard to breathe), pain (ache, burning, sharp), comfort (head up/down), people (husband, wife, doctor), alphabet, numbers, and days of week. | critical-communicator-chinese-da7.jpg
SKU: ALI8881700610 | Alimed Critical Communicator, Greek | Provides help understanding medical problems in foreign languages. Helps meet mandated communication guidelines. Visual cues with dual-language tags for 21 languages make a an attending clinician or first-responder's problem identification easier using image and word cues. Also assists with staff and family interactions with.Helpful for those who have difficulty communicating even basic needs on a temporary basis. Include a pain scale, words and pictures for now (immediate attention, such as hard to breathe), pain (ache, burning, sharp), comfort (head up/down), people (husband, wife, doctor), alphabet, numbers, and days of week. | critical-communicator-greek-4eb.jpg
SKU: ALI8881700910 | Alimed Critical Communicator, Hindi | Provides help understanding medical problems in foreign languages. Helps meet mandated communication guidelines. Visual cues with dual-language tags for 21 languages make a an attending clinician or first-responder's problem identification easier using image and word cues. Also assists with staff and family interactions with.Helpful for those who have difficulty communicating even basic needs on a temporary basis. Include a pain scale, words and pictures for now (immediate attention, such as hard to breathe), pain (ache, burning, sharp), comfort (head up/down), people (husband, wife, doctor), alphabet, numbers, and days of week. | critical-communicator-hindi-15d.jpg
SKU: ALI8881701210 | Alimed Critical Communicator, Indonesian | Provides help understanding medical problems in foreign languages. Helps meet mandated communication guidelines. Visual cues with dual-language tags for 21 languages make a an attending clinician or first-responder's problem identification easier using image and word cues. Also assists with staff and family interactions with.Helpful for those who have difficulty communicating even basic needs on a temporary basis. Include a pain scale, words and pictures for now (immediate attention, such as hard to breathe), pain (ache, burning, sharp), comfort (head up/down), people (husband, wife, doctor), alphabet, numbers, and days of week. | critical-communicator-indonesian-4aa.jpg
SKU: ALI8881701510 | Alimed Critical Communicator, Polish | Provides help understanding medical problems in foreign languages. Helps meet mandated communication guidelines. Visual cues with dual-language tags for 21 languages make a an attending clinician or first-responder's problem identification easier using image and word cues. Also assists with staff and family interactions with.Helpful for those who have difficulty communicating even basic needs on a temporary basis. Include a pain scale, words and pictures for now (immediate attention, such as hard to breathe), pain (ache, burning, sharp), comfort (head up/down), people (husband, wife, doctor), alphabet, numbers, and days of week. | critical-communicator-polish-1a3.jpg
SKU: ALI8881701810 | Alimed Critical Communicator, Turkish | Provides help understanding medical problems in foreign languages. Helps meet mandated communication guidelines. Visual cues with dual-language tags for 21 languages make a an attending clinician or first-responder's problem identification easier using image and word cues. Also assists with staff and family interactions with.Helpful for those who have difficulty communicating even basic needs on a temporary basis. Include a pain scale, words and pictures for now (immediate attention, such as hard to breathe), pain (ache, burning, sharp), comfort (head up/down), people (husband, wife, doctor), alphabet, numbers, and days of week. | critical-communicator-turkish-09e.jpg
SKU: ALI8881700210 | Alimed Critical Communicator, Arabic | Provides help understanding medical problems in foreign languages. Helps meet mandated communication guidelines. Visual cues with dual-language tags for 21 languages make a an attending clinician or first-responder's problem identification easier using image and word cues. Also assists with staff and family interactions with.Helpful for those who have difficulty communicating even basic needs on a temporary basis. Include a pain scale, words and pictures for now (immediate attention, such as hard to breathe), pain (ache, burning, sharp), comfort (head up/down), people (husband, wife, doctor), alphabet, numbers, and days of week. | critical-communicator-arabic-eb0.jpg
SKU: ALI8881700510 | Alimed Critical Communicator, Farsi | Provides help understanding medical problems in foreign languages. Helps meet mandated communication guidelines. Visual cues with dual-language tags for 21 languages make a an attending clinician or first-responder's problem identification easier using image and word cues. Also assists with staff and family interactions with.Helpful for those who have difficulty communicating even basic needs on a temporary basis. Include a pain scale, words and pictures for now (immediate attention, such as hard to breathe), pain (ache, burning, sharp), comfort (head up/down), people (husband, wife, doctor), alphabet, numbers, and days of week. | critical-communicator-farsi-a40.jpg
SKU: ALI8881700810 | Alimed Critical Communicator, Hebrew | Provides help understanding medical problems in foreign languages. Helps meet mandated communication guidelines. Visual cues with dual-language tags for 21 languages make a an attending clinician or first-responder's problem identification easier using image and word cues. Also assists with staff and family interactions with.Helpful for those who have difficulty communicating even basic needs on a temporary basis. Include a pain scale, words and pictures for now (immediate attention, such as hard to breathe), pain (ache, burning, sharp), comfort (head up/down), people (husband, wife, doctor), alphabet, numbers, and days of week. | critical-communicator-hebrew-dbd.jpg
SKU: ALI8881701110 | Alimed Critical Communicator, Italian | Provides help understanding medical problems in foreign languages. Helps meet mandated communication guidelines. Visual cues with dual-language tags for 21 languages make a an attending clinician or first-responder's problem identification easier using image and word cues. Also assists with staff and family interactions with.Helpful for those who have difficulty communicating even basic needs on a temporary basis. Include a pain scale, words and pictures for now (immediate attention, such as hard to breathe), pain (ache, burning, sharp), comfort (head up/down), people (husband, wife, doctor), alphabet, numbers, and days of week. | critical-communicator-italian-41f.jpg
SKU: ALI8881701410 | Alimed Critical Communicator, Korean | Provides help understanding medical problems in foreign languages. Helps meet mandated communication guidelines. Visual cues with dual-language tags for 21 languages make a an attending clinician or first-responder's problem identification easier using image and word cues. Also assists with staff and family interactions with.Helpful for those who have difficulty communicating even basic needs on a temporary basis. Include a pain scale, words and pictures for now (immediate attention, such as hard to breathe), pain (ache, burning, sharp), comfort (head up/down), people (husband, wife, doctor), alphabet, numbers, and days of week. | critical-communicator-korean-4e5.jpg
SKU: ALI8881701710 | Alimed Critical Communicator, Romanian | Provides help understanding medical problems in foreign languages. Helps meet mandated communication guidelines. Visual cues with dual-language tags for 21 languages make a an attending clinician or first-responder's problem identification easier using image and word cues. Also assists with staff and family interactions with.Helpful for those who have difficulty communicating even basic needs on a temporary basis. Include a pain scale, words and pictures for now (immediate attention, such as hard to breathe), pain (ache, burning, sharp), comfort (head up/down), people (husband, wife, doctor), alphabet, numbers, and days of week. | critical-communicator-romanian-822.jpg
SKU: ALI8881702010 | Alimed Critical Communicator, Vietnamese | Provides help understanding medical problems in foreign languages. Helps meet mandated communication guidelines. Visual cues with dual-language tags for 21 languages make a an attending clinician or first-responder's problem identification easier using image and word cues. Also assists with staff and family interactions with.Helpful for those who have difficulty communicating even basic needs on a temporary basis. Include a pain scale, words and pictures for now (immediate attention, such as hard to breathe), pain (ache, burning, sharp), comfort (head up/down), people (husband, wife, doctor), alphabet, numbers, and days of week. | critical-communicator-vietnamese-53b.jpg
SKU: ALI8881700410 | Alimed Critical Communicator, French | Provides help understanding medical problems in foreign languages. Helps meet mandated communication guidelines. Visual cues with dual-language tags for 21 languages make a an attending clinician or first-responder's problem identification easier using image and word cues. Also assists with staff and family interactions with.Helpful for those who have difficulty communicating even basic needs on a temporary basis. Include a pain scale, words and pictures for now (immediate attention, such as hard to breathe), pain (ache, burning, sharp), comfort (head up/down), people (husband, wife, doctor), alphabet, numbers, and days of week. | critical-communicator-french-ba6.jpg
SKU: ALI8881700710 | Alimed Critical Communicator, Hungarian | Provides help understanding medical problems in foreign languages. Helps meet mandated communication guidelines. Visual cues with dual-language tags for 21 languages make a an attending clinician or first-responder's problem identification easier using image and word cues. Also assists with staff and family interactions with.Helpful for those who have difficulty communicating even basic needs on a temporary basis. Include a pain scale, words and pictures for now (immediate attention, such as hard to breathe), pain (ache, burning, sharp), comfort (head up/down), people (husband, wife, doctor), alphabet, numbers, and days of week. | critical-communicator-hungarian-f71.jpg
SKU: ALI8881701010 | Alimed Critical Communicator, Hmong/Laotian | Provides help understanding medical problems in foreign languages. Helps meet mandated communication guidelines. Visual cues with dual-language tags for 21 languages make a an attending clinician or first-responder's problem identification easier using image and word cues. Also assists with staff and family interactions with.Helpful for those who have difficulty communicating even basic needs on a temporary basis. Include a pain scale, words and pictures for now (immediate attention, such as hard to breathe), pain (ache, burning, sharp), comfort (head up/down), people (husband, wife, doctor), alphabet, numbers, and days of week. | critical-communicator-hmong-laotian-b5e.jpg
SKU: ALI8881701310 | Alimed Critical Communicator, Japanese | Provides help understanding medical problems in foreign languages. Helps meet mandated communication guidelines. Visual cues with dual-language tags for 21 languages make a an attending clinician or first-responder's problem identification easier using image and word cues. Also assists with staff and family interactions with.Helpful for those who have difficulty communicating even basic needs on a temporary basis. Include a pain scale, words and pictures for now (immediate attention, such as hard to breathe), pain (ache, burning, sharp), comfort (head up/down), people (husband, wife, doctor), alphabet, numbers, and days of week. | critical-communicator-japanese-a07.jpg
SKU: ALI8881701610 | Alimed Critical Communicator, Russian | Provides help understanding medical problems in foreign languages. Helps meet mandated communication guidelines. Visual cues with dual-language tags for 21 languages make a an attending clinician or first-responder's problem identification easier using image and word cues. Also assists with staff and family interactions with.Helpful for those who have difficulty communicating even basic needs on a temporary basis. Include a pain scale, words and pictures for now (immediate attention, such as hard to breathe), pain (ache, burning, sharp), comfort (head up/down), people (husband, wife, doctor), alphabet, numbers, and days of week. | critical-communicator-russian-056.jpg
SKU: ALI8881701910 | Alimed Critical Communicator, Tagalog/Filipino | Provides help understanding medical problems in foreign languages. Helps meet mandated communication guidelines. Visual cues with dual-language tags for 21 languages make a an attending clinician or first-responder's problem identification easier using image and word cues. Also assists with staff and family interactions with.Helpful for those who have difficulty communicating even basic needs on a temporary basis. Include a pain scale, words and pictures for now (immediate attention, such as hard to breathe), pain (ache, burning, sharp), comfort (head up/down), people (husband, wife, doctor), alphabet, numbers, and days of week. | critical-communicator-tagalog-filipino-c60.jpg
SKU: ALI8881700310 | Alimed Critical Communicator, Chinese | Provides help understanding medical problems in foreign languages. Helps meet mandated communication guidelines. Visual cues with dual-language tags for 21 languages make a an attending clinician or first-responder's problem identification easier using image and word cues. Also assists with staff and family interactions with.Helpful for those who have difficulty communicating even basic needs on a temporary basis. Include a pain scale, words and pictures for now (immediate attention, such as hard to breathe), pain (ache, burning, sharp), comfort (head up/down), people (husband, wife, doctor), alphabet, numbers, and days of week. | critical-communicator-chinese-da7.jpg
SKU: ALI8881700610 | Alimed Critical Communicator, Greek | Provides help understanding medical problems in foreign languages. Helps meet mandated communication guidelines. Visual cues with dual-language tags for 21 languages make a an attending clinician or first-responder's problem identification easier using image and word cues. Also assists with staff and family interactions with.Helpful for those who have difficulty communicating even basic needs on a temporary basis. Include a pain scale, words and pictures for now (immediate attention, such as hard to breathe), pain (ache, burning, sharp), comfort (head up/down), people (husband, wife, doctor), alphabet, numbers, and days of week. | critical-communicator-greek-4eb.jpg
SKU: ALI8881700910 | Alimed Critical Communicator, Hindi | Provides help understanding medical problems in foreign languages. Helps meet mandated communication guidelines. Visual cues with dual-language tags for 21 languages make a an attending clinician or first-responder's problem identification easier using image and word cues. Also assists with staff and family interactions with.Helpful for those who have difficulty communicating even basic needs on a temporary basis. Include a pain scale, words and pictures for now (immediate attention, such as hard to breathe), pain (ache, burning, sharp), comfort (head up/down), people (husband, wife, doctor), alphabet, numbers, and days of week. | critical-communicator-hindi-15d.jpg
SKU: ALI8881701210 | Alimed Critical Communicator, Indonesian | Provides help understanding medical problems in foreign languages. Helps meet mandated communication guidelines. Visual cues with dual-language tags for 21 languages make a an attending clinician or first-responder's problem identification easier using image and word cues. Also assists with staff and family interactions with.Helpful for those who have difficulty communicating even basic needs on a temporary basis. Include a pain scale, words and pictures for now (immediate attention, such as hard to breathe), pain (ache, burning, sharp), comfort (head up/down), people (husband, wife, doctor), alphabet, numbers, and days of week. | critical-communicator-indonesian-4aa.jpg
SKU: ALI8881701525 | Alimed Critical Communicator, Polish | Provides help understanding medical problems in foreign languages. Helps meet mandated communication guidelines. Visual cues with dual-language tags for 21 languages make a an attending clinician or first-responder's problem identification easier using image and word cues. Also assists with staff and family interactions with.Helpful for those who have difficulty communicating even basic needs on a temporary basis. Include a pain scale, words and pictures for now (immediate attention, such as hard to breathe), pain (ache, burning, sharp), comfort (head up/down), people (husband, wife, doctor), alphabet, numbers, and days of week. | critical-communicator-polish-f7f.jpg
SKU: ALI8881701825 | Alimed Critical Communicator, Turkish | Provides help understanding medical problems in foreign languages. Helps meet mandated communication guidelines. Visual cues with dual-language tags for 21 languages make a an attending clinician or first-responder's problem identification easier using image and word cues. Also assists with staff and family interactions with.Helpful for those who have difficulty communicating even basic needs on a temporary basis. Include a pain scale, words and pictures for now (immediate attention, such as hard to breathe), pain (ache, burning, sharp), comfort (head up/down), people (husband, wife, doctor), alphabet, numbers, and days of week. | critical-communicator-turkish-8ba.jpg
SKU: ALI8881700225 | Alimed Critical Communicator, Arabic | Provides help understanding medical problems in foreign languages. Helps meet mandated communication guidelines. Visual cues with dual-language tags for 21 languages make a an attending clinician or first-responder's problem identification easier using image and word cues. Also assists with staff and family interactions with.Helpful for those who have difficulty communicating even basic needs on a temporary basis. Include a pain scale, words and pictures for now (immediate attention, such as hard to breathe), pain (ache, burning, sharp), comfort (head up/down), people (husband, wife, doctor), alphabet, numbers, and days of week. | critical-communicator-arabic-46b.jpg
SKU: ALI8881700525 | Alimed Critical Communicator, Farsi | Provides help understanding medical problems in foreign languages. Helps meet mandated communication guidelines. Visual cues with dual-language tags for 21 languages make a an attending clinician or first-responder's problem identification easier using image and word cues. Also assists with staff and family interactions with.Helpful for those who have difficulty communicating even basic needs on a temporary basis. Include a pain scale, words and pictures for now (immediate attention, such as hard to breathe), pain (ache, burning, sharp), comfort (head up/down), people (husband, wife, doctor), alphabet, numbers, and days of week. | critical-communicator-farsi-f99.jpg
SKU: ALI8881700825 | Alimed Critical Communicator, Hebrew | Provides help understanding medical problems in foreign languages. Helps meet mandated communication guidelines. Visual cues with dual-language tags for 21 languages make a an attending clinician or first-responder's problem identification easier using image and word cues. Also assists with staff and family interactions with.Helpful for those who have difficulty communicating even basic needs on a temporary basis. Include a pain scale, words and pictures for now (immediate attention, such as hard to breathe), pain (ache, burning, sharp), comfort (head up/down), people (husband, wife, doctor), alphabet, numbers, and days of week. | critical-communicator-hebrew-570.jpg
SKU: ALI8881701125 | Alimed Critical Communicator, Italian | Provides help understanding medical problems in foreign languages. Helps meet mandated communication guidelines. Visual cues with dual-language tags for 21 languages make a an attending clinician or first-responder's problem identification easier using image and word cues. Also assists with staff and family interactions with.Helpful for those who have difficulty communicating even basic needs on a temporary basis. Include a pain scale, words and pictures for now (immediate attention, such as hard to breathe), pain (ache, burning, sharp), comfort (head up/down), people (husband, wife, doctor), alphabet, numbers, and days of week. | critical-communicator-italian-1b8.jpg
SKU: ALI8881701425 | Alimed Critical Communicator, Korean | Provides help understanding medical problems in foreign languages. Helps meet mandated communication guidelines. Visual cues with dual-language tags for 21 languages make a an attending clinician or first-responder's problem identification easier using image and word cues. Also assists with staff and family interactions with.Helpful for those who have difficulty communicating even basic needs on a temporary basis. Include a pain scale, words and pictures for now (immediate attention, such as hard to breathe), pain (ache, burning, sharp), comfort (head up/down), people (husband, wife, doctor), alphabet, numbers, and days of week. | critical-communicator-korean-7ac.jpg
SKU: ALI8881701725 | Alimed Critical Communicator, Romanian | Provides help understanding medical problems in foreign languages. Helps meet mandated communication guidelines. Visual cues with dual-language tags for 21 languages make a an attending clinician or first-responder's problem identification easier using image and word cues. Also assists with staff and family interactions with.Helpful for those who have difficulty communicating even basic needs on a temporary basis. Include a pain scale, words and pictures for now (immediate attention, such as hard to breathe), pain (ache, burning, sharp), comfort (head up/down), people (husband, wife, doctor), alphabet, numbers, and days of week. | critical-communicator-romanian-dc9.jpg
SKU: ALI8881702025 | Alimed Critical Communicator, Vietnamese | Provides help understanding medical problems in foreign languages. Helps meet mandated communication guidelines. Visual cues with dual-language tags for 21 languages make a an attending clinician or first-responder's problem identification easier using image and word cues. Also assists with staff and family interactions with.Helpful for those who have difficulty communicating even basic needs on a temporary basis. Include a pain scale, words and pictures for now (immediate attention, such as hard to breathe), pain (ache, burning, sharp), comfort (head up/down), people (husband, wife, doctor), alphabet, numbers, and days of week. | critical-communicator-vietnamese-f93.jpg
SKU: ALI8881701325 | Alimed Critical Communicator, Japanese | Provides help understanding medical problems in foreign languages. Helps meet mandated communication guidelines. Visual cues with dual-language tags for 21 languages make a an attending clinician or first-responder's problem identification easier using image and word cues. Also assists with staff and family interactions with.Helpful for those who have difficulty communicating even basic needs on a temporary basis. Include a pain scale, words and pictures for now (immediate attention, such as hard to breathe), pain (ache, burning, sharp), comfort (head up/down), people (husband, wife, doctor), alphabet, numbers, and days of week. | critical-communicator-japanese-73b.jpg
SKU: ALI8881700725 | Alimed Critical Communicator, Hungarian | Provides help understanding medical problems in foreign languages. Helps meet mandated communication guidelines. Visual cues with dual-language tags for 21 languages make a an attending clinician or first-responder's problem identification easier using image and word cues. Also assists with staff and family interactions with.Helpful for those who have difficulty communicating even basic needs on a temporary basis. Include a pain scale, words and pictures for now (immediate attention, such as hard to breathe), pain (ache, burning, sharp), comfort (head up/down), people (husband, wife, doctor), alphabet, numbers, and days of week. | critical-communicator-hungarian-739.jpg
SKU: ALI8881701025 | Alimed Critical Communicator, Hmong/Laotian | Provides help understanding medical problems in foreign languages. Helps meet mandated communication guidelines. Visual cues with dual-language tags for 21 languages make a an attending clinician or first-responder's problem identification easier using image and word cues. Also assists with staff and family interactions with.Helpful for those who have difficulty communicating even basic needs on a temporary basis. Include a pain scale, words and pictures for now (immediate attention, such as hard to breathe), pain (ache, burning, sharp), comfort (head up/down), people (husband, wife, doctor), alphabet, numbers, and days of week. | critical-communicator-hmong-laotian-d00.jpg
SKU: ALI8881701625 | Alimed Critical Communicator, Russian | Provides help understanding medical problems in foreign languages. Helps meet mandated communication guidelines. Visual cues with dual-language tags for 21 languages make a an attending clinician or first-responder's problem identification easier using image and word cues. Also assists with staff and family interactions with.Helpful for those who have difficulty communicating even basic needs on a temporary basis. Include a pain scale, words and pictures for now (immediate attention, such as hard to breathe), pain (ache, burning, sharp), comfort (head up/down), people (husband, wife, doctor), alphabet, numbers, and days of week. | critical-communicator-russian-fad.jpg
SKU: ALI8881701925 | Alimed Critical Communicator, Tagalog/Filipino | Provides help understanding medical problems in foreign languages. Helps meet mandated communication guidelines. Visual cues with dual-language tags for 21 languages make a an attending clinician or first-responder's problem identification easier using image and word cues. Also assists with staff and family interactions with.Helpful for those who have difficulty communicating even basic needs on a temporary basis. Include a pain scale, words and pictures for now (immediate attention, such as hard to breathe), pain (ache, burning, sharp), comfort (head up/down), people (husband, wife, doctor), alphabet, numbers, and days of week. | critical-communicator-tagalog-filipino-d49.jpg
SKU: ALI8881700425 | Alimed Critical Communicator, French | Provides help understanding medical problems in foreign languages. Helps meet mandated communication guidelines. Visual cues with dual-language tags for 21 languages make a an attending clinician or first-responder's problem identification easier using image and word cues. Also assists with staff and family interactions with.Helpful for those who have difficulty communicating even basic needs on a temporary basis. Include a pain scale, words and pictures for now (immediate attention, such as hard to breathe), pain (ache, burning, sharp), comfort (head up/down), people (husband, wife, doctor), alphabet, numbers, and days of week. | critical-communicator-french-436.jpg
SKU: ALI81558 | Alimed Advanced Descripto-Cards | Advanced version with more cards and levels. Targets functional communication for adult clients with aphasia. Reintroduce functional vocabulary using 287 color and 20 black and white photograph cards of familiar objects and sequences. Seven levels of stimulation include single object photos, object and location, object and action, object and complex location, sequencing cards, reasoning, and problem solving. Each level has suggested accuracy goals and 26 record keeping forms.Includes 60 page manual, 187 full-color photo cards, 20 black and white photos, 89 vocabulary cards, 13 reproducible record keeping sheets, tabbed divider cards, storage box. | advanced-descripto-cards-693.jpg
SKU: ALI80156 | Alimed Advanced Stimulus Materials, Volume 2 | Helps clients with milder neurological impairments. Follows the first volume. Use these exercises to provide additional language stimulation at a higher level. Large-print worksheets focus on real-life activities and day-to-day situations. Includes comprehension, word retrieval, sentence formulation, general knowledge, thought organization, definitions, number skills and daily needs.Includes 254 Pages, plastic cover and binding.A best-seller series of practial workbooks provides activities that can be used successfully with adults of all levels. Each versatile volume developed for a specific level and presents hundres of organized worksheets for specific modality and intermodality. Materials can be used on a regular basis with clients in acute-care facilities, nursing homes or at home. They can also be given to caregivers or clients for follow-through work between sessions.Volume 2: (#80156) Advanced Stimulus Materials. | advanced-stimulus-materials-volume-2-c4e.jpg
SKU: ALI82412 | Alimed Color Cards: Sequencers: Verb Tenses | This set of photographs contains sixteen three-step sequences illustrating past, present, and future verb tenses. Portrays familiar activities that illustrate each verb tense clearly. Eight of the verbs have regular past tense and eight have irregular past tense. Images are lively and feature people of all ages. Use to focus on one tense or to contrast past, present, and future tenses. | color-cards-sequencers-verb-tenses-36a.jpg
SKU: ALI8946 | Alimed ColorCards: Basic Sequences | Completely revised to include 16 new three-step sequences! Demonstrates simple, sequentially related actions to help establish basic concepts and understanding of order and direction, logical thought, and expressive language. Includes sequences of changing a baby, making a bed, playing a CD, and more. Manual includes directions for use and contents are in English and eight other languages. 48 laminated, 6â€ x 8â€ cards, manual, and storage box. | colorcards-basic-sequences-65c.jpg
SKU: ALI8933 | Alimed Color Cards: What's Wrong? | Stimulate visual observation, thinking skills, and language. Large, sturdy, full-color photographs show mistakes in everyday scenes. Situations range from the obvious (a picture hanging upside down) to the subtle (too many clothes for a small suitcase). All age levels are depicted for use with a wide variety of clients. 48 laminated, 6" x 8" cards, box. | color-cards-whats-wrong-552.jpg
SKU: ALI8942 | Alimed ColorCards: Adjectives | Six sets of cards color-coded by background. Each illustrates a concept such as big/little, open/shut, hot/cold, old/new, full/empty, long/short, happy/sad, etc. Talk about these concepts and the items shown. 48 laminated cards, 6" x 8", box. | colorcards-adjectives-f93.jpg
SKU: ALI82189 | Alimed Color Cards, Expressive Verbs | ColorCards: Expressive Verbs In its simplest use, this pack is a valuable set of verbs for varying frequency and syntactical complexity within the context of personal actions. Its deeper value is to develop understanding and use of gestural semantics, promote augmentative communication, and consider social and cultural appropriateness and diversity. Contents include fingers (tap, crossed, thumbs up), hand (shake, clap, stop), body (hug, cuddle, shrug), legs (tiptoe, stamp), mouth (kiss, yawn, licking lips), face (frown, raise eyebrows, wince), and eyes (wink, cry, stare). Manual includes directions for use and contents in English and eight other languages. 48 laminated, 6" x 8" cards, manual, and storage box. | color-cards-expressive-verbs-50c.jpg
SKU: ALI82191 | Alimed ColorCards: Find The Link | Find the Link Diana Williams. A great new word-finding and category game for individuals or up to five players. Features 40 categories that range from the general, such as animals, to more complex, such as functions and places. Broad categories, like animals, can be subdivided into smaller ones, like wild or ocean animals.The versatile board allows cards to be used in different ways. Cards can also be used alone for sorting and classification. In the basic game, players take turns selecting cards to fill rows of selected categories. A variety of levels and layers can be played. Instruction/content manual provides directions and varieties of play. Game includes 200 hexagonal laminated cards, game board, instructions in English and four other languages, and storage box. | colorcards-find-the-link-b95.jpg
SKU: ALI8941 | Alimed Color Cards, Prepositions | ColorCards: Prepositions Unobtrusive backgrounds help show off pictures of commonly used concepts. Eight prepositions are shown on each of six different cards. Includes "in", "on", "under", "over", "behind", "in front of", "next to" and "between". Includes 48 laminated cards, 6" x 8", box. | color-cards-prepositions-f8a.jpg
SKU: ALI82190 | Alimed Sequences: 4-Step Color Cards | Sequences: 4-Step This collection contains twelve new 4-step sequences of familiar activities. The sequences show a wide range of events both at home and out. Includes people of different ages and ethnic groups. Sequences include making cakes, going to the dentist, buying a new pet, and many more.48 laminated 6â€ x 6â€ cards, instruction booklet in English and eight other languages, and storage box. | sequences-4-step-color-cards-b20.jpg
SKU: ALI82638 | Alimed Everyday Expressions Aphasia Therapy Program | Everyday Expressions Aphasia Therapy Program Diana J. Goodwin Developed by an experienced speech therapist, gives practical treatment material for older aphasic clients with expressive language impairments. The rehabilitation challenge for these people is easier with this useful, interesting, and enjoyable program. It directly facilitates the recover of functional communication skills with 78 illustrated expressions organized into five categories of expressions: general social, daily living activities, dining out, at the doctorâ€™,s office, and visiting with friends. It is also beneficial to those with dysarthria, Parkinsonâ€™s disease, cognitive impairments, or with clients who stutter. The back of each card has a written expression and description of the situation. Manual gives specific instructions for use, writing and documenting outcomes, and home practice instructions as well as reproducible drill and progress logs. 78 cards (4" x 6") and 12-page instruction manual. | everyday-expressions-aphasia-therapy-program-c32.jpg
SKU: ALI82220 | Alimed Test: LARK-2 Complete, Revised | Language Activities Resource Kit - Second Edition (LARK-2), Richard A. Dressler. This second edition includes an updated collection of objects, photographs, illustrations, and print material for use in language therapy with adults who have moderate to severe language disorders. Materials geared towards therapy addressing right-hemisphere dysfunction. Particularly useful in speech production tasks aimed at improving intelligibility, enhancing comprehension and expression, and helping with functional communication.LARK-2 draws from various approaches, methods, and techniques to restore clientss abilities to communicate effectively. The expanded print materials include vocabulary and question cards that have sentence closure phrases. It also includes 25 updated manipulative objects that are each associated with specific actions, making them helpful in treating patients with aphasia and other language deficiencies resulting from brain trauma or neurological disorders.Manual workbook provides specific instructions for using LARK-2 in therapy sessions without subscribing to any particular theory or approach. This Manual/Workbook with engaging, reproducible activity and exercise sheets is now included in the kit. Manual and Workbook can be purchased separately.Complete LARK-2 includes Manua/Workbook, 2 each of 25 objects, 200 cards and sturdy storage box. | test-lark-2-complete-revised-0bf.jpg
SKU: ALI81560 | Alimed More Descripto-Cards for Adult Aphasia | More Descripto-CardsÂ® for Adult Aphasia Developed by Edna Carter Young from work by Carolyn Weiner and Rachel T. Cartwright Expands original functional vocabulary with 160 photo, word, phrase and sentence cards. Stimulate language on five levels of difficulty. Clients can practice simple and complex sentences. Supplies suggestions for auditory-visual, verbal and graphic tasks. The 60 full color photos of common objects help to listen, label, repeat, identify, recall, match, generalize and categorize. | more-descripto-cards-for-adult-aphasia-cde.jpg
SKU: ALI82451 | Alimed Sourcebook for Receptive and Expressive Language Functioning | Thousands of stimulus questions that cross all areas of language functioning at all levels of difficulty that can be used all day! Has color-coded sections for 6 diagnostic aget areas for receptive language and 6 for expressive language. Special dividers provide screening probes for graduated levels of difficulty to diagnose breakdowns either within a target area or across areas.328 pages, hardcover, tabbed dividers, and flat binding. | sourcebook-for-receptive-and-expressive-language-functioning-4c1.jpg
SKU: ALI82948 | Alimed SR-Cognitive Profile | SR-Cognitive Profile Contains 40 tear-off sheets of a check-off system used during routine activities of daily living, The 3-point rating scale measures cognitive-linguistic ability for pragmatics, orientation, attention and scanning, memory, receptive and expressive language, reasoning and problem solving, and executive controls. These provide client's level of dependence and provides a rationale for follow-up. Can be used stand -alone or as assessment to the SR Cognition kit. | sr-cognitive-profile-d41.jpg
SKU: ALI82949 | Alimed SR-Cognition Deluxe | SR-Cognition Deluxe A combination package that includes the SR-Cognition Kit and the 5 supplemental photo card decks: Safety and Awareness, Problem Solving, Confrontational Naming, Categorization and Scanning, and 5-Step Sequences. | sr-cognition-deluxe-2de.jpg
SKU: ALI81856 | Alimed Voice Images | Voice Images Warm-up exercises and a mirror combo helps clients get a good start with therapy sessions. Maximize the time spent with clients and encourage independent practice outside of therapy by individualizing the number of repetitions for each exercise, number of practice sessions per day, and length of practice session. Twelve basic warm-up exercises (illustrated and described around the mirror) target relaxation, correct breath support and control. Each package includes a master chart to copy graph progress. Suggestions for use and additional exercises are also provided. | voice-images-608.jpg
SKU: SAMP928190 | Sammons Preston Standard Skeleton Pelvic Mounted | Life-size skeleton is economical and ideal for teaching and demonstrations. Includes 3-part skull and removable arms and legs. 67"H. Weighs 17 lbs | standard-skeleton-pelvic-mounted-125.jpg
SKU: SAMP929429 | Sammons Preston Flexible Cervical Vertebral Column | Consisting of occipital plate, the 7 vertebrae with discs, cervical nerves, vertebral arteries and spinal cord. | flexible-cervical-vertebral-column--d39.jpg
SKU: MERIST-02136 | Merrithew International Stability Barrel | The Stability Barrel offers all the functionality of a traditional Pilates Arc, plus the added benefit of use in the inverted position. An essential tool for aligning and mobilizing the spine, the Stability Barrel improves posture and develops balance and control.The curved surface provides padded support for the body in prone, supine or side-lying positions, while the base provides a flat platform with a durable padded surface that facilitates exercises focusing on balance and stability. These reinforced barrels can support a variety of users depending on torso size, flexibility, and exercise choice. | stability-barrel-6d0.jpg
SKU: SAMP081622943 | Sammons Preston Total Gym Core Trainer | Strengthens the abdominal while engaging the entire core musculature, offering unparalleled versatility for an abdominal machine. | total-gym-core-trainer-c31.jpg
SKU: MERIST-01012 | Merrithew International Arc Barrel Black | The Arc Barrel features a gentle curve helps decompress and lengthen the spine. Used during Matwork to increase or decrease challenge and to assist rehab clients. Dense EVA foam cushioning provides optimal comfort and faithful proprioceptive feedback. | arc-barrel-black-9b5.jpg
SKU: SPT6410 | Spectrum BAPS Balance Board with Storage Tray | A BAPS Board is used to improve balance and proprioception in the ankle, knee, and hip after injury or surgery. The BAPS board is an irregularly shaped disc with screw holes that are mathematiclly placed at specific axis and pivot locations. There are five hemispheres of varying sizes that are screwed into these locations and strategically used to create balance challenges designed to work specific muscle groups throughout the foot, ankle, leg and hip.On the top side of the disc is an outline of a foot. This is where the foot is put in the proper alignment to get the maximum benefit from the board through appropriate routine strategies guided by a Physical Therapist or Sports Medical Physician.Â The board has two sides. One is designed for the right foot and the other side, for the left foot.Â As the patient progresses through the 5 levels and weight is added to the board the patient then master's each level and strengthens all of the necessary muscle groups to bring about their complete rehabilitation. | baps-balance-board-with-storage-tray--1b4.jpg
SKU: SPT6400 | Spectrum BAPS Balance Board with Wall Rack | The original anatomically designed Biomedical Ankle Platform System rehabilitation or sports conditioning for lower extremities. Platform structure with a designated foot placement system which rotates around and recreates a proportionate and progressive degree of abduction or adduction. | baps-balance-board-with-wall-rack--a64.jpg
SKU: ARO32520 | AeroMat Aeromat Elite Extra Hard Yoga Block | Extra Hard Yoga Block, EVA Foam Structure, 3" x 6" x 9" | aeromat-elite-extra-hard-yoga-block-458.jpg
SKU: SAMP550821 | Sammons Preston Mat Hanger | "Hang up to four 2" thick mats on this handy, wall-mounted hanger. Hook swings to side when not in use. Brackets and hooks of strong electroplated steel, mounted on wooden bases. | mat-hanger-76b.jpg
SKU: SAMP561371 | Sammons Preston Aeromat Mat RS34 2356 Green | Ribbed/smooth, closed-cell mat is 56"L x 23"W x 3/4" thick. | aeromat-mat-rs34-2356-green-120.jpg
SKU: ALI77905 | Alimed AliMed Ambulation Belt | allows you to safely and securely transfer or walk patients. Heavy-duty belt features handles for added support and increased safety for both patient and caregiver. Belt features a pivoting release buckle in the center front. May be hand washed with mild detergent. Allow to air dry. 4"W x 56"L. Fits waists 30"-50". | alimed-ambulation-belt-e57.jpg
SKU: SAMP927929 | Sammons Preston Airex Balance Beam | Utilizing supersoft foam that is suitable for the use in the restoration of motor skills and balance, the extended length of the Balance Beam provides a base for an individual to walk toe-to-toe, improving lower and upper body stabilization and coordinationThe Balance Beam can also be used to improve posture and propioceptive awarenessMeasures 63"L x 6"W x 2"T (160 x 15 x 6 cm), blueWeighs 2 lbs | airex-balance-beam-aa7.jpg
SKU: ROSC30-1870B | Roscoe Medical CanDo Balance Disc 14 Inch (35 cm) Diameter Blue | CanDo inflatable vestibular disc mimics the movement and shape of an inflatable ball when used on any seat. Use it on the floor as a standing disc for balance training, proprioception and strengthening of the lower extremities. Each disc has one nubby side for tactile feedback and stimulation, and one flat side. Disc inflates and deflates with standard pump. Vary the inflation level to change the level of vestibular challenge. Color: blue, Size: 14 inch (35 cm). | cando-balance-disc-14-inch-35-cm-diameter-blue-239.jpg
SKU: LFSTMM100 | Lifespan Exercise Equipment Mat | At 78 by 36 inch, this exercise equipment mat is large enough to place under almost any piece of cardio equipment. This is a durable, slip-resistant mat and wont compress or gouge like vinyl mats. This 2mm thick gym equipment mat will protect your floors, reduce static and keep dust particles and carpet fibers from getting into the motor and other moving parts of your exercise equipment. | exercise-equipment-mat-88a.jpg
SKU: HYGT26101 | Thera-Band Resistance Bar Medium Green Individually Packed Exercises Manual Included | TheraBandâ„¢ FlexBarÂ® is a flexible, durable resistance device with a ridged surface for enhanced grip during use. It is used to improve grip strength and upper extremity stabilization by bending, twisting, or oscillation movement. It has been research-proven effective for Tennis Elbow, offering a cost-effective treatment that requires no injection or expensive equipment. | resistance-bar-medium-green-individually-packed-exercises-manual-included--9f2.jpg
SKU: CLI6103 | Clinton Industries Vertical Band Rac | 5 independent, quick-change positions for holding your choice of exercise band (50 yds., hollow core center only). All Items shown not included. | vertical-band-rac-6cd.jpg
SKU: MAB554-8000-0122 | Briggs Healthcare DMI Foam Cervical Roll Medium 5" x 19" | Dmi foam cervical roll, medium, 5" x 19". | dmi-foam-cervical-roll-medium-5-x-19-8e9.jpg
SKU: CM20065E | Hygenic Corporation TheraBand Latex Free 25 Yard Black | The new Thera-Band Latex-Free Professional Resistance Bands were formulated to match the pull forces of our existing Latex Resistance Bands! The new formula also delivers no scent and no powder for ultimate comfort and satisfaction. The only Latex-Free Professional Resistance Bands that match the market-leading Thera-BandÂ¨ System of Trusted Progression. Together, these products form one system that meets all patient needs. | theraband-latex-free-25-yard-black-137.jpg
SKU: CM20065B | Hygenic Corporation Thera Band Latex Free 25 Yard Red | Performance characteristics parallel Thera-Band latex bands. | thera-band-latex-free-25-yard-red-45d.jpg
SKU: CM20065D | Hygenic Corporation Thera Band Latex Free 25 Yard Blue | Performance characteristics parallel Thera-Band latex bands. | thera-band-latex-free-25-yard-blue-c93.jpg
SKU: CM20065A | Hygenic Corporation Thera Band Latex Free 25 Yard Yellow | Performance characteristics parallel Thera-Band latex bands. | thera-band-latex-free-25-yard-yellow-73f.jpg
SKU: CHAT10-3166 | DJO Global Cando Plyometric Weighted Ball Set of Six | The color coded Cando weighted balls are small enough and flexible enough to grasp with one hand, yet big enough to hold with two hands. | cando-plyometric-weighted-ball-set-of-six--208.jpg
SKU: HYGT11726G | Hygenic Theraband Resistance Band Yellow Thin 50 Yd Dispenser Box Latex Free | Help users rehabilitate injuries, improve functional living and enhance athletic performance. | resistance-band-yellow-thin-50-yd-dispenser-box-latex-free--e64.jpg
SKU: HYGT11729G | Hygenic Theraband Resistance Band Blue Extra Heavy 50 Yd Dispenser Box Latex Free | Help users rehabilitate injuries, improve functional living and enhance athletic performance. | resistance-band-blue-extra-heavy-50-yd-dispenser-box-latex-free--e64.jpg
SKU: HYGT25821G | Hygenic Theraband Soft Weights Yellow 2.2 lb /1.0 kg Individually Packed | Offer a more functional, accommodating grip for unilateral or bilateral exercise progressions. The unique latex-free filling allows the ball size to remain constant at 4.5" in diameter for each weight in the color progression. As a result, users can increase weight without changing their grip or technique. | soft-weights-yellow-22-lb-10-kg-individually-packed-612.jpg
SKU: PPK937 | Pre Pak Products Economy Gym | Our Economy Gymâ€™s around-the-door web strap, with its 15 easy anchor loops, assures that exercises learned on exercise rails in the clinic can be faithfully replicated in home or office settings. Comes with a selection of resistance tubing in five resistance levels. The lightweight, portable home gym provides all the exercise versatility and comfort of the Web Slide Exercise Rail system. | economy-gym-9a7.png
SKU: HAU5588 | Hausmann Industries Series 5580 Hugger Gold Line Wrist and Ankle Weights | Hausmann Industries Series 5580 set of 5 Hugger Gold-Line Wrist and Ankle Weights are unique vinyl weights color-coded and weight imprinted for ease of use. with its extra long 17â€ strap with hook and loop fasteners allowing you to double-strap weight in place for added security and the heavy-duty stitching, you can rest assured that you can count on these weights for outstanding strength and longevity. | series-5580-hugger-gold-line-wrist-and-ankle-weights-055.jpg
SKU: HAU5505 | Hausmann Industries Set of 10 Vinyl Dumbbells | Set of 10 vinyl dumbbells | set-of-10-vinyl-dumbbells-73c.jpg
SKU: DKLLB3 | Dukal Resist-A-Band Loops Green Heavy Resistance | Develops upper and lower body strength and endurance. | resist-a-band-loops-green-heavy-resistance-4de.jpg
SKU: DKLLB1 | Dukal Resist A Band Band Loops Yellow Light Resistance | Resist-A-Band Band Loops, Yellow, Light Resistance | resist-a-band-band-loops-yellow-light-resistance-bd6.jpg
SKU: DKLLB2 | Dukal Resist A Band Band Loops Red Medium Resistance | Resist-A-Band Band Loops, Red, Medium Resistance | resist-a-band-band-loops-red-medium-resistance-29b.jpg
SKU: DKLLB4 | Dukal Resist A Band Band Loops Blue Extra Heavy Resistance | Develops upper and lower body strength and endurance. | resist-a-band-band-loops-blue-extra-heavy-resistance-fe0.jpg
SKU: DKLLXB5859R | Dukal Resist A Band Exercise Bands Green Heavy | Resist-A-Band Exercise Bands, Green, Heavy | resist-a-band-exercise-bands-green-heavy-e31.jpg
SKU: DKLLXB5736R | Dukal Resist-A-Band Exercise Bands, 50 Yards, Purple, Special Heavy | Resist-A-Band Exercise Bands, 50 Yards, Purple, Special Heavy | resist-a-band-exercise-bands-50-yards-purple-special-heavy-785.jpg
SKU: IDPWRBR | Ideal Products Medicine Ball Rack for Wall Mounting | Medicine Ball Rack for Wall Mounting | medicine-ball-rack-for-wall-mounting-87b.jpg
SKU: EGN026-20403 | Elgin Thera Band Light Band Kit | Band Kits - Light packs contain 3 pre-cut 5' lengths of yellow, red & green bands. | thera-band-light-band-kit--1a3.jpg
SKU: EGN026-20413 | Elgin Thera Band Heavy Band Kit | Thera-Band Tubing & Band Kits: Tubing Kits - Light kit includes (1) 5' section each of yellow, red and green tubing. | thera-band-heavy-band-kit--539.jpg
SKU: EGN026-23010 | Elgin Thera-Band Standard Exercise Ball 45 cm (18") Ylw up to 5' | Thera-Band brand Exercise Balls are available in 5 colorcoded sizes ranging from 45 cm-85 cm. Heavy-duty, nonslip vinyl. Use these balls to increase flexibility and improve coordination and balance. Balls are perfect for strengthening and toning abdominals, trunk muscles, arms & legs. Color exercise chart with each ball. | thera-band-standard-exercise-ball-45-cm-18-ylw-up-to-5-6fe.jpg
SKU: EGN026-23020 | Elgin Thera Band Standard Exercise Ball 55 cm (22") Red 5'1" - 5'6" | Thera-Band brand Exercise Balls are available in 5 colorcoded sizes ranging from 45 cm-85 cm. | thera-band-standard-exercise-ball-55-cm-22-red-51-56--853.jpg
SKU: EGN026-23030 | Elgin Thera-Band Standard Exercise Ball 65 cm (26") Grn 5'7 - 6'2" | Thera-Band brand Exercise Balls are available in 5 colorcoded sizes ranging from 45 cm-85 cm. Heavy-duty, nonslip vinyl. Use these balls to increase flexibility and improve coordination and balance. Balls are perfect for strengthening and toning abdominals, trunk muscles, arms & legs. Color exercise chart with each ball. | thera-band-standard-exercise-ball-65-cm-26-grn-57-62--7da.jpg
SKU: EGN026-23040 | Elgin Thera-Band Standard Exercise Ball 75 cm (30") Blue 6'3" - 6'6" | Thera-Band brand Exercise Balls are available in 5 colorcoded sizes ranging from 45 cm-85 cm. Heavy-duty, nonslip vinyl. Use these balls to increase flexibility and improve coordination and balance. Balls are perfect for strengthening and toning abdominals, trunk muscles, arms & legs. Color exercise chart with each ball. | thera-band-standard-exercise-ball-75-cm-30-blue-63-66--a12.jpg
SKU: EGN026-23050 | Elgin Thera-Band Standard Exercise Ball 85 cm (34") Slvr 6'7" & Up | Thera-Band brand Exercise Balls are available in 5 colorcoded sizes ranging from 45 cm-85 cm. Heavy-duty, nonslip vinyl. Use these balls to increase flexibility and improve coordination and balance. Balls are perfect for strengthening and toning abdominals, trunk muscles, arms & legs. Color exercise chart with each ball. | thera-band-standard-exercise-ball-85-cm-34-slvr-67-up-50b.jpg
SKU: CLI7801 | Clinton Industries Thin Exercise Mat 68" Width | Designed to help stabilize feet and hands during exercise. | thin-exercise-mat-68-width-f08.jpg
SKU: FAB30-1791 | CanDo Ergonomic Exercise Mobile Metal Ball Chair with 22" Back and Arms | CanDoÂ® metal ball chair includes a 45 cm inflatable exercise ball and chair base. The mobile ergonomic seating systems combine the benefits of ball therapy with the convenience of a chair base. | ergonomic-exercise-mobile-metal-ball-chair-with-22-back-and-arms-b8e.jpg
SKU: CLI8403 | Clinton Industries Air Pump To Inflate Balls | Air pump | air-pump-to-inflate-balls-bc6.jpg
SKU: CLI8405 | Clinton Industries Ball Stackers | Ball Stackers (3 per set) Flexible adjustable plastic ring allows the stacking of 3 exercise balls | ball-stackers-e5f.jpg
SKU: EGN030-020 | Elgin 2 lb. Vinyl Dumbbell | Our Color Coded vinyl-coated dumbbells come in 1 lb. increments 1-10 lbs. | 2-lb-vinyl-dumbbell-128.jpg
SKU: EGN030-040 | Elgin 4 lb. Vinyl Dumbbell | Our Color Coded vinyl-coated dumbbells come in 1 lb. increments 1-10 lbs. The vinyl texture is excellent for gripping & cleaning. Sold individually or in 10 pc. & 20 pc. Value Sets. | 4-lb-vinyl-dumbbell--1bf.jpg
SKU: EGN030-060 | Elgin 6 lb. Vinyl Dumbbell | Our Color Coded vinyl-coated dumbbells come in 1 lb. increments 1-10 lbs. The vinyl texture is excellent for gripping & cleaning. Sold individually or in 10 pc. & 20 pc. Value Sets. | 6-lb-vinyl-dumbbell--11d.jpg
SKU: EGN030-070 | Elgin 7 lb. Vinyl Dumbbell | Our Color Coded vinyl-coated dumbbells come in 1 lb. increments 1-10 lbs. The vinyl texture is excellent for gripping & cleaning. Sold individually or in 10 pc. & 20 pc. Value Sets. | 7-lb-vinyl-dumbbell--70a.jpg
SKU: EGN030-080 | Elgin 8 lb. Vinyl Dumbbell | Our Color Coded vinyl-coated dumbbells come in 1 lb. increments 1-10 lbs. The vinyl texture is excellent for gripping & cleaning. Sold individually or in 10 pc. & 20 pc. Value Sets. | 8-lb-vinyl-dumbbell--106.jpg
SKU: EGN030-100 | Elgin 10 lb. Vinyl Dumbbell | Our Color Coded vinyl-coated dumbbells come in 1 lb. increments 1-10 lbs. The vinyl texture is excellent for gripping & cleaning. Sold individually or in 10 pc. & 20 pc. Value Sets. | 10-lb-vinyl-dumbbell--f15.jpg
SKU: EGN030-110 | Elgin 10 Piece 1 Each: 1lb to 10lb Dumbbells | Elginex Vinyl Dumbbell Value Set contains color coded, vinyl-coated dumbbells that come in one pound increments from one pound to 10 pounds. | 10-piece-1-each-1lb-to-10lb-dumbbells-245.jpg
SKU: EGN176-210 | Elgin 2 ea. 1-10# Dumbbell Value Set | Our Color Coded vinyl-coated dumbbells come in 1 lb. increments 1-10 lbs. The vinyl texture is excellent for gripping & cleaning. Sold individually or in 10 pc. & 20 pc. Value Sets. | 2-ea-1-10-dumbbell-value-set--0c9.jpg
SKU: EGN030-030 | Elgin Dumbbell 3 lb. Vinyl | Our Color Coded vinyl-coated dumbbells come in 1 lb. increments 1-10 lbs. | dumbbell-3-lb-vinyl--597.jpg
SKU: EGN030-090 | Elgin 9 lb. Vinyl Dumbbell | Our Color Coded vinyl-coated dumbbells come in 1 lb. increments 1-10 lbs. The vinyl texture is excellent for gripping & cleaning. Sold individually or in 10 pc. & 20 pc. Value Sets. | 9-lb-vinyl-dumbbell--c4e.jpg
SKU: SAMPA20020 | Sammons Preston Dura-Band Exercise System Kit | A portable exercise band system for the rehabilitation needs of upper and lower extremities. | dura-band-exercise-system-kit-a33.jpg
SKU: FAB30-1790 | CanDo Ergonomic Exercise Ball Chair Metal Mobile with Back No Arms 18" Ball | CanDoÂ® metal ball chair includes a 45 cm inflatable exercise ball and chair base. The mobile ergonomic seating systems combine the benefits of ball therapy with the convenience of a chair base. | ergonomic-exercise-ball-chair-metal-mobile-with-back-no-arms-18-ball-7c0.jpeg
SKU: CLI8402 | Clinton Industries Ball Base | Ball base provides stability for beginners. | ball-base-8ed.jpg
SKU: ROSC30-1802B | Roscoe Medical CanDo Inflatable Exercise Ball Orange 22 Inch (55 cm) | Used to improve balance, coordination, flexibility, and strength, CanDo balls are used as aids for vestibular movement and equilibrium therapy. They have a non-slip PVC vinyl surface that is ribbed for extra security. They can be "under" inflated to give a soft, mushy feel or fully inflated for a firm, bouncy feel. Standard CanDo inflatable balls can support up to 300 pounds. Packaged in a retail box. | cando-inflatable-exercise-ball-orange-22-inch-55-cm-d72.jpg
SKU: ROSC30-1803B | Roscoe Medical CanDo Inflatable Exercise Ball Green 26 Inch (65 cm) | Used to improve balance, coordination, flexibility, and strength, CanDo balls are used as aids for vestibular movement and equilibrium therapy. They have a non-slip PVC vinyl surface that is ribbed for extra security. They can be "under" inflated to give a soft, mushy feel or fully inflated for a firm, bouncy feel. Standard CanDo inflatable balls can support up to 300 pounds. Packaged in a retail box. | cando-inflatable-exercise-ball-green-26-inch-65-cm-54b.jpg
SKU: ROSC30-1804B | Roscoe Medical CanDo Inflatable Exercise Ball Red 30 Inch (75 cm) | Used to improve balance, coordination, flexibility, and strength, CanDo balls are used as aids for vestibular movement and equilibrium therapy. They have a non-slip PVC vinyl surface that is ribbed for extra security. They can be "under" inflated to give a soft, mushy feel or fully inflated for a firm, bouncy feel. Standard CanDo inflatable balls can support up to 300 pounds. Packaged in a retail box. | cando-inflatable-exercise-ball-red-30-inch-75-cm-c88.jpg
SKU: OPTP440PS | OPTP Stretch Out Strap with Poster | The versatile Stretch Out Strap, packaged with a convenient exercise wall poster.This 16"W x 21"L poster displays 20 stretches featuring contract-relax techniques for promoting flexibility to various areas of the body.The poster is conveniently rolled into a tube and is packaged with a Stretch Out Strap inside. Strap is approximately 6'4"L; green. | stretch-out-strap-with-poster--6b6.jpg
SKU: OPTP440-2 | OPTP Stretch Out Strap with Exercise Booklet | The patented Stretch OutÂ® Strap delivers the benefits of assisted stretching without a partner. Multiple loops permit deep, gradual stretching of major muscle groups with greater safety, control and effectiveness than is possible unaided.The 2nd edition stretching exercise booklet includes more than 30 stretches featuring contract-relax techniques, new color photos and how-to illustrations for quick reference. Perfect for more effective warm-up stretches before sports, or the ideal stretching regimen for yoga and fitness to achieve greater flexibility and range of motion in core muscles, the back, leg, arm, shoulder, hamstring and more. | stretch-out-strap-with-exercise-booklet-8a4.jpg
SKU: OPTP440PST | OPTP Extra Long Stretch Out Strap with Poster | his longer Stretch Out Strap is designed for athletes and taller individuals, and it comes with an instructional poster.The Extra-Long Stretch Out Strap offers the benefits of deeper, more gradual stretching for anyone 6' or taller.The strap comes with a colorful 17"W x 26"L Training and Conditioning Poster describing how to perform 22 fitness and sports-related stretching exercises, organized for before and after a workout.Strap is approximately 7'5"L; black. | extra-long-stretch-out-strap-with-poster--983.jpg
SKU: TFT800SSPRO | True Fitness True Stretch 800SS Pro | The TRUE Stretch is a revolutionary concept that uses the natural approach to flexibility training. It helps users look and feel better while reducing their risk of injury. The TRUE Stretch provides a dedicated, self-contained stretching area that allows users a safe platform for comprehensive stretching to increase flexibility. The TRUE Stretch eliminates the need for floor-based stretching or leaning uncomfortably over other equipment.THE ULTIMATE IN FLEXIBILITY TRAININGThe TRUE Stretch was developed by internationally renowned physical therapist Gary Gray and is used by a number of top professional and collegiate teams as well as many professional athletes and their personal trainers. It is also featured at many of the top resort spas around the globe because TRUE Stretch is the most effective piece of equipment available for maximizing flexibility.ENHANCES WORKOUTS AND REDUCES INJURY RISKThe revolutionary TRUE Stretch provides a dedicated, self-contained stretching area that allows users a safe platform for comprehensive stretching to increase flexibility and reduce the risk of injury. TRUE Stretch eliminates the need for floor-based stretching or leaning uncomfortably over other equipment or an exercise ball. The TRUE Stretch is the state-of-the-art standard in flexibility equipment and provides an effective stretching regimen for all ages and body types.SPACE EFFICIENT, SOLID STEEL CONSTRUCTIONThe footprint of the TRUE Stretch is 48â€³W x 87â€³H x 60â€³D which protects your valuable floor space and adds considerable value to any exercise routine. Like all TRUE equipment, itâ€™s built to endure the rigors of daily heavy usage. The TRUE Stretchâ€™s 11-guage welded steel frame is protected by a silver powder coat finish that will last for decades and is covered by a one year parts warranty.EASY TO FOLLOW STRETCHING REGIMENTRUE Stretch comes with an easy-to-follow exercise placard that is displayed on the frame. This full color photo-illustrated display is organized by muscle groups and features 30 different stretching exercises. All are designed to mimic real-life, real world stretches. TRUE Stretch effectively stretches the body in all three planes of motion (front to back, side to side, and rotational) while keeping the user in natural upright positions with four points of contact (both hands and both feet) for proper body alignment, stability and safety. | true-stretch-800ss-pro--7fb.jpg
SKU: THDIRM-SS | Therapeutic Dimensions Stretching Aid 5 ft 7" Long Blue Webbing with Black Elastic Stretch Strap Clear Poly Ziplock Bag | Stretching aid and patient guide for triceps, arms, shoulders, outer thigh and hips, hamstrings, quad, calf, low back. | stretching-aid-5-ft-7quot-long-blue-webbing-with-black-elastic-stretch-strap-clear-poly-ziplock-bag-8c7.jpg
SKU: IDPMAT38 | Ideal Products Trampoline Mat For Round Rebounders | Round Trampoline Matt. | trampoline-mat-for-round-rebounders-798.jpg
SKU: PWS70400 | Power Systems Stretch Out Strap with Chart | The Stretch Out Strap allows users to perform unassisted stretches, pulling muscles through a full range of motions. The user can also perform assisted stretches without a partner. Use a stretching strap to pull muscles through a full range of motion. Simply position the hands or feet through the desired loop to stretch the hamstrings, lower back, triceps, biceps, thighs, calves, quadriceps, or hip flexors.This 16"W x 21"L poster displays 20 stretches featuring contract-relax techniques for promoting flexibility to various areas of the body. The poster is conveniently rolled into a tube and is packaged with a Stretch Out Strap inside. Strap is approximately 6'4"L; green. | stretch-out-strap-with-chart-bc3.jpg
SKU: PWS70420 | Power Systems Stretch Out Strap with Book | Enhance Pilates and yoga exercise with effective techniques using the Stretch Out Strap.Using the Stretch Out Strap during Pilates exercise and yoga sessions provides sensory feedback that helps develop better posture, flexibility, muscular balance and body symmetry, as well as core strength and shoulder stability.This book by Angela Kneale, OTD, MA, OTR/L, NBC-HWC, targets dynamic exercises that both lengthen and strengthen the body, while challenging core stability and control. The exercises, optimized by the Stretch Out Strap, heighten body awareness and relieve stress, focusing on deep breathing and quality, controlled movements.Second edition features revised exercise descriptions, enhanced instructions and over 40 exercises with color photographs. Softcover, 52 pages. | stretch-out-strap-with-book-139.jpg
SKU: SHTS6100 | Shuttle Systems Shuttle Rebound | Rebound Device with 9 Angles of Adjustability, Trampoline Mat, Non-Skid Base, Roller Wheels, Rugged Base, Stability Handle & High Quality Springs | shuttle-rebound-8d5.jpg
SKU: HS5381 | Healthstar Dynamic Stretch Strap | The Healthstar Stretch Strap is ideal for either static stretching or active "facilitated" stretching, in which isometric contractions produce greater improvement in flexibility. The Stretch Strap is a perfect complement to any exercise program. It can be used during rehabilitation to improve range-of-motion and flexibility. | dynamic-stretch-strap-f41.jpg
SKU: LFSSP1000 | Lifespan SP1000 Stretch Partner Stretching Machine | Prevent injury, improve back pain, reduce muscle aches, and enhance your posture with the LifeSpan Stretch Partner. The stretching machine uses gravity to stretch all major muscle groups, from your shoulders down to your achilles and everything in between. The solid steel frame, ergonomic seat design, and included instructional flip chart and DVD make the Stretch Partner ideal for any age group and ability level. Whether you are training for a sport, recovering from an injury, or are simply looking to improve your overall flexibility, the LifeSpan SP1000 full-body stretching machine makes the perfect fit.Flex-Smart Pivot SystemFlex-Smart does all the work for you.Â The patented Flex-Smart pivoting system provides a greater range of movement to accommodate various body types and all levels of flexibility. This stretching machine helps place you in an ergonomically proper body position for stretching, then gently uses gravity to stretch your desired muscle group all while providing you with a deeper, fuller stretch and balanced flexibility. Flex-Smart makes this body stretching equipment perfect for safe and effective use by chiropractors, rehab centers, and for placement in your own home.Instruction Flip Chart and VideoThe 30-minuteÂ Flexible for LifeÂ stretching DVD and illustrated placard provide an easy to follow, step-by-step stretching program for all muscle groups. Eighteen stretches are included for the lower back, hamstrings and hips, as well as the shoulders, upper back, neck, abdominals, forearms, triceps, chest, hamstrings, glutes, groin, quadriceps, thighs, calves and achilles. | sp1000-stretch-partner-stretching-machine-ab4.jpg
SKU: FAB10-1179 | CanDo Adjustable Calf and Ankle Incline Board | Safely and easily stretch ankles at increasingly steep angles using theÂ Cando 10-1179 Adjustable Ankle Incline Board. The board adjusts to allow the user to perform 10Â°, 15Â°, 20Â°, and 30Â° stretches. The adjustment is easily performed by the user, simply by inserting the board into the desired back slot. Made of sturdy ABS plastic, the board is rated to support over 500 pounds. It weighs just four pounds so it can be easily transported and stored. The surface measures a generous 14 x 14 and features a non-slip grooved surface for added safety and efficiency. The slotted back can be used to hold onto as a handle for added stability and peace of mind during exercise.Stretching ankles and calves has a number of health benefits. Improving flexibility and range of motion in the ankles can reduce risk of injury and provide for more efficient movement. This can be beneficial in individual who participate in high-impact athletics in which one is prone to ankle injuries, such as running, basketball, soccer, or tennis. In individuals with injuries or physical disabilities, these stretches can provide exercise to these muscles to prepare the individual to perform activities requiring ankle dorsiflexion, such as ascending and descending stairs. The device allows individuals to safely perform stretches without requiring another person, so the exercises can be performed individually at home, either as part of a prescribed physical therapy or personal training routine, or in the context of a personal home fitness routine.Slant Board increases extension in the lower and upper back while stretching the calves. Board is made of a heavy-duty composite plastic. Angle of incline adjusts to 4 levels and folds flat (3-inches) to store easily. Levels are 5Â°, 15Â°, 25Â°, and 35Â°. The last slot on the board makes an excellent hand-hold for stretching. Non-slip top measures 14" x 14". | adjustable-calf-and-ankle-incline-board-3cb.jpg
SKU: IDPMAT-55 | Ideal Products Square Trampoline Matt | This is a Grade "A" Permatron replacement matt for square rebounders. | square-trampoline-matt-bde.jpg
SKU: IDPRB27 | Ideal Products Plyometric Rebounder, 41" W x 47" D x 46" H | Welded steel gusseted frame, Speed-change angle adjustment. White powdercoat finish, Adjustable angle: 5 positions, Level position for jogging and balance, Use for controlled power training, angled or flat. Weight capacity: sliding scale, Rebounder available with balls and rack (BAY48), Minor assembly needed before use, 41" W x 47" D x 46" H, 105 pound motor freight shipment. | plyometric-rebounder-41-w-x-47-d-x-46-h-2f4.jpg
SKU: IDPRB1630 | Ideal Products Plyometric Rebounder Without Balls or Rack | Plyometric Rebounder, Use for controlled power training, angled or flat. | plyometric-rebounder-without-balls-or-rack-eb7.jpg
SKU: IDPSQ64 | Ideal Products Plyometrics Standard Square Rebounder | The BAY67 makes for a tireless throwing partner as well as a stable jogging, agility and balance platform. Ideal's Rebounders have been used by the MLB, NFL, NHL, universities, high schools, PT & Sports Medicine clinics since 1998 | plyometrics-standard-square-rebounder-caa.jpg
SKU: IDPSK67 | Ideal Products Deluxe Adjustable Rebounder Starter Kit / 40"x45"x31" | A 7-position, quick-change Square Plyometric Rebounder with a set of three medicine balls. The Back-at-Ya Rebounder makes a tireless throwing partner as well as a stable jogging, agility and balance surface. Ideal's Back-at-Ya Rebounders have been used by MLB, NFL, NHL, universities, high schools, PT & Sports Medicine clinics since 1998. | deluxe-adjustable-rebounder-starter-kit-40x45x31-7c1.gif
SKU: IDPSQ99 | Ideal Products Heavy Duty Adjustable Plyoemtric Rebounder | A 5-position, quick-change Heavy-Duty Square Rebounder Package. The Heavy-Duty Back-at-Ya Rebounder makes a tireless throwing partner as well as a stable jogging, agility and balance surface. Ideal's Back-at-Ya Rebounders have been used by MLB, NFL, NHL, universities, high schools, PT & Sports Medicine clinics since 1998. | heavy-duty-adjustable-plyoemtric-rebounder-ee8.jpg
SKU: IDPMAT-38 | Ideal Products Round Trampoline Mat | This mat fits the 38" diameter frame and includes mounting instructions. | round-trampoline-mat-f03.jpg
SKU: SAMP568166 | Sammons Preston Prostretch | The ultimate tool for preventing and relieving plantar fasciitis, Achilles tendonitis, tight calves and hamstrings; proven effective. Unique adjustable heel rest allows an increase or decrease in the degree of stretch, enabling users to "progress their stretch" as they become stronger and more flexible. Larger, continuous platform provides increased comfort and stability. Fits up to a size 14 shoe. | prostretch-d80.jpg
SKU: SAMP081670082 | ING Source Foot Gym | The first multi-use foot strengthening and rehabilitation solution to incorporate seven exercises in one, eliminating the need for multiple strengthening, stretching and massaging devices. Designed to strengthen often-neglected muscles, its use could lead to improved balance, structural stability and greater overall foot function. This patented all-in-one product can be used in prehab/rehab, specifically for plantar fasciitis, achilles tendonitis and other foot injuries/surgeries. The Foot Gym has been reviewed and tested by orthopedic surgeons, podiatrists, chiropractors, physical therapists, athletic trainers and professional sports teams as well as Olympic athletes. Can be used while sitting or standing. | foot-gym-bbb.jpg
SKU: FAB10-1182 | CanDo Wooden 5-level Incline Board | Adjustable Incline Board has 14" x 18" foot board with non-slip tread. | wooden-5-level-incline-board--855.jpg
SKU: IDPBAY500 | Ideal Products Heavy Duty Adjustable Plyometric Rebounder | A 5-position, quick-change heavy-duty Square Rebounder that includes a ball storage rack and 5 weighted medicine balls.The BAY500 makes for a tireless throwing partner as well as a stable jogging, agility and balance platform.Ideal's Rebounders have been used by the MLB, NFL, NHL, universities, high schools, PT & Sports Medicine clinics since 1998. | heavy-duty-adjustable-plyometric-rebounder-0ee.jpg
SKU: IDPBAY67 | Ideal Products Plyometrics Deluxe Rebounder Standard Square | The BAY67 makes for a tireless throwing partner as well as a stable jogging, agility and balance platform. Ideal's Rebounders have been used by the MLB, NFL, NHL, universities, high schools, PT & Sports Medicine clinics since 1998. | plyometrics-deluxe-rebounder-standard-square-000.jpg
SKU: IDPBAY48 | Ideal Products Standard Adjustable Plyometric Rebounder | Welded steel gusseted frame, Speed-change angle adjustment. White powjogging and balance, Includes 5 weighted medicine balls, Use for controlled power training, angled or flat. dercoat finish, Adjustable angle: 5 positions, Easy-reach rear ball shelf, Level position for | standard-adjustable-plyometric-rebounder-8b4.jpg
SKU: IDPBAY1631 | Ideal Products Economy Adjustable Plyometric Rebounder | A 4-position, quick-change economical Round Rebounder that includes a ball storage rack and 5 weighted medicine balls. | economy-adjustable-plyometric-rebounder-05d.jpg
SKU: IDPJTR38H | Ideal Products Standard-Duty Round Personal Rebounder With Assist Handle, 38" W x 41" D x 44" H | A standard-duty round personal rebounder with assist handle. Welded steel frame construction. White powdercoat finish. Springy round tramp. Use for controlled power training. Minor assembly needed before use. Available without assist handle (JTR38). 38" W x 41" D x 44" H. 29 pound parcel shipment. | standard-duty-round-personal-rebounder-with-assist-handle-38-w-x-41-d-x-44-h-db3.jpg
SKU: IDPJTR38 | Ideal Products Standard Duty Round Personal Rebounder | A standard-duty round personal rebounder. | standard-duty-round-personal-rebounder-af9.jpg
SKU: SAMP550899 | Sammons Preston Economy Calf Stretcher | Standing on this 30Â° angle wooden foot platform stretches the calf, hamstrings, and other hip and foot muscles. | economy-calf-stretcher-386.jpg
SKU: SAMP081626019 | Shuttle Systems Shuttle Rebound | The noise-absorbing composite material that makes up the Rebound's frame results in whisper-quiet operation to reduce unwanted noise. The frame is designed to withstand movement when in use and doubles as a ball rack for compact storage. The welded frame is designed to accommodate up to 350 lbs while protecting the trampoline springs. The Rebound can be folded for easy storage in limited space in the vertical or horizontal position. Nine angles of adjustability (0Â°-60Â°). The stabilization bar offers safe, controlled operation when in the trampoline position. Ball-bearing wheels make it easy to move. | shuttle-rebound-cde.jpg
SKU: WHHS-85-S | Whitehall Manufacturing 85 Gallon Sports Whirlpool Stationary | Based on the needs expressed to us by athletic trainers across the nation, Whitehall responded with a full line of whirlpools specifically designed for the treatment and prevention of sports-related injuries. These units offer recuperative and healing therapy to the extremities, hips, back and shoulder areas, plus they are long enough to accommodate larger athletes. This option provides a standard stationary unit. | 85-gallon-sports-whirlpool-stationary-b2d.jpg
SKU: FAB10-4100 | Foot Gym Foot Stretches and Exercises | Foot GymÂ®Â is a prehab/rehab device, which specifically targets Plantar Fasciitis, Achilles Tendonitis, and other foot injuries/surgery.Massage your feet, stretch them, give them a workout and strengthen your foot muscles- all in one place! Foot GymÂ®will give you increased stability, balance and foot function with several foot exercises. This is a prehab/rehab that specifically helps those with Plantar Fasciitis, Achilles Tendonitis, and other foot injuries or surgeries. If youâ€™re looking for stronger and more stable feet and ankles, then youâ€™ve come to the right place.Foot GymÂ®Â has been reviewed by Orthopedic Surgeons, Podiatrists, Chiropractors, Physical Therapists, Athletic Trainers, Professional Athletes and Olympic Athletes. | foot-stretches-and-exercises-2ee.jpg
SKU: DJO79-90130 | DJO Global Overdoor Cervical Traction Kit | Kit includes overdoor bracket, padded head halter, water weight bag, spreader bar and 86" traction cord to administer cervical traction at home or in physician's office. | overdoor-cervical-traction-kit-e8b.jpg
SKU: SKIL914677 | Skil Care Aqua Weight 4lbs | These aqua-weights are a light exercise device that are easily portable and safe to use if dropped | aqua-weight-4lbs-847.jpg
SKU: CERPPRO-993 | Core Products Traction Kit with Neck Roll | The Cervical Traction System can help restore the bodyâ€™s proper cervical curve by applying gentle rotational traction. Two packages available. Packages include adjustable head harness, adjustable weight bag (up to 5 lbs) and either the 3.75â€ Foam Positioning Roll or the Soothe-A-Ciser. | traction-kit-with-neck-roll-abe.jpg
SKU: CHAT2038 | DJO Global Artromot E2 Compact Elbow CPM Unit | The Artromot E2 Elbow CPM is used in range of motion therapy to provide a full range of anatomical motion for the user's elbow joint, including pronation, supination, flexion, and extension. The fully-synchronized motors make it easy to customize treatment parameters, and the hand control is easy to use. Each Artromot E2 Elbow CPM comes with a memory chip card that can be used to store a patient's data | artromot-e2-compact-elbow-cpm-unit-63f.jpg
SKU: CHAT20533 | DJO Global Patient Kit for OptiFlex | Feature Uses with the OptiFlex knee CPM units. Made up of high quality deep pile sheepskin, durable fleece and soft foam to ensure increased patient comfort. Each patient kit is manufactured with attention to quality and comfort. | patient-kit-for-optiflex-5ba.jpg
SKU: CHAT43050 | DJO Global Hydraulic Hand Dynamometer Dial Gauge | Gives accurate grip strength readins without being able to "feel" the handle move. | hydraulic-hand-dynamometer-dial-gauge-4f5.jpg
SKU: CHAT43054 | DJO Global Pinch Gauge 7-Piece Hand Evaluation Set - Standard Guage | Feature All instruments needed for a full hand evaluation. Grip strength is measured by the hydraulic hand dynamometer and pinch strength by the mechanical pinch gauge. 2-point discriminator with 3rd point. Finger circumference gauge and finger motion gauge. Wartenburg pinwheel. Registers up to 200 lbs. Stainless steel goniometer. Digit-O-Meter. Includes carrying case. 1 year warranty. | pinch-gauge-7-piece-hand-evaluation-set-standard-guage-e75.jpg
SKU: CHAT43061 | DJO Global Bubble Inclinometer | Our most popular model Bubble Inclinometer is simple and easy to use. Inclinometer measurement techniques have been codified and appear in the AMA Guide to the Evaluation of Permanent Impairment, third edition. Our Digital Inclinometer allows total range of motion to be accurately measured. Inclinometer measurement techniques have been codified and appear in the AMA Guide to the Evaluation of Permanent Impairment, third edition. Digital model has convenient LED display and carrying case. | bubble-inclinometer-6ec.jpg
SKU: CHAT43063 | DJO Global Skinfold Caliper with Carrying Case | The Chattanooga Skinfold Caliper is a tool designed to measure percentage of body fat. The features include: Lightweight aluminum construction. Measurement arms with "floating tips" under constant pressure assure accurate and reproducible results. Easy to read 60 mm scale. Booklet, tables and carrying case included. | skinfold-caliper-with-carrying-case-6dc.png
SKU: CHAT43103 | DJO Global Pinch Gauge 7-Piece Hand Evaluation Set - Digital Guage | All instruments needed for a full hand evaluation, Grip strength is measured by the hydraulic hand dynamometer and pinch strength by the mechanical pinch gauge. | pinch-gauge-7-piece-hand-evaluation-set-digital-guage-8db.jpg
SKU: CHAT43104 | DJO Global Chattanooga 43050 Hydraulic Hand Dynamometer - Dial Gauge | Feature Gives accurate grip strength readins without being able to "feel" the handle move. Handle is adjustable with five positions to accommodate any hand size. Indicator remains at maximum reading until rest. Available with dial or digital gauges. Register up to 300 lbs. 1 year warranty. | chattanooga-43050-hydraulic-hand-dynamometer-dial-gauge-02b.jpg
SKU: CHAT43108 | DJO Global Hydraulic Push Pull Dynamometer Dial Guage | The Hydraulic Push-Pull Dynamometer can be used to test the strength of a wide range of different muscle groups; use either the push (compression) or pull (tension) modes. A swivel hook attachment is included to make testing easier. The Hydraulic Push-Pull Dynamometer has optional SurGrip handles (single or dual grip) that make it easier to use when measuring large forces. | hydraulic-push-pull-dynamometer-dial-guage-b3d.jpg
SKU: CHAT43110 | DJO Global Hydraulic Push-Pull Dynamometer Dial Guage | Feature Ideal for a wide range of individual muscle groups using both the push and pull modes. Used for both muscle strength testing and functional workplace evaluations. A swivel hook attachment is included to facilitate testing. Optional SurGrip handles (single and dual grip) are available for use when measuring large forces. Available with dial or digital gauges. Registers up to 500 lbs. 1 year warranty. | hydraulic-push-pull-dynamometer-dial-guage-a77.jpg
SKU: CHAT43116 | DJO Global Back Leg Chest Large Base Dynamometer | Back Leg Chest Large Base Dynamometer. | back-leg-chest-large-base-dynamometer-4eb.jpg
SKU: CHAT43118 | DJO Global 180 ISOM 4" Plastic Goniometer | The plastic and stainless steel 180Ã¸ scale digit goniometers require the use of only one hand to measure 110Ã¸ flexion and 40Ã¸ hyperextensions in 5Ã¸ increments. The linear scale has inches and centimeters. | 180-isom-4-plastic-goniometer-536.jpg
SKU: CHAT20711 | DJO Global Artromot K4 Knee CPM Patient Kit | High-quality deep pile sheepskin. Durable fleece. Soft foam ensure increased patient comfort. Artromot K4 knee CPM patient kits are manufactured with high quality deep pile sheepskin, durable fleece and soft foam ensure increased patient comfort. | artromot-k4-knee-cpm-patient-kit-9d2.png
SKU: CHAT11432 | DJO Global Patient Economy Kit for Breg OptiFlex | Uses with the OptiFlex & Breg CPM units. | patient-economy-kit-for-breg-optiflex-eef.png
SKU: CHAT20716 | DJO Global Patient kit for Artomot SP2-2M Ankle | Feature Uses with the Artromot SP2-2M Ankle CPM units. Made up of high quality deep pile sheepskin, durable fleece and soft foam to ensure patient comfort and proper positioning during therapy. Each patient kit is manufactured with attention to quality and comfort. | patient-kit-for-artomot-sp2-2m-ankle-d6a.jpg
SKU: CHAT18000 | DJO Global Standard Exerciser Retail Package | Chattanooga Standard Pedal Exerciser is a light weight portable bike pedal simulator product and has non-skid foot pads to assure safety. Standard Pedal Exerciser is an ideal exerciser for rehabilitation and fitness. Standard Exerciser features great lower and upper body exercise. Take it with you on the go and have the ability to pedal your way toward your health and fitness goals. | standard-exerciser-retail-package-093.jpeg
SKU: CHAT18020 | DJO Global Standard Exerciser Package | Chattanooga Standard Pedal Exerciser is a light weight portable bike pedal simulator product and has non-skid foot pads to assure safety. Standard Pedal Exerciser is an ideal exerciser for rehabilitation and fitness. Standard Exerciser features great lower and upper body exercise. Take it with you on the go and have the ability to pedal your way toward your health and fitness goals. | standard-exerciser-package-4ed.jpg
SKU: CHAT10-5573 | DJO Global Cando Bow Tie 14" Tubing Exerciser Green | Lightweight, compact and portable, the tubing exerciser helps perform strengthening and conditioning workouts on-the-go, even in your hotel room! | cando-bow-tie-14-tubing-exerciser-green-95f.jpg
SKU: CHAT10-5571 | DJO Global Cando Bow Tie 14" Tubing Exerciser Yellow | Lightweight, compact and portable, the tubing exerciser helps perform strengthening and conditioning workouts on-the-go, even in your hotel room! | cando-bow-tie-14-tubing-exerciser-yellow-dd6.jpg
SKU: EGN011-WCS24 | Elgin Cuff Weight Value Sets 24 Piece | The most durable, superior-performing wrist and ankle cuff weights for physical therapy and athletic training. Elgin cuff weights are designed for clinical applications like physical therapy, athletic training and professional fitness. The extra-long Velcro straps (10"-14"L) make it possible for layering cuffs on cuffs for a true progressive resistance exercise program, plus for added security. Comfortable, non-absorbing Naugahyde material is chosen for its easy-to-clean and body-conforming characteristics. | cuff-weight-value-sets-24-piece-2d5.jpg
SKU: EGN002-LE125B | Elgin Leg and Ankle Exerciser | The Elgin Leg/Ankle Exerciser is the industry standard for lower leg & ankle progressive resistance exercise. The Elgin Exerciser is the best ankle rehabilitation system in the industry simply because it works. Therapists prefer to work with known weights, rather than hydraulics for measuring a patient's success.The Elgin performs load-resisting inversion, eversion, dorsi-flexion & plantar-flexion exercises. Proven effective in successfully strengthening and rehabilitating thousands of ankles for over 50 years. Made by Elgin, the leading manufacturer of superior quality progressive resistance exercise products for therapy and rehabilitation since 1946.Application:Â Patient should be seated on a suitable treatment table and assisted by a licensed therapist or trainer. The Quadriceps Rest (QR-150) is designed to assist in proper positioning for bilateral and unilateral quadriceps exercises. It helps build up the popiteal area.Â | leg-and-ankle-exerciser-458.jpg
SKU: ARMAM-664 | Armedica Fixed Height Mat Platform 6' x 8' x 20" High | Feature AM Series Fixed Height Mat Paltform. Welded tubular steel frames and legs, with fully finished and burnished welds. 34 oz. Heavy-duty vinyl with Permablok 3(R) bacterial protection. 2" Firm density foam tops. Radiused, seamless corners on upholstered components. 900 lb. Weight capacity. | fixed-height-mat-platform-6-x-8-x-20-high-d50.jpg
SKU: ARMAM-662 | Armedica Hand Crank Hi-Lo Mat Platform 6' x 8' x 20" High | Feature AM Series Hand Crank Hi-Lo Mat Paltform. Welded tubular steel frames and legs, with fully finished and burnished welds. 34 oz. Heavy-duty vinyl with Permablok 3(R) bacterial protection. 2" Firm density foam tops. Radiused, seamless corners on upholstered components. 900 lb. Weight capacity. | hand-crank-hi-lo-mat-platform-6-x-8-x-20-high-b8e.jpg
SKU: CLI269-47 | Clinton Industries All Laminate Upholstered Top Mat Platform - 4" x 7" | Laminated frame mat platform 4" x 7" | all-laminate-upholstered-top-mat-platform-4-x-7-07b.jpg
SKU: CLI269-57 | Clinton Industries All Laminate Upholstered Top Mat Platform - 5" x7" | Laminated frame mat platform 5" x 7" | all-laminate-upholstered-top-mat-platform-5-x7-c36.jpg
SKU: CLI269-68 | Clinton Industries All Laminate Upholstered Top Mat Platform - 6" x 8" | Laminated frame mat platform 6" x 8" | all-laminate-upholstered-top-mat-platform-6-x-8-0a6.jpg
SKU: CLI260-68 | Clinton Industries Upholstered Top Mat Platform 6" x 8" | Upholstered mat platform in Natural wood tone. | upholstered-top-mat-platform-6-x-8-54e.jpg
SKU: CLI262-57 | Clinton Industries Mat Platform with Removable Mat 5" x 7" | Mat platform w/ velcro mat 5" x 7" - value | mat-platform-with-removable-mat-5-x-7-9f3.jpg
SKU: CLI262-68 | Clinton Industries Mat Platform with Removable Mat 6" x 8" | Mat platform w/ velcro mat 6" x 8" - value | mat-platform-with-removable-mat-6-x-8-a96.jpg
SKU: CLI240-68 | Clinton Industries Upholstered Mat Platform - 6" x 8" | Uplostered mat platform 6" x 8" - classic | upholstered-mat-platform-6-x-8-a42.jpg
SKU: CLI243-47 | Clinton Industries Space Saving, Folding Mat Platform - 4' Width | Wall mtd mat platform 4'x7'-Classic | space-saving-folding-mat-platform-4-width-c46.jpg
SKU: CLI243-57 | Clinton Industries Space Saving Folding Mat Platform 5' Width | Wall mtd mat platform 5'x7'-Classic. NOTE: Mounting hardware not included. Check with your building manager for the proper type of fasteners needed for your specific wall structure. | space-saving-folding-mat-platform-5-width-cf4.jpg
SKU: CLI241-47 | Clinton Industries Upholstered Mat Platform with Adjustable Backrest 4" x 7" | Mat platform w/ adj backrest 4" x 7" - classic | upholstered-mat-platform-with-adjustable-backrest-4-x-7-e3c.jpg
SKU: CLI230-47 | Clinton Industries Upholstered Top Mat Platform - 4" x 7" | Uplostered mat platform 4" x 7" - Alpha | upholstered-top-mat-platform-4-x-7-cf3.jpg
SKU: CLI230-57 | Clinton Industries Upholstered Top Mat Platform - 5" x 7" | Uplostered mat platform 5" x 7" - Alpha | upholstered-top-mat-platform-5-x-7-611.jpg
SKU: CLI231-47 | Clinton Industries Upholstered Top Mat Platform with Adjustable Backrest 4" x 7" | Mat platform w/ adj backrest 4" x 7" -Alpha | upholstered-top-mat-platform-with-adjustable-backrest-4-x-7-ec5.jpg
SKU: CLI231-57 | Clinton Industries Upholstered Top Mat Platform with Adjustable Backrest 5" x 7" | Mat platform w/ adj backrest 5" x 7" -Alpha | upholstered-top-mat-platform-with-adjustable-backrest-5-x-7-bf7.jpg
SKU: CLI231-68 | Clinton Industries Upholstered Top Mat Platform with Adjustable Backrest 6" x 8" | Mat platform w/ adj backrest 6" x 8" -Alpha | upholstered-top-mat-platform-with-adjustable-backrest-6-x-8-6ea.jpg
SKU: CLI232-47 | Clinton Industries Mat Platform with Removable Top 4" x 7" | Mat platform w/ velcro mat 4" x 7" -Alpha | mat-platform-with-removable-top-4-x-7-19a.jpg
SKU: CLI232-57 | Clinton Industries Mat Platform with Removable Top 5" x 7" | Mat platform w/ velcro mat 5" x 7" -Alpha | mat-platform-with-removable-top-5-x-7-945.jpg
SKU: CLI232-68 | Clinton Industries Mat Platform with Removable Top 6" x 8" | Mat platform w/ velcro mat 6" x 8" -Alpha | mat-platform-with-removable-top-6-x-8-dbf.jpg
SKU: CLI252-68 | Clinton Industries Hi-Lo Mat Platform with Removable Mat 6" x 8" | Hi-lo mat platform 6" x 8" w/ velcro mat | hi-lo-mat-platform-with-removable-mat-6-x-8-560.jpg
SKU: CLI7019 | Clinton Industries Mobile Cuff Weight Dumbbell and Band Rac | Clinton Industries' Mobile Cuff Weight Dumbbell and Band Rac's cuff weight sliding hook system makes lateral positioning fast and easy. The Strong poly-carbonate dumbbell rods are angled for added stability, and the rac holds up to 64 cuff weights and 22 dumbbells. With a protective bumper molding around its base, the product is convenient and easy-to-clean with its all laminate construction. | mobile-cuff-weight-dumbbell-and-band-rac-9de.jpg
SKU: CMRR31 | Rehab World Wall Storage Rack For Hanging Tumble Forms | All steel rack with durable grey powder coated finish | wall-storage-rack-for-hanging-tumble-forms-f85.jpg
SKU: SAMP562895 | Sammons Preston Mobile Cuff Weight/Dumbbell and Band Rack | This all-purpose storage system for cuff weights, dumbbells and bands is an ideal mobile storage rack for clinics and fitness centers. A section for holding 50 yard band rolls makes the rack easy to use and the 3â€ swivel casters promote easy transportation. | mobile-cuff-weight-dumbbell-and-band-rack-f16.jpg
SKU: SAMP960632 | Sammons Preston Forearm Workout | A simple and effective way to increase forearm pronation and supination, ROM, strength and endurance. | forearm-workout-746.jpg
SKU: HYGT20324 | Thera-Band Latex Free Resistance Bands Yellow 25 Yards | The TheraBandâ„¢ Latex-Free Professional Resistance Bands were formulated to match the pull forces of our existing Latex Resistance Bands! The new formula also delivers no scent and no powder for ultimate comfort and satisfaction. | latex-free-resistance-bands-yellow-25-yards-445.jpg
SKU: HYGT26100 | Thera-Band Resistance Bar Red Light | Thera-BandÂ® FlexBarÂ® is used for wrist, forearm, and hand rehabilitation, upper extremity stabilization, neuromuscular re-education, massage therapy, martial arts, and sports grip strengthening. | resistance-bar-red-light--414.jpg
SKU: KINSE31055 | Kinsman Enterprises Leg Lifter Regular Navy 42" | Features a pre-formed foot support with a heavy gauge wire insert that can be modified by bending it to the desired shape. | leg-lifter-regular-navy-42--ef2.jpg
SKU: MERIST-02015 | Merrithew International Padded Platform Extender 24" | Merrithewâ„¢ is the global leader in mind-body education and equipment, motivating people of all ages and life stages to lead healthier lives.Our programs and premium exercise equipment provide opportunities for Pilates and mind-body professionals, clubs, health care professionals, personal trainers, group fitness instructors and athletes to diversify their knowledge base, cater to a wider client base and build their businesses. | padded-platform-extender-24-f22.jpg
SKU: MERIST-06034 | Merrithew International Stability Ball | Challenge your deep stabilizing muscles through active sitting and during your workouts to improve your balance, develop strength and enhance your muscle tone. The 55 cm (22") Stability Ball creates a plane of instability forcing joints and muscles to react to maintain balance, challenging coordination and improving your posture. After exercise, reduce muscle soreness and develop flexibility by using the ball to stretch and lengthen your muscles.Workout While Sitting: The Stability Ball is a great for improving your posture and strengthening your core and back at home or office. Through active sitting, challenge your core to support the spine and maintain balance on the ball.Add Dynamic Challenge to Your Workouts: The Stability Ball adds challenge to your workouts by providing a plane of instability that forces joints and muscles to react to maintain your balance. Workout the lower body with exercises like Wall Squats, the upper body in Balance Planks, and the Core with V-Sit Ups.Stretch Out & Improve Flexibility: The Stability Ball is a great tool for a post-workout stretch or any time tension has you stiff and sore. Stretching increases your flexibility and range of motion, and also relieves the lactic acid that builds up in your muscles during your workouts.Repair Back Pain & Improve Posture: Back pain is often the result of having weak stabilizing muscles supporting your joints. Without muscular support, your joints simply collapse. The Stability Ball is effective in rehabilitating your back because it strengthens and develops the core muscles that help to stabilize the spine. | stability-ball-e35.jpg
SKU: APRM400M | All Pro Exercise Ankle Weight 4 lb | One size fits all ankle weights. Weights can be added or removed as required for progressive resistive exercise. CONTOUR-FOAMÂ® wrap around CUSHIONED FITÂ® with padded achilles tendon and instep. | ankle-weight-4-lb--34a.jpg
SKU: FTIFBCJ55 | Fitter International Inc. Exercise Ball Chair 55cm | The Fitterfirst Classic Exercise Ball Chair is suited for general use as an active sitting option or for your everyday exercise routine. This balance ball is perfect for the everyday health and fitness needs of all demographics â€“ from seniors and physiotherapy patients to world-class athletes. Regular use for exercise or active sitting will improve your trunk and pelvic girdle stability and core strength. | exercise-ball-chair-55cm-f4e.jpg
SKU: HYGT11727G | Hygenic Theraband Resistance Band Red/ Medium 50 Yd Dispenser Box Latex Free | Help users rehabilitate injuries, improve functional living and enhance athletic performance. | resistance-band-red-medium-50-yd-dispenser-box-latex-free-e64.jpg
SKU: HYGT11728G | Hygenic Theraband Resistance Band Green/ Heavy 50 Yd Dispenser Box Latex Free | Help users rehabilitate injuries, improve functional living and enhance athletic performance. | resistance-band-green-heavy-50-yd-dispenser-box-latex-free-7eb.jpg
SKU: HYGT22300G | Hygenic Theraband Stretch Strap | The Stretch Strap's elastic design enables a highly effective contract-relax stretch, while the product's slight give supports a more comfortable static stretch. This functional dual purpose negates the need for static-only stretching straps. The Stretch Strap's numbered, multi-loop design helps users comfortably stretch their major muscle groups as well as their extremities and specific connective tissues such as the plantar fascia. - See more at: http://www.performancehealth.com/store/fitness/stretching-range-of-motion/theraband-stretch-strap.html#sthash.x4IrMxvn.dpuf | stretch-strap-2a2.jpg
SKU: NUST05003-HB | NuStep T5XRW Recumbent Cross Trainer with Wide Seat | The T5XRW features a 22 inch-wide (56 cm) seat to support overweight users and provide those with limited mobility with additional space to transfer. In a seated (recumbent) position, users can get a productive, low-impact workout. It includes many features and optional adaptive equipment and accessories for a more customized fit. | t5xrw-recumbent-cross-trainer-with-wide-seat--a17.jpg
SKU: HCLISXT-1100 | HCI Fitness PhysioStep Pro, Adaptive Recumbent Stepper Cross Trainer | The all new PhysioStep PRO Recumbent Stepper Cross Trainer is the newest addition to HCI Fitnessâ€™ commercial line of rehabilitation exercise equipment. Combining a smooth linear stepping motion with the benefits of a total body workout in a comfortable seated position, the PhysioStep PRO is one of the most versatile rehabilitation products on the market. Whether in a cardiac rehab or physical therapy setting, the open walk through design and step lock feature makes entering the PhysioStep PRO safe and easy.The PhysioStep PRO's unique arm-to-leg motion allows users to exercise in a variety of low impact total body workouts. For focused rehabilitation, the user can isolate the operation of the unit to the left or right side. Those seeking a more intense total body workout strength training workout can use the PhysioStep Pro in a seated rowing or leg press motion.Simply by moving the PhysioStep PRO's seat and handlebar lengths, the degree of knee and hip flexion can be adjusted to fit specific patientsâ€™ needs. The further back the patient sits, the less flexion in their step. Finding the correct exercising position is critical to patientsâ€™ success, allowing them to perform rehabilitation exercises for a longer period. The PhysioStep PRO features an oversized 20â€ wide swivel seat, making patient transfers on and off the unit less strenuous. In addition, the swivel seat can easily slide off to accommodate patients in wheelchairs.The PhysioStep PRO has a large 9â€ color-coded console that displays all your important workout information in a clear and easy to read format. The low 6 WATT starting resistance and 16 levels of electronically controlled resistance make the PhysioStep PRO adaptable to all functional levels. Users can choose from 18 workout programs including target, variable and constant workload programs.Using the USB Report function workout data can be easily exported via USB for tracking patient goals in excel. The workout report records important totals, averages and peaks of workout feedbacks including WATTs and METs. Paired with the PhysioStep Stabilization Accessories Kit, patients can secure their legs, hands, and torso with optional bi-lateral leg stabilizers, grip gloves, and retractable seat belt. The PhysioStep PRO recumbent stepper cross trainer is perfect to fit your active aging, fitness, wellness and Long-Term Care needs from rehabilitation to senior living. | physiostep-pro-adaptive-recumbent-stepper-cross-trainer-acc.jpg
SKU: HLCILXT-700 | HCI Fitness PhysioStep LXT, Adaptive Recumbent Linear Cross Trainer. | The PhysioStep LXT â€“ Recumbent Linear Cross Trainer was proudly designed, developed, & patented in the USA to help a diverse range of people meet their personal goals and feel good doing it!Whether it is for weight loss, general health improvement, cardiac rehabilitation, corporate wellness or transitioning from Physical Therapy to Home Exercise, the PhysioStep LXT Recumbent Linear Cross Trainer is the ideal piece of equipment to get you moving!The PhysioStep LXT recumbent linear stepping motion gives you an easy and effective low impact total body workout. It combines a stable and stress free recumbent sitting position, with the natural feeling of walking. The innovative Linear Stepping Motion is incredibly smooth and easy on your joints.The PhysioStep LXT Recumbent Linear Cross Trainer has a large, oversized â€œultra comfortableâ€ swivel seat that adjusts easily and fully rotates making this unit easily accessible for people with low mobility. Other features include a low profile walk through design & ergo grip handles to work your arm and core muscles. The fully adjustable arms, seat, and seat back accommodate a wide range of users. The large 9" LCD display provides all your workout information in a clear and easy to read format. Built with high quality commercial components and available at an affordable price the PhysioStep LXT Recumbent Linear Cross Trainer is perfect for commercial, medical, rehabilitation or home applications.Let us help you take a Step in the right direction and get moving today! | physiostep-lxt-adaptive-recumbent-linear-cross-trainer-281.jpg
SKU: HLCIRXT-1000 | HCI Fitness PhysioStep RXT, Recumbent Elliptical | The PhysioStep RXT â€“ Recumbent Elliptical Cross Trainer provides a stress â€“ free, effective and low â€“ impact total body workout while allowing you to be in a comfortable recumbent sitting position. The PhysioStep RXT Recumbent Elliptical Cross Trainer has an innovative elliptical stride that is incredibly smooth and easy on your joints. The ergo â€“ grip handles and legs are dependent so you can power yourself while working your arms, legs and core muscle groups. The PhysioStep RXT Recumbent Elliptical Cross Trainer features fully adjustable arms, seat, and seat back with a low clearance walk â€“ through design to accommodate a wide range of users. The PhysioStep RXT Recumbent Elliptical Cross Trainer is self â€“ powered so it does not need to be plugged in. The oversized large LCD display provides all your workout information in a clear and easy to read format.The PhysioStep RXT Recumbent Elliptical Cross Trainer is designed to benefit a wide range of users from the physically fit to the physically challenged. Built with high â€“ quality commercial components and available at an affordable price. | physiostep-rxt-recumbent-elliptical-2f7.jpg
SKU: HLCIAT-1000B | HCI Fitness AirTek Fitness HIIT Air Bike | Beyond Commercial Grade: The AirTEK HIIT Air Bike is built tough so that nothing can hold you back! AirTEK uses reliable and durable components including an automotive belt drive, double powder coated finish, 20 high performance sealed bearings, and 3mm thick reinforced steel frame. Weighing in at 157 lbs the AirTEK HIIT Air Bike can accommodate up to 350lb users. 25"Steel Aero-Fan. The innovative Aero-Fan with steel fan blades and a single stage belt drive allows for a smooth, low-impact progression towards unlimited wind resistance. The aerodynamic steel fan blades act as a weighted flywheel that facilitates quick transitions from rest to sprint during High Intensity Interval Training. Whether at home or in the gym the AirTek Aero-Fan will keep you in command of your workout! HIIT Cockpit Display: The AirTEK HIIT Air Bike's cockpit style display is easy to use and puts your workout at your fingertips. Whether you are using high intensity interval training athle gym or setting personal goals at home, the 12 built-in programs were specially selected by professional fitness coaches and athletes to maximize your workout. Visually motivate yourself by monitoring RPM, Speed, WATTS, Calories, Time, Distance and Heart Rate all at the same time. The RPM tachometer clearly indicates your intensity to help you burn more calories!Tachometer: Keep an eye on the intensity of your workout with the AirTEK RPM Tachometer. The faster you pedal the more power (WATTS) you generate. The AirTEK RPM Tachometer shows you actual and average RPM to keep your workout on track. Accurate WATTS: AirTek's Aero-Fan and single stage poly drive effectively compresses air resistance to ensure that the energy you exert is accurately displayed as actual and average WATTS. Burn Calories: Keeping your eye on the prize is easy with the visually motivating calorie counter and RPM Tachometer. + RPM = + Resistance = + Calories Burnt Program Quick Keys: 4 Target: Time, Distance, Calories, HR 6 HIIT: 21/11, 11/21, 11/51, 61/91, 5 Mile, & Custom Interval Wireless Heart Rate: The AirTEK display is equipped with a built-in reciever that allows you to monitor your heart rate.Accessory Storage: Conveniently store your water bottle, phone and other items for easy access during breaks or leisurely rides. 4-Way Seat: Find your perfect fit to maximize your workout! Direct Force Crank & Belt Drive: Air Tek's Direct Force 3 point reinforced crank and single stage poly belt drive instantaneously respond to changes in intensity ensuring the most efficient transfer of energy. No Waste, More Gain. Oversized Foot Pegs: Allows you to rest your legs during upper body isolation workouts. 20 Sealed Bearings 3mm Steel Tubing | airtek-fitness-hiit-air-bike-76e.jpg
SKU: HLCIRXT-500LTD | HCI Fitness PhysioStep LTD Recumbent Semi-Elliptical Cross Trainer | The PhysioStep LTD recumbent cross trainer provides an easy & effective total body cardio workout. The recumbent sitting position combines stability with the smooth and natural feel of an elliptical. The unique, ascending arm motion provides bilinear resistance with ergonomic, rotating hand grips. Users will enjoy the quick release lever that allows for hand positioning at any angle. Other features of the PhysioStep LTD recumbent cross trainer include a low profile walk â€“ through design and fully adjustable arms, seat, and seat back accommodate a wide range of users. The PhysioStep LTD recumbent cross trainer is designed for light commercial or home use. It uses AC Power and will automatically shut off after 15 minutes of inactivity. The LCD display provides all your workout information in a clear and easy to read format. The PhysioStep LTD is designed to benefit a wide range of users from the physically fit to the physically challenged. | physiostep-ltd-recumbent-semi-elliptical-cross-trainer-b6e.jpg
SKU: HLCIRXT-300HXT | HCI Fitness PhysioStep HXT Compact Semi-Elliptical | The PhysioStep HXT recumbent cross trainer provides an easy and effective total body cardio workout. The PhysioStep HXT recumbent cross trainer is our most compact and affordable unit and has a semi-elliptical motion with minimum extension. It features a step through design and a low entry seat. Users will enjoy the unique rotating hand grips and quick release lever that allows for hand positioning at any angle. The PhysioStep HXT recumbent cross trainer has a shorter arm movement that will not strain your shoulders while still engaging the upper body. The PhysioStep HXT recumbent cross trainer is designed for light commercial or home use. It uses AC Power and will automatically shut off after 15 minutes of inactivity. The LCD display provides all your workout information in a clear and easy to read format. The PhysioStep HXT is designed to benefit a wide range of users from the physically fit to the physically challenged. | physiostep-hxt-compact-semi-elliptical-34b.jpg
SKU: HLCIXT-800 | HCI Fitness PhysioCycle XT Recumbent Cycle and UBE Trainer | The PhysioCycle XT Recumbent Cross Trainer is the ideal product for consumers and Healthcare facilities that are looking for a versatile exercise product that provides a smooth and enjoyable total body workout.The PhysioCycle XT Recumbent Cross Trainer has been designed so that the user can select from or combine exercise modalities, which include; Bi-Directional Upper Body Ergometer and Recumbnt Cycle. The PhysioCyle XT has dependent upper and lower body, meaning both the arms and the legs will move during operation. | physiocycle-xt-recumbent-cycle-and-ube-trainer-fad.jpg
SKU: HLCIRXT-900 | HCI Fitness PhysioCycle RXT Seated Elliptical Stepper UBE Total Body Trainer | The PhysioCycle RXT Recumbent Cross Trainer is the ideal product for consumers and Healthcare facilities that are looking for a versatile exercise product that provides a smooth and enjoyable total body workout.The PhysioCycle RXT Recumbent Cross Trainer has been designed so that the user can select from or combine exercise modalities, which include; Bi-Directional Upper Body Ergometer, Elliptical Motion, or Stepping Motion. The PhysioCyle RXT has dependent upper and lower body, meaning both the arms and the legs move simultaneously. | physiocycle-rxt-seated-elliptical-stepper-ube-total-body-trainer-8c5.jpg
SKU: HLCITBT-1000 | HCI Fitness PhysioMax Independent Bi-Directional Upper Body Ergometer and Recumbent Bike | The PhysioMax Independent Bi-Directional Upper Body Ergometer and Recumbent Bike all-in-one Total Body Trainer is the newest innovation in affordable Total Body rehabilitation products with patent pending "independent action." The PhysioMax's independent arm and leg motion allows users to work their upper body (Upper Body Ergometer) & lower body (recumbent bike) independently from each other. The resistance on the PhysioMax is bi-directional & can be adjusted providing versatility for any application. It features a bi-directional & can be adjusted providing versatility for any application.. The oversize seat swivels to accommodate users with low mobility. The PhysioMax Independent Bi-Directional Upper Body Ergometer and Recumbent Bike all-in-one Total Body Trainer has adjustable hand cranks, pedals, as well as an adjustable UBE arm can be raised or lowered for variable arm positions. Resistance varies from the low "easy start" for deconditioned users and goes up to level 16. The large 9" LCD console has preset programs & displays speed, time, distance, pulse , RPM, Watts, METS & calories. | physiomax-independent-bi-directional-upper-body-ergometer-and-recumbent-bike-e8b.jpg
SKU: HLCIE-PAT | HCI Fitness eTrainer Upper and Lower Body Passive Assist Trainer | The eTrainer Passive Assist Trainer provides gentle mobilization and exercise therapy to your upper and lower body. The assisted exercise helps increase circulation and blood flow to your muscles. The increase circulation and blood flow to your muscles can activate up to 80% of your skeletal muscle.Training with the eTrainer Passive Assist Trainer incorporates important movements that are critical to everyday life such as the extension and flexion of the arms and legs. This is critical so that you can develop sufficient strength training to perform daily activities and tasks more easily.The eTrainer Passive Assist Trainer has a large easy to read display that allows you to monitor your time, speed, distance and calories. Two independent motors allow you to use your upper and lower limbs to train either simultaneously or separately. | etrainer-upper-and-lower-body-passive-assist-trainer-475.jpg
SKU: HLCIPT-PRO | HCI Fitness PhysioTrainer PRO Electronically Controlled Upper Body Ergometer | Introducing the All New PhysioTrainer PRO â€“ Bi-Directional Electronically Controlled Upper Body Ergometer. The PhysioTrainer PRO is an affordable dual purpose upper and lower body trainer that can be used either on a table top or on the ground.The PhysioTrainer PRO is Equipped with 32 levels of electromagnetic resistance and a low maintenance poly belt drive which provide a quiet and smooth cycling motion. The PhysioTrainer PRO has a low starting resistance of 8 WATTS and a max resistance of 220 WATTS. The PhysioTrainer PROâ€™s wide watt range is ideal for a variety of cardiac and rehabilitation applications.The PhysioTrainer PRO includes adjustable cranks for both upper and lower body exercises. Use the 360Â° swivel handles for upper body training and Orthopedic heel-cup pedals for lower body training. The interchangeable upper and lower body cranks allow for comfort and stability to patients based on their specific goals.The PhysioTrainer PRO is portable and can be easily wheeled from one room to another using the swiveling transport handle. When the transport handle is in the stored position, it can be used as a handle to lift the PhysioTrainer PRO onto a table top. The PhysioTrainer PRO is compatible with HCI Fitness UBE Tables which provides a safe and stable training platform. HCI Fitness UBE Tables are available in hydraulic or motorized height adjustment options.The adjustable-tilt 9â€ LCD display allows users to comfortably see the large screen and color-coded buttons during upper body and lower body workouts. During workouts users can easily adjust resistance with the touch of a button. The sophisticated display has 21 built-in programs including: QuickStart, Heart Rate Controlled, Constant SPM & WATTS, Goal Set Calories & Distance, and 2 User Defined Customizable programs. In customizable programs the user is prompted to set the resistance level from stage to stage for individualized training. Important information such as WATTS and METS are clearly shown on the main workout screen during workouts for visual motivation.Once your workout is complete, the workout summary can be exported via USB for tracking progressive goals. Simply complete your workout and save the Workout Report with a user ID number. The simple USB Workout Report can be imported into excel for more advanced tracking. Metrics such as totals, peaks and averages are recorded in the USB Workout Report.Backed by a lifetime frame warranty the commercial grade PhysioTrainer PRO is the perfect addition to your home or facility. The unique features of the PhysioTrainer PRO provide unmatched versatility at the most affordable price. | physiotrainer-pro-electronically-controlled-upper-body-ergometer-445.jpg
SKU: HLCIUBE-TABLE120V | HCI Fitness UBE Motorized Adjustable Height Table | HCI Fitess now offers a custom-made Hydraulic UBE Table that is specifically designed and approved for use with the Monark 881e, Monark 871e and HCI PhysioTrainer. In addition, our Hydraulic UBE Table can be used with some other table top ergometers. Refer to the dimensions of your unit, some modification may be needed. | -ube-motorized-adjustable-height-table-650.jpg
SKU: HLCITMR | HCI Fitness PhysioMill Rehabilitation Treadmill with Medical Handrails and Optional Short Handrail | The PhysioMill rehabilitation treadmill has a heavy duty 4 HP Hi-Torque DC Servo motor specifically designed to offer a true zero start with .10 mph increments for patients up to 500 lbs., with speeds up to 15 mph. The extremely versatile PhysioMill rehabilitation treadmill has a reverse belt mode with 15 percent elevation allowing for downhill negative walking. The 500 lb. weight capacity and the 20â€ x 63â€ walking belt allows the PhysioMill to be used in a variety of clinical settings such as Neurological, Orthopedic, Sports Medicine, Cardiac Rehab, Bariatrics and Pediatrics. The PhysioMill rehabilitation treadmill comes standard with; short handrails, dual emergency stop buttons, hand held remote start/stop/pause, orthopedic walking belt and contact heart rate.The PhysioMill may be the last rehabilitation treadmill you will ever need to purchase. â€œOver built and built to last!â€ | physiomill-rehabilitation-treadmill-with-medical-handrails-and-optional-short-handrail-e0b.jpg
SKU: HLCIRX-750 | HCI Fitness H2O Fitness ProRower Water Rowing Machine | Using the same dynamics as actual rowing on water, the user adjusts the intensity of their workout with "natural adaptive resistance" by either rowing faster or slower, the RX-750 water rower does not have any disruptive mechanical adjustments. The RX-750 water rower's innovative Hydro-Power Drive System provides an incredibly smooth and relaxing "on the water" rowing experience that feels and sounds just like the real thing. The RX-750 water rowing machine's features easy to adjust pivoting footrests for ease of use, one size fits the entire family. In addition, Ergonomically designed handgrip provide a comfortable workout. Large Easy-To-Read display panel that shows: Exercise Time, Distance, 500M Split Time, Strokes/Min, Calories and Heart Rate. Includes a built-in heart rate receiver. The RX-750 is designed for mobility and compactness, uses less than a 20" x 21" (50 x 55cm) space when stored upright. | h2o-fitness-prorower-water-rowing-machine-a52.jpg
SKU: HLCIAT-1000R | HCI Fitness AirTek HIIT Air Magnetic Rower Full Commercial Rower | Air Magnetic Resistance System The Air TEK HIIT Rower is equipped with 12 levels of magnetic resistance that allow you to crank up the intensity of your workout. Mono-Rail Air TEK's single track aluminium l-Beam rail system with high performance bearings is stable, smooth, and silent. Low Maintenance Poly Belt AirTEK's modern poly belt drive ensures durability and reliability in commercial gyms. The poly belt also provides a smooth and realistic rowing experience. In addition, the low maintenance poly belt does not need to be frequently greased like chain driven rowers. 25 Steel Aero-Fan The innovative Aero-Fan with steel fan blades acts as a weighted fly wheel that provides inertia that allows for a smooth and natural rowing motion. Whether at home or in the gym the Air TEK Aero-Fan will keep you in command of your workout! Storage & MobilityThe AirTEK HIIT Rower "Quick Fold" mechanism saves space and time when storing your rower without any disassembly. Simply Twist, Pull, & Store. Air Magnetic Resistance System The Air TEK HIIT Rower is equipped with 12 levels of magnetic resistance that allow you to crank up the intensity of your workout. Mono-Rail Air TEK's single track aluminium l-Beam rail system with high performance bearings is stable, smooth, and silent. Low Maintenance Poly Belt AirTEK's modern poly belt drive ensures durability and reliability in commercial gyms. The poly belt also provides a smooth and realistic rowing experience. In addition, the low maintenance poly belt does not need to be frequently greased like chain driven rowers. Cockpit Display The HIIT Rower cockpit display is equipped with training and race modes that encourage you to keep pace with the computer.The large 6" screen allows you to simultaneously monitor Time, 500M Split, WATTS, Total Strokes, Distance Calories, Speed, Strokes Per Minute, and Heart Rate. AirTEK's HIIT Rower allows you to build custom stroke, time, and distance based interval programs ideal for competitive erging. Accurate WATTS AirTek's Aero-Fan and single stage poly drive effectively compresses air resistance to ensure that the energy you exert is accurately displayed WATTS.Burn Calories Keeping your eye on the prize is easy with the visually motivating calorie counter. Program Settings Distance: Set a target distance (0-99,900M) Strokes: Count down strokes from 99,999 Time: Set workout time up 99 minutes SPM: Pace Training 20-80 SPM Wireless Heart Rate The AirTEK display is equipped with a built-in receiver that allows you to wirelessly monitor your heart rate. | airtek-hiit-air-magnetic-rower-full-commercial-rower-297.jpg
SKU: DKLTP2PCR | Dukal Resist A Band Therapy Putty Red | Versatile tool for range of motion and progressive strengthening exercises for the wrists, hands, and fingers. | resist-a-band-therapy-putty-red--3f3.jpg
SKU: BDSPBDS06BLK | Body Sport Exercise Band | High-quality, lightweight, portable exercise band available in seven progressive levels of resistance. May be used as part of an exercise program, or on its own. Provides positive and negative force on the muscles to improve strength and range of motion. For rehabilitation, conditioning and training. Resist tearing. Contains latex. 6-yd. roll. Black, Special Heavy Resistance | exercise-band-940.gif
SKU: BDSPBDS06PRP | Body Sport Exercise Band 6 YD Roll Extra Heavy Resistance Purple | High-quality, lightweight, portable exercise band available in seven progressive levels of resistance. May be used as part of an exercise program, or on its own. Provides positive and negative force on the muscles to improve strength and range of motion. For rehabilitation, conditioning and training. Resist tearing. Contains latex. | exercise-band-6-yd-roll-extra-heavy-resistance-purple-58c.gif
SKU: BDSPBDSBB16 | Body Sport Wobble Board | Body Sport Wobble Board. | wobble-board-8e8.jpg
SKU: BDSPBDSPR14 | Body Sport 14" Diameter Pilates Ring With Foam Padded Grips | Tones and firms arm, leg, abdominal and back muscles. Improves muscle tone, endurance and coordination. Padded foam handles provide a comfortable grip. Versatile tool for numerous Pilates routines. Lightweight and portable. 14" (35 cm) diameter | 14-diameter-pilates-ring-with-foam-padded-grips-805.gif
SKU: BDSPZZR184EXJ10 | Body Sport 10" Economy Jump Rope | Licorice style. Available in four lengths with colored handles for easy identification. 10', Black Handles | 10-economy-jump-rope-601.jpg
SKU: BDSPZZR184EXJ8 | Body Sport 8' Economy Jump Rope | Licorice style. Available in four lengths with colored handles for easy identification. 8', Red Handles | 8-economy-jump-rope-c7a.jpg
SKU: BDSPZZR184EXJ9 | Body Sport 9' Economy Jump Rope | Licorice style. Available in four lengths with colored handles for easy identification. 9', Green Handles | 9-economy-jump-rope-19e.jpg
SKU: BDSPZZRVDBL | Body Sport Balance Disc | Body Sport Balance Disc. Inflatable disc is similar in movement and shape to a fitness ball when used on any seat. Can be used as a dynamic cushion to activate major muscle groups, or as a standing disc for balance training and lower extremity strengthening | balance-disc-fb0.gif
SKU: BDSPZZRWB06 | Body Sport Weight Bar 6 Lbs. 4ft Long | Helps build lean body mass and muscle definition. Used for a variety of workouts including strength training, conditioning, interval and circuit training, yoga, Pilates and flexibility. 4' long. Covered in durable rubber for a comfortable, secure grip. Feature black rubber end caps that protect floors. Latex-free. 6 lbs. | weight-bar-6-lbs-4ft-long-fbd.gif
SKU: BDSPZZRWB09 | Body Sport Weight Bar | Helps build lean body mass and muscle definition. Used for a variety of workouts including strength training, conditioning, interval and circuit training, yoga, Pilates and flexibility. 4' long. Covered in durable rubber for a comfortable, secure grip. Feature black rubber end caps that protect floors. Latex-free. 9 lbs. | weight-bar-078.gif
SKU: BDSPZZRWB12 | Body Sport Weight Bar 12 Lbs. 4 Ft Long | Helps build lean body mass and muscle definition. Used for a variety of workouts including strength training, conditioning, interval and circuit training, yoga, Pilates and flexibility. 4' long. Covered in durable rubber for a comfortable, secure grip. Feature black rubber end caps that protect floors. Latex-free. 12 lbs. | weight-bar-12-lbs-4-ft-long--bb2.gif
SKU: BDSPZZRWB09 | Body Sport Weight Bar | Helps build lean body mass and muscle definition. Used for a variety of workouts including strength training, conditioning, interval and circuit training, yoga, Pilates and flexibility. 4' long. Covered in durable rubber for a comfortable, secure grip. Feature black rubber end caps that protect floors. Latex-free. 9 lbs. | weight-bar-078.gif
SKU: DKLTPBLK1B | Dukal Resist-A-Band Therapy Putty, Blue - Firm - Latex Free, 1 lb | Resist-A-Band Therapy Putty, Blue - Firm - Latex Free, 1 lb | resist-a-band-therapy-putty-blue-firm-latex-free-1-lb-0cc.jpg
SKU: DKLTP2PCB | Dukal Resist-A-Band Therapy Putty, Blue - Firm - Latex Free, 2 oz | Resist-A-Band Therapy Putty, Blue - Firm - Latex Free, 2 oz | resist-a-band-therapy-putty-blue-firm-latex-free-2-oz-b21.jpg
SKU: DKLTP4PCB | Dukal Resist-A-Band Therapy Putty, Blue - Firm - Latex Free, 4 oz | Resist-A-Band Therapy Putty, Blue - Firm - Latex Free, 4 oz | resist-a-band-therapy-putty-blue-firm-latex-free-4-oz-197.jpg
SKU: DKLTP2PCG | Dukal Resist-A-Band Therapy Putty, Green - Medium - Latex Free, 2 oz | Resist-A-Band Therapy Putty, Green - Medium - Latex Free, 2 oz | resist-a-band-therapy-putty-green-medium-latex-free-2-oz-30a.jpg
SKU: DKLTPBLK1R | Dukal Resist-A-Band Therapy Putty, Red - Soft - Latex Free, 1 lb | Resist-A-Band Therapy Putty, Red - Soft - Latex Free, 1 lb | resist-a-band-therapy-putty-red-soft-latex-free-1-lb-51f.jpg
SKU: DKLTP4PCR | Dukal Resist A Band Therapy Putty Red Soft Latex Free 4 oz | Versatile tool for range of motion and progressive strengthening exercises for the wrists, hands, and fingers. | resist-a-band-therapy-putty-red-soft-latex-free-4-oz-7e0.jpg
SKU: DKLTPBLK1Y | Dukal Resist-A-Band Therapy Putty, Yellow - Extra Soft - Latex Free, 1 lb | Resist-A-Band Therapy Putty, Yellow - Extra Soft - Latex Free, 1 lb | resist-a-band-therapy-putty-yellow-extra-soft-latex-free-1-lb-997.jpg
SKU: DKLTP2PCY | Dukal Resist A Band Therapy Putty Yellow Extra Soft Latex Free 2 oz | Resist-A-BandÂ® Therapy Putty, Versatile tool for range of motion and progressive strengthening exercises for the wrists, hands, and fingers. | resist-a-band-therapy-putty-yellow-extra-soft-latex-free-2-oz-546.jpg
SKU: DKLTP4PCY | Dukal Resist-A-Band Therapy Putty, Yellow - Extra Soft - Latex Free, 4 OZ | Resist-A-Band Therapy Putty, Yellow - Extra Soft - Latex Free, 4 OZ | resist-a-band-therapy-putty-yellow-extra-soft-latex-free-4-oz-3f0.jpg
SKU: DKLTPBLK1TN | Dukal Resist-A-Band Therapy Putty, Tan - Extra Extra Soft - Latex Free, 1 lb | Resist-A-Band Therapy Putty, Tan - Extra Extra Soft - Latex Free, 1 lb | resist-a-band-therapy-putty-tan-extra-extra-soft-latex-free-1-lb-833.jpg
SKU: DKLTP2PCTN | Dukal Resist-A-Band Therapy Putty, Tan - Extra Extra Soft - Latex Free, 2 oz | Resist-A-Band Therapy Putty, Tan - Extra Extra Soft - Latex Free, 2 oz | resist-a-band-therapy-putty-tan-extra-extra-soft-latex-free-2-oz-51e.jpg
SKU: DKLTP4PCTN | Dukal Resist-A-Band Therapy Putty, Tan - Extra Extra Soft - Latex Free, 4 oz | Resist-A-Band Therapy Putty, Tan - Extra Extra Soft - Latex Free, 4 oz | resist-a-band-therapy-putty-tan-extra-extra-soft-latex-free-4-oz-2ad.jpg
SKU: BDSPBDS06DGRN | Body Sport Exercise Band | High-quality, lightweight, portable exercise band available in seven progressive levels of resistance. May be used as part of an exercise program, or on its own. Provides positive and negative force on the muscles to improve strength and range of motion. For rehabilitation, conditioning and training. Resist tearing. Contains latex. 6-yd. rollDark Green, Super Heavy Resistance | exercise-band-536.jpg
SKU: BDSPBDS06DGRN | Body Sport Exercise Band | High-quality, lightweight, portable exercise band available in seven progressive levels of resistance. May be used as part of an exercise program, or on its own. Provides positive and negative force on the muscles to improve strength and range of motion. For rehabilitation, conditioning and training. Resist tearing. Contains latex. 6-yd. rollDark Green, Super Heavy Resistance | exercise-band-536.jpg
SKU: BDSPBDS100 | Body Sport Fitness Ball Stackers | Holds BodySportÂ® FitnessBalls in place and prevents rolling. Allows balls to be stacked vertically. Clear plastic stackers adjust for 55 cm - 85 cm balls with hook-and-pile closures. Set of three stackers. Does not include ball | fitness-ball-stackers-51e.gif
SKU: BDSPBDS10045ABCM | Body Sport Anti Burst Fitness Ball Exercise Ball 45 CM Body Height 4'7" to 5' Purple | Body Sport Fitness Balls can be used to strengthen, stretch and tone all major muscle groups. They are the prefect addition to your ab workout, balance training, platies, personal training and more. They will also help enhance balance and coordination. With their gently ridged surface, your grip will be improved. Available in two versions, Standard and Slow-Air Release (Burst-Resistant). The Slow-Air Release version, if punctured, deflates more slowly than the standard exercise ball. Each box Includes an inflatable Fitness Ball, air pump, easy-to-follow instructions and illustrated exercise guide. Each ball has a 600-lb. Burst-Resistant)weight capacity. | anti-burst-fitness-ball-exercise-ball-45-cm-body-height-47-to-5-purple-dc2.gif
SKU: BDSPBDS10065ABCM | Body Sport 65 CM Anti-burst Fitness Ball Yellow | Body Sport Fitness Balls can be used to strengthen, stretch and tone all major muscle groups. They are the prefect addition to your ab workout, balance training, platies, personal training and more. They will also help enhance balance and coordination. With their gently ridged surface, your grip will be improved. Available in two versions, Standard and Slow-Air Release (Burst-Resistant). The Slow-Air Release version, if punctured, deflates more slowly than the standard exercise ball. Each box Includes an inflatable Fitness Ball, air pump, easy-to-follow instructions and illustrated exercise guide. Each ball has a 600-lb. static weight capacity and is latex-free Slow Air Release | 65-cm-anti-burst-fitness-ball-yellow-6a4.gif
SKU: BDSPBDS150HVY | Body Sport Loop Tubing 24" Ring | Foam pads for extra comfort. Ideal for complete lower body toning workout. 24" loop tubing with foam pads. Heavy resistance. Red | loop-tubing-24-ring-5b5.gif
SKU: BDSPBDS150HVY | Body Sport Loop Tubing 24" Ring | Foam pads for extra comfort. Ideal for complete lower body toning workout. 24" loop tubing with foam pads. Heavy resistance. Red | loop-tubing-24-ring-5b5.gif
SKU: BDSPBDS150HVY | Body Sport Loop Tubing 24" Ring | Foam pads for extra comfort. Ideal for complete lower body toning workout. 24" loop tubing with foam pads. Heavy resistance. Red | loop-tubing-24-ring-5b5.gif
SKU: BDSPBDS150HVY | Body Sport Loop Tubing 24" Ring | Foam pads for extra comfort. Ideal for complete lower body toning workout. 24" loop tubing with foam pads. Heavy resistance. Red | loop-tubing-24-ring-5b5.gif
SKU: BDSPBDS150HVY | Body Sport Loop Tubing 24" Ring | Foam pads for extra comfort. Ideal for complete lower body toning workout. 24" loop tubing with foam pads. Heavy resistance. Red | loop-tubing-24-ring-5b5.gif
SKU: BDSPBDS06DGRN | Body Sport Exercise Band | High-quality, lightweight, portable exercise band available in seven progressive levels of resistance. May be used as part of an exercise program, or on its own. Provides positive and negative force on the muscles to improve strength and range of motion. For rehabilitation, conditioning and training. Resist tearing. Contains latex. 6-yd. rollDark Green, Super Heavy Resistance | exercise-band-536.jpg
SKU: BDSPBDS50DGRN | Body Sport Exercise Band, Green | High-quality, lightweight, portable exercise band available in seven progressive levels of resistance. May be used as part of an exercise program, or on its own. Provides positive and negative force on the muscles to improve strength and range of motion. For rehabilitation, conditioning and training. Resist tearing. Contains latex. 50-yd. rollDark Green, Super Heavy Resistance | exercise-band-green-536.jpg
SKU: BDSPBDS50ORG | Body Sport Exercise Band, Orange | High-quality, lightweight, portable exercise band available in seven progressive levels of resistance. May be used as part of an exercise program, or on its own. Provides positive and negative force on the muscles to improve strength and range of motion. For rehabilitation, conditioning and training. Resist tearing. Contains latex. 50-yd. rollOrange, Medium Resistance | exercise-band-orange-9e8.gif
SKU: BDSPBDS50PRP | Body Sport Exercise Band, Purple | High-quality, lightweight, portable exercise band available in seven progressive levels of resistance. May be used as part of an exercise program, or on its own. Provides positive and negative force on the muscles to improve strength and range of motion. For rehabilitation, conditioning and training. Resist tearing. Contains latex. 50-yd. rollPurple, Extra Heavy Resistance | exercise-band-purple-d16.gif
SKU: BDSPBDSBULK45ABCM | Body Sport Studio Series FitnessBalls | Ideally packed for use in fitness facilities. Each ball is individually packaged with two plugs, a plug removal tool and a convenient measuring tool to ensure proper inflation. Unique label allows facilities and trainers to track when a ball was placed into service to maintain a safe fitness and wellness environment; this exclusive feature ensures that balls can be inspected and removed from service based upon facilityâ€™s standard equipment inspection and replacement plan. Available in Regular or Slow Air Release (antiburst) versions | studio-series-fitnessballs-ed2.gif
SKU: BDSPBDSBULK55CM | Body Sport Studio Series Fitness Ball | Ideally packed for use in fitness facilities. Each ball is individually packaged with two plugs, a plug removal tool and a convenient measuring tool to ensure proper inflation. Unique label allows facilities and trainers to track when a ball was placed into service to maintain a safe fitness and wellness environment; this exclusive feature ensures that balls can be inspected and removed from service based upon facilityâ€™s standard equipment inspection and replacement plan | studio-series-fitness-ball-536.jpg
SKU: BDSPBDSBULK55CM | Body Sport Studio Series Fitness Ball | Ideally packed for use in fitness facilities. Each ball is individually packaged with two plugs, a plug removal tool and a convenient measuring tool to ensure proper inflation. Unique label allows facilities and trainers to track when a ball was placed into service to maintain a safe fitness and wellness environment; this exclusive feature ensures that balls can be inspected and removed from service based upon facilityâ€™s standard equipment inspection and replacement plan | studio-series-fitness-ball-536.jpg
SKU: BDSPBDSBULK55CM | Body Sport Studio Series Fitness Ball | Ideally packed for use in fitness facilities. Each ball is individually packaged with two plugs, a plug removal tool and a convenient measuring tool to ensure proper inflation. Unique label allows facilities and trainers to track when a ball was placed into service to maintain a safe fitness and wellness environment; this exclusive feature ensures that balls can be inspected and removed from service based upon facilityâ€™s standard equipment inspection and replacement plan | studio-series-fitness-ball-536.jpg
SKU: BDSPBDSBULK55CM | Body Sport Studio Series Fitness Ball | Ideally packed for use in fitness facilities. Each ball is individually packaged with two plugs, a plug removal tool and a convenient measuring tool to ensure proper inflation. Unique label allows facilities and trainers to track when a ball was placed into service to maintain a safe fitness and wellness environment; this exclusive feature ensures that balls can be inspected and removed from service based upon facilityâ€™s standard equipment inspection and replacement plan | studio-series-fitness-ball-536.jpg
SKU: BDSPBDSKB15 | Body Sport 15 Lb. Kettlebell | Cast-iron kettlebell with vinyl coating. Used for strength training and are ideal for functional fitness. Exercise system features progressive weight increase in color-coded increments. Latex-free. 15 lbs. | 15-lb-kettlebell--0d2.gif
SKU: BDSPBDSKB20 | Body Sport 20 Lb. Kettlebell | Cast-iron kettlebell with vinyl coating. Used for strength training and are ideal for functional fitness. Exercise system features progressive weight increase in color-coded increments. Latex-free. 20 lbs. | 20-lb-kettlebell-45e.gif
SKU: BDSPBDSKB25 | Body Sport 25 Lb. Kettlebell | Cast-iron kettlebell with vinyl coating. Used for strength training and are ideal for functional fitness. Exercise system features progressive weight increase in color-coded increments. Latex-free. 25 lbs. | 25-lb-kettlebell-690.gif
SKU: BDSPBDSKB35 | Body Sport 35 Lb. Kettlebell | Cast-iron kettlebell with vinyl coating. Used for strength training and are ideal for functional fitness. Exercise system features progressive weight increase in color-coded increments. Latex-free. 35 lbs. | 35-lb-kettlebell-752.gif
SKU: BDSPBDSKB45 | Body Sport 45 Lb. Kettlebell | Cast-iron kettlebell with vinyl coating. Used for strength training and are ideal for functional fitness.Exercise system features progressive weight increase in color-coded increments. Latex-free. 45 lbs. | 45-lb-kettlebell-359.gif
SKU: BDSPBDSVDB01 | Body Sport Vinyl Dumbbell | Tones and strengthens muscles, builds stamina and speeds up metabolic rate. Solid metal; coated with vinyl. Easy to clean. Latex-free. Hot Pink. 1 lb. | vinyl-dumbbell-c2b.gif
SKU: BDSPBDSVDB02 | Body Sport Vinyl Dumbbell, 2 Lbs | Tones and strengthens muscles, builds stamina and speeds up metabolic rate. Solid metal; coated with vinyl. Easy to clean. Latex-free. Light Green. 2 lbs. | vinyl-dumbbell-2-lbs-bcc.gif
SKU: BDSPBDSVDB03 | Body Sport Vinyl Dumbbell, 3 Lbs. | Tones and strengthens muscles, builds stamina and speeds up metabolic rate. Solid metal; coated with vinyl. Easy to clean. Latex-free. Turquoise. 3 lbs. | vinyl-dumbbell-3-lbs-d61.gif
SKU: BDSPBDSVDB04 | Body Sport Vinyl Dumbbell, 4 Lbs. | Tones and strengthens muscles, builds stamina and speeds up metabolic rate. Solid metal; coated with vinyl. Easy to clean. Latex-free. Light Purple. 4 lbs. | vinyl-dumbbell-4-lbs-a1e.gif
SKU: BDSPBDSVDB05 | Body Sport Vinyl Dumbbell, 5 Lbs. | Tones and strengthens muscles, builds stamina and speeds up metabolic rate. Solid metal; coated with vinyl. Easy to clean. Latex-free. Red. 5 lbs. | vinyl-dumbbell-5-lbs-768.gif
SKU: BDSPBDSVDB01 | Body Sport Vinyl Dumbbell | Tones and strengthens muscles, builds stamina and speeds up metabolic rate. Solid metal; coated with vinyl. Easy to clean. Latex-free. Hot Pink. 1 lb. | vinyl-dumbbell-c2b.gif
SKU: BDSPBDSVDB07 | Body Sport Vinyl Dumbbell, 7 Lbs. | Tones and strengthens muscles, builds stamina and speeds up metabolic rate. Solid metal; coated with vinyl. Easy to clean. Latex-free. Blue. 7 lbs. | vinyl-dumbbell-7-lbs-433.gif
SKU: BDSPBDSVDB08 | Body Sport Vinyl Dumbbell, 8 Lbs. | Tones and strengthens muscles, builds stamina and speeds up metabolic rate. Solid metal; coated with vinyl. Easy to clean. Latex-free. Green. 8 lbs. | vinyl-dumbbell-8-lbs-192.gif
SKU: BDSPBDSVDB09 | Body Sport Vinyl Dumbbell, 9 Lbs. | Tones and strengthens muscles, builds stamina and speeds up metabolic rate. Solid metal; coated with vinyl. Easy to clean. Latex-free. Maroon. 9 lbs. | vinyl-dumbbell-9-lbs-19b.gif
SKU: BDSPBDSVDB10 | Body Sport Vinyl Dumbbell, 10 Lbs. | Tones and strengthens muscles, builds stamina and speeds up metabolic rate. Solid metal; coated with vinyl. Easy to clean. Latex-free. Dark Blue. 10 lbs. | vinyl-dumbbell-10-lbs-ecf.gif
SKU: BDSPBDSVDB12 | Body Sport Vinyl Dumbbell, 12 Lbs. | Tones and strengthens muscles, builds stamina and speeds up metabolic rate. Solid metal; coated with vinyl. Easy to clean. Latex-free. Gray. 12 lbs. | vinyl-dumbbell-12-lbs-0b6.gif
SKU: BDSPBDSVDB15 | Body Sport Vinyl Dumbbell, 15 Lbs. | Tones and strengthens muscles, builds stamina and speeds up metabolic rate. Solid metal; coated with vinyl. Easy to clean. Latex-free. Black. 15 lbs. | vinyl-dumbbell-15-lbs-baa.gif
SKU: BDSPZZR145BHVY | Body Sport Studio Series Resistance Tube | Natural rubber tubing provides a smooth, consistent stretch. Durable tubing measures 4' long, Available with hard or cushioned handles. Bulk packaging; ideal for fitness facilitiesContains latex. Hard handles. Red, Heavy Resistance | studio-series-resistance-tube-b83.gif
SKU: BDSPZZR145BHVY | Body Sport Studio Series Resistance Tube | Natural rubber tubing provides a smooth, consistent stretch. Durable tubing measures 4' long, Available with hard or cushioned handles. Bulk packaging; ideal for fitness facilitiesContains latex. Hard handles. Red, Heavy Resistance | studio-series-resistance-tube-b83.gif
SKU: BDSPZZR145BHVY | Body Sport Studio Series Resistance Tube | Natural rubber tubing provides a smooth, consistent stretch. Durable tubing measures 4' long, Available with hard or cushioned handles. Bulk packaging; ideal for fitness facilitiesContains latex. Hard handles. Red, Heavy Resistance | studio-series-resistance-tube-b83.gif
SKU: BDSPZZR145BHVY | Body Sport Studio Series Resistance Tube | Natural rubber tubing provides a smooth, consistent stretch. Durable tubing measures 4' long, Available with hard or cushioned handles. Bulk packaging; ideal for fitness facilitiesContains latex. Hard handles. Red, Heavy Resistance | studio-series-resistance-tube-b83.gif
SKU: BDSPZZR145BHVY | Body Sport Studio Series Resistance Tube | Natural rubber tubing provides a smooth, consistent stretch. Durable tubing measures 4' long, Available with hard or cushioned handles. Bulk packaging; ideal for fitness facilitiesContains latex. Hard handles. Red, Heavy Resistance | studio-series-resistance-tube-b83.gif
SKU: BDSPZZR145BHVY | Body Sport Studio Series Resistance Tube | Natural rubber tubing provides a smooth, consistent stretch. Durable tubing measures 4' long, Available with hard or cushioned handles. Bulk packaging; ideal for fitness facilitiesContains latex. Hard handles. Red, Heavy Resistance | studio-series-resistance-tube-b83.gif
SKU: BDSPZZR145BHVY | Body Sport Studio Series Resistance Tube | Natural rubber tubing provides a smooth, consistent stretch. Durable tubing measures 4' long, Available with hard or cushioned handles. Bulk packaging; ideal for fitness facilitiesContains latex. Hard handles. Red, Heavy Resistance | studio-series-resistance-tube-b83.gif
SKU: BDSPZZR145BHVY | Body Sport Studio Series Resistance Tube | Natural rubber tubing provides a smooth, consistent stretch. Durable tubing measures 4' long, Available with hard or cushioned handles. Bulk packaging; ideal for fitness facilitiesContains latex. Hard handles. Red, Heavy Resistance | studio-series-resistance-tube-b83.gif
SKU: BDSPZZR184EXJ7 | Body Sport 7' Economy Jump Rope | Licorice style. Available in four lengths with colored handles for easy identification. 7', Orange Handles | 7-economy-jump-rope-1af.jpg
SKU: BDSPZZR184VSR | Body Sport Vinyl Speed Rope | Ball bearings for smooth, even rotation. Comfortable, contoured handles. 9'. Latex-free | vinyl-speed-rope-3a1.jpg
SKU: BDSPZZR184WR1 | Body Sport 1 Lb. Weighted Jump Rope | Features a removable 1-lb. weight rod in each handle (1 lb. total) for variable workout levels. Ball bearings for smooth, even rotation. 9' solid rubber rope. Latex-free | 1-lb-weighted-jump-rope-b8c.jpg
SKU: BDSPZZR184WR2 | Body Sport 2 Lb. Weighted Jump Rope | Features a removable 1-lb. weight rod in each handle (2 lbs. total) for variable workout levels. Ball bearings for smooth, even rotation. 9' solid rubber rope. Latex-free | 2-lb-weighted-jump-rope-6d9.jpg
SKU: BDSPZZRWB15 | Body Sport Weight Bar | Helps build lean body mass and muscle definition. Used for a variety of workouts including strength training, conditioning, interval and circuit training, yoga, Pilates and flexibility. 4' long. Covered in durable rubber for a comfortable, secure grip. Feature black rubber end caps that protect floors. Latex-free. 15 lbs. | weight-bar-5b2.gif
SKU: IDPDB4PR | Ideal Products Neoprene Dumbbells-4lb | They are simple effective neoprene coated iron hand weights that provide a soft grip and reduce slip.Perfect for jogging aerobics power walking general exercise and physical therapy these dumbbells are available at each pound from 1 to 10 lb and afterward up to 30 lbs in increasing increments. The Set of 10 includes one each of the 1 to 10 lb dumbbells which are color-coded by weight. Save money and buy the Set of 10 or go big and get a 12 15 20 25 or 30 lb dumbbell for heavy strength training.A list of the weights available and their colors: 1 lb - Purple. 2 lb - Pink. 3 lb - Green. 4 lb - Red. 5 lb - Dark Green. 6 lb - Dark Blue. 7 lb - Orange. 8 lb Yellow. 9 | neoprene-dumbbells-4lb-abd.jpeg
SKU: IDPDB5PR | Ideal Products Neoprene Dumbbells 5 Pound | These are Ideal Products Neoprene Dumbbells. They are simple effective neoprene coated iron hand weights that provide a soft grip and reduce slip. Perfect for jogging aerobics power walking general exercise and physical therapy these dumbbells are available at each pound from 1 to 10 lb and afterward up to 30 lbs in increasing increments. The Set of 10 includes one each of the 1 to 10 lb dumbbells which are color-coded by weight. Save money and buy the Set of 10 or go big and get a 12 15 20 25 or 30 lb dumbbell for heavy strength training. | neoprene-dumbbells-5-pound--ed9.jpg
SKU: IDPDB6PR | Ideal Products Neoprene Dumbbells-6lb | Description: These are Ideal Products Neoprene Dumbbells. They are simple effective neoprene coated iron hand weights that provide a soft grip and reduce slip. Perfect for jogging aerobics power walking general exercise and physical therapy these dumbbells are available at each pound from 1 to 10 lb and afterward up to 30 lbs in increasing increments. The Set of 10 includes one each of the 1 to 10 lb dumbbells which are color-coded by weight. Save money and buy the Set of 10 or go big and get a 12 15 20 25 or 30 lb dumbbell for heavy strength training.A list of the weights available and their colors: 1 lb - Purple. 2 lb - Pink. 3 lb - Green. 4 lb - Red. 5 lb - Dark Green. 6 lb - Dark Blue. 7 lb - Orange. 8 lb Yellow. 9 | neoprene-dumbbells-6lb--a7e.jpeg
SKU: IDPDB7PR | Ideal Products Neoprene Dumbbells-7lb | These are Ideal Products Neoprene Dumbbells. They are simple effective neoprene coated iron hand weights that provide a soft grip and reduce slip. Perfect for jogging aerobics power walking general exercise and physical therapy these dumbbells are available at each pound from 1 to 10 lb and afterward up to 30 lbs in increasing increments. The Set of 10 includes one each of the 1 to 10 lb dumbbells which are color-coded by weight. Save money and buy the Set of 10 or go big and get a 12 15 20 25 or 30 lb dumbbell for heavy strength training.A list of the weights available and their colors: 1 lb - Purple. 2 lb - Pink. 3 lb - Green. 4 lb - Red. 5 lb - Dark Green. 6 lb - Dark Blue. 7 lb - Orange. 8 lb Yellow. 9 | neoprene-dumbbells-7lb--eba.jpeg
SKU: IDPDB8PR | Ideal Products Sold in Pairs ONLY | Sold in Pairs ONLY | sold-in-pairs-only-966.jpeg
SKU: IDPDB9PR | Ideal Products Neoprene Dumbbells-9lb | These are Ideal Products Neoprene Dumbbells. They are simple effective neoprene coated iron hand weights that provide a soft grip and reduce slip. Perfect for jogging aerobics power walking general exercise and physical therapy these dumbbells are available at each pound from 1 to 10 lb and afterward up to 30 lbs in increasing increments. The Set of 10 includes one each of the 1 to 10 lb dumbbells which are color-coded by weight. Save money and buy the Set of 10 or go big and get a 12 15 20 25 or 30 lb dumbbell for heavy strength training.A list of the weights available and their colors: 1 lb - Purple. 2 lb - Pink. 3 lb - Green. 4 lb - Red. 5 lb - Dark Green. 6 lb - Dark Blue. 7 lb - Orange. 8 lb Yellow. 9 | neoprene-dumbbells-9lb-18c.jpeg
SKU: IDPDB10PR | Ideal Products Neoprene Dumbbells 10 Pound | These are Ideal Products Neoprene Dumbbells. They are simple effective neoprene coated iron hand weights that provide a soft grip and reduce slip. Perfect for jogging aerobics power walking general exercise and physical therapy these dumbbells are available at each pound from 1 to 10 lb and afterward up to 30 lbs in increasing increments. The Set of 10 includes one each of the 1 to 10 lb dumbbells which are color-coded by weight. Save money and buy the Set of 10 or go big and get a 12 15 20 25 or 30 lb dumbbell for heavy strength training. | neoprene-dumbbells-10-pound-48d.jpg
SKU: IDPDB12PR | Ideal Products Neoprene Dumbbells 12 Pound | These are Ideal Products Neoprene Dumbbells. They are simple effective neoprene coated iron hand weights that provide a soft grip and reduce slip. Perfect for jogging aerobics power walking general exercise and physical therapy these dumbbells are available at each pound from 1 to 10 lb and afterward up to 30 lbs in increasing increments. | neoprene-dumbbells-12-pound-13b.jpeg
SKU: IDPDB15PR | Ideal Products Neoprene Dumbbells-15lb | These are Ideal Products Neoprene Dumbbells. They are simple effective neoprene coated iron hand weights that provide a soft grip and reduce slip. Perfect for jogging aerobics power walking general exercise and physical therapy these dumbbells are available at each pound from 1 to 10 lb and afterward up to 30 lbs in increasing increments. The Set of 10 includes one each of the 1 to 10 lb dumbbells which are color-coded by weight. Save money and buy the Set of 10 or go big and get a 12 15 20 25 or 30 lb dumbbell for heavy strength training.A list of the weights available and their colors: 1 lb - Purple. 2 lb - Pink. 3 lb - Green. 4 lb - Red. 5 lb - Dark Green. 6 lb - Dark Blue. 7 lb - Orange. 8 lb Yellow. 9 | neoprene-dumbbells-15lb--560.jpeg
SKU: IDPDB20PR | Ideal Products Sold in Pairs ONLY | Standard Dumbbells | sold-in-pairs-only-3be.jpeg
SKU: IDPDB20PR | Ideal Products Sold in Pairs ONLY | Standard Dumbbells | sold-in-pairs-only-3be.jpeg
SKU: IDPDB30PR | Ideal Products Neoprene Dumbbells-30lb | These are Ideal Products Neoprene Dumbbells. They are simple effective neoprene coated iron hand weights that provide a soft grip and reduce slip. Perfect for jogging aerobics power walking general exercise and physical therapy these dumbbells are available at each pound from 1 to 10 lb and afterward up to 30 lbs in increasing increments. The Set of 10 includes one each of the 1 to 10 lb dumbbells which are color-coded by weight. Save money and buy the Set of 10 or go big and get a 12 15 20 25 or 30 lb dumbbell for heavy strength training.A list of the weights available and their colors: 1 lb - Purple. 2 lb - Pink. 3 lb - Green. 4 lb - Red. 5 lb - Dark Green. 6 lb - Dark Blue. 7 lb - Orange. 8 lb Yellow. 9 | neoprene-dumbbells-30lb--7e9.jpeg
SKU: EGN003-DW0125 | Elgin 1-1/4 lb. Standard Disk Weight For Pulleys | All Slotted Weights fit Elgin's Pulley Systems.All Disk Weights Fit 1" Bars. | 1-1-4-lb-standard-disk-weight-for-pulleys-e54.jpg
SKU: EGN003-DW025 | Elgin 2-1/2 lb. Standard Disk Weight For Pulleys | All Slotted Weights fit Elgin's Pulley Systems.All Disk Weights Fit 1" Bars. | 2-1-2-lb-standard-disk-weight-for-pulleys-18e.jpg
SKU: EGN003-DW050 | Elgin 5 lb. Standard Disk Weight For Pulleys | All Slotted Weights fit Elgin's Pulley Systems.All Disk Weights Fit 1" Bars. | 5-lb-standard-disk-weight-for-pulleys-242.jpg
SKU: EGN003-DW100 | Elgin 10 lb. Standard Disk Weight For Pulleys | All Slotted Weights fit Elgin's Pulley Systems.All Disk Weights Fit 1" Bars. | 10-lb-standard-disk-weight-for-pulleys-c4f.jpg
SKU: EGN003-GI10 | Elgin 10 lb. Slotted Disk Weight for Pulleys | All Slotted Weights fit Elgin's Pulley Systems. All Disk Weights Fit 1" Bars. | 10-lb-slotted-disk-weight-for-pulleys-457.jpg
SKU: EGN003-GI125 | Elgin 1-1/4 lb. Slotted Disk Weight for Pulleys | All Slotted Weights fit Elgin's Pulley Systems.All Disk Weights Fit 1" Bars. | 1-1-4-lb-slotted-disk-weight-for-pulleys-f47.jpg
SKU: EGN003-GI5 | Elgin 5 lb. Slotted Disk Weight for Pulleys | All Slotted Weights fit Elgin's Pulley Systems. All Disk Weights Fit 1" Bars. | 5-lb-slotted-disk-weight-for-pulleys-404.jpg
SKU: EGN004-2035 | Elgin Overdoor R1 Shoulder Pulley | The Elgin Overdoor Shoulder Pulley features a self-lubricated ultra quiet plastic pulley, smooth-gliding action, durable & soft polyester braided rope. Now made with plastic PVC Easy- Adjust handles. To adjust the length of the rope - simply pull off one of the plastic end-caps and re-tie a new knot, then replace the end cap. | overdoor-r1-shoulder-pulley-9ec.jpg
SKU: EGN004-306 | Elgin Hardwood Ball Rack, 45 cm-85 cm | The Elgin Hardwood Ball Wall Rack offers an easy and attractive way to save valuable floor space while you store your exercise balls. Crafted of hardwood and varnished with a glossy finish, this rack will give any practice that professional touch. Holds 3 exercise balls 45 cm-85 cm. Rack length is 6' L. Each Value Package comes with 1Ea. Ball Rack, 55cm, 65cm, & 75cm Elgin Commercial-Grade Burst-Resist Exercise Balls. | hardwood-ball-rack-45-cm-85-cm-a10.jpg
SKU: EGN004-306P | Elgin Hardwood Rack & Ball Package, 45 cm-85 cm | The Elgin Hardwood Ball Wall Rack offers an easy and attractive way to save valuable floor space while you store your exercise balls. Crafted of hardwood and varnished with a glossy finish, this rack will give any practice that professional touch. Holds 3 exercise balls 45 cm-85 cm. Rack length is 6' L. Each Value Package comes with 1Ea. Ball Rack, 55cm, 65cm, & 75cm Elgin Commercial-Grade Burst-Resist Exercise Balls. | hardwood-rack-ball-package-45-cm-85-cm-14a.jpg
SKU: EGN004-SH875 | Elgin Cast Metal Stirrup Handle Accessories for Any Pulley Systems | Our quality pulley accessories by Elgin work with nearly any wall or free-standing pulley system. | cast-metal-stirrup-handle-accessories-for-any-pulley-systems-f90.jpg
SKU: EGN004-SWS120 | Elgin Leg Ankle Exerciser Replacement Toe Strap | The #1 choice of professional sports teams, schools, physical therapy clinics and anyone who has injured and/or weakened ankles. | leg-ankle-exerciser-replacement-toe-strap-8a4.jpg
SKU: EGN008-045 | Elgin Commercial Burst-Resist Exercise SD Balls,45cm - Brooklands Yellow, 600 lb | Designed by Elgin, the oldest manufacturer of professional physical therapy exercise products. The Elgin Premium Burst-Resist Exercise Ball is chosen by therapists for its comfort, safety and durability. Elgin's Burst-Resist Balls come in 5 color-coded sizes ranging from 45cm/18" to 85cm/34". Burst-resistant ABS vinyl slowly deflates even when punctured (takes several minutes). Ideal for high risk clients, high performance workouts and for anyone who values safety in their therapeutic workout. Great for a multitude of stretches, beneficial exercises that develop and tone your arms, legs, abs and trunk muscles. Each ball comes with a 4-Color Exercise Chart, Plug & Adapter Kit. Latex Free. | commercial-burst-resist-exercise-sd-balls45cm-brooklands-yellow-600-lb-bb2.jpg
SKU: EGN008-055 | Elgin Commercial Burst-Resist Exercise SD Balls, 55cm - Enzo Red, 600 lb | Designed by Elgin, the oldest manufacturer of professional physical therapy exercise products. The Elgin Premium Burst-Resist Exercise Ball is chosen by therapists for its comfort, safety and durability. Elgin's Burst-Resist Balls come in 5 color-coded sizes ranging from 45cm/18" to 85cm/34". Burst-resistant ABS vinyl slowly deflates even when punctured (takes several minutes). Ideal for high risk clients, high performance workouts and for anyone who values safety in their therapeutic workout. Great for a multitude of stretches, beneficial exercises that develop and tone your arms, legs, abs and trunk muscles. Each ball comes with a 4-Color Exercise Chart, Plug & Adapter Kit. Latex Free. | commercial-burst-resist-exercise-sd-balls-55cm-enzo-red-600-lb-46e.jpg
SKU: EGN008-075 | Elgin Commercial Burst-Resist Exercise SD Balls 75cm Ecosse Blue 600 lb | Designed by Elgin, the oldest manufacturer of professional physical therapy exercise products. The Elgin Premium Burst- Resist Exercise Ball is chosen by therapists for its comfort, safety and durability. | commercial-burst-resist-exercise-sd-balls-75cm-ecosse-blue-600-lb-554.jpg
SKU: EGN008-085 | Elgin Commercial Burst-Resist Exercise SD Balls, 85cm Le Mans Silver 600 lb | Designed by Elgin, the oldest manufacturer of professional physical therapy exercise products. The Elgin Premium Burst-Resist Exercise Ball is chosen by therapists for its comfort, safety and durability. Elgin's Burst-Resist Balls come in 5 color-coded sizes ranging from 45cm/18" to 85cm/34". Burst-resistant ABS vinyl slowly deflates even when punctured (takes several minutes). Ideal for high risk clients, high performance workouts and for anyone who values safety in their therapeutic workout. Great for a multitude of stretches, beneficial exercises that develop and tone your arms, legs, abs and trunk muscles. | commercial-burst-resist-exercise-sd-balls-85cm-le-mans-silver-600-lb-ac6.jpg
SKU: EGN026-20180 | Elgin Thera-Band Exercise Band - 50 yd. (Bulk) Roll Gold Max | Thera-Band, the original resistive exercise band, is available in 8 different color-coded resistances in 6 yd. & 50 yd. rolls, Thera-Band is a cost-effective and non-threatening tool for rehab & therapeutic exercise. Bands are 6" wide.Thera-Band use can improve the cooperation of muscle groups. It also works on strength and range of motion. Thera-Band's unique properties allow them to be stretched and relaxed in a smooth and consistent manner. This prevents the bounce at the end of a range of motion exercise that can cause muscle spasms.DOWarm up the muscle groups before exercising.Maintain good posture. Keep your wrists straight and in line with your elbows.Breathe normally. Exhale during the most difficult phase and inhale during the easiest.Use controlled movements.Maintain the natural width of the band to keep it from digging into your hands or sliding up your legs.When you finish your workout, stretch.DON'TDon't use body oil with the theraband.Don't bend your wrists. If you start to lose your posture, stop and reposition yourself.Don't hold your breath.Don't continue exercising if anything hurts while you are training. | thera-band-exercise-band-50-yd-bulk-roll-gold-max--b72.jpg
SKU: EGN026-20324 | Elgin Thera-Band Exercise Band, Yellow Thin, 4" x 25 yrds | Thera-Band Latex-Free Band is excellent for patients who wish to exercise with bands, but are allergic to latex. These 25 yard x 4" wide rolls are the same color-toresistance coding as regular Thera-Band and Tubing. | thera-band-exercise-band-yellow-thin-4-x-25-yrds-e39.jpg
SKU: EGN026-20334 | Elgin Thera-Band Exercise Band, Red Medium, 4" x 25 yrds | Thera-Band Latex-Free Band is excellent for patients who wish to exercise with bands, but are allergic to latex. These 25 yard x 4" wide rolls are the same color-toresistance coding as regular Thera-Band and Tubing. | thera-band-exercise-band-red-medium-4-x-25-yrds-660.jpg
SKU: EGN026-20344 | Elgin Thera-Band Exercise Band, Green Heavy, 4" x 25 yrds | Thera-Band Latex-Free Band is excellent for patients who wish to exercise with bands, but are allergic to latex. These 25 yard x 4" wide rolls are the same color-toresistance coding as regular Thera-Band and Tubing. | thera-band-exercise-band-green-heavy-4-x-25-yrds-39f.jpg
SKU: EGN026-20350 | Elgin Thera-Band Exercise Band, Blue X-Heavy, 4" x 25 yrds | Thera-Band Latex-Free Band is excellent for patients who wish to exercise with bands, but are allergic to latex. These 25 yard x 4" wide rolls are the same color-toresistance coding as regular Thera-Band and Tubing. | thera-band-exercise-band-blue-x-heavy-4-x-25-yrds-c3b.jpg
SKU: EGN026-20360 | Elgin Thera-Band Exercise Band, Black Spec. Hvy, 4" x 25 yrds | Thera-Band Latex-Free Band is excellent for patients who wish to exercise with bands, but are allergic to latex. These 25 yard x 4" wide rolls are the same color-toresistance coding as regular Thera-Band and Tubing. | thera-band-exercise-band-black-spec-hvy-4-x-25-yrds-338.jpg
SKU: EGN026-21303 | Elgin Thera Band Light Tubing Kit | Tubing Kits - Light kit includes (1) 5' section each of yellow, red and green tubing. Heavy kit includes (1) 5' section each of blue and black tubing. Tube Kits are in sealed bags. Exercise guide included.Band Kits- Light packs contain 3 pre-cut 5' lengths of yellow, red & green bands. Heavy packs contain 2 pre-cut 5' lengths of blue & black bands. Exercise guide included. | thera-band-light-tubing-kit--ac1.jpg
SKU: EGN026-21313 | Elgin Thera Band Heavy Tubing Kit | Tubing Kits - Light kit includes (1) 5' section each of yellow, red and green tubing. Heavy kit includes (1) 5' section each of blue and black tubing. Tube Kits are in sealed bags. Exercise guide included.Band Kits- Light packs contain 3 pre-cut 5' lengths of yellow, red & green bands. Heavy packs contain 2 pre-cut 5' lengths of blue & black bands. Exercise guide included. | thera-band-heavy-tubing-kit--fef.jpg
SKU: EGN026-25800 | Elgin Thera-Band Soft Weights, 1.1 lb. - 6.6 lb. | These soft weighted balls promote functional grip strength and development. A single size ball supports one or two-hand activities. Comfortable and fun to hold. They follow the Thera-Band easy-recognition system of color-coding. There are six levels of progressive weights. Each ball comes with a professional instruction manual which provides many programming options. Designed for the following applications: Strengthening, Plyometrics, Balance Training, and Mobilization. Made of a PVC shell, with. steel and polypropylene pellets as filler. The plug is polyethylene. | thera-band-soft-weights-11-lb-66-lb-a0c.jpg
SKU: EGN026-25810 | Elgin Thera-Band Soft Weights, Tan, 1.1 lb. | These soft weighted balls promote functional grip strength and development. A single size ball supports one or two-hand activities. Comfortable and fun to hold. They follow the Thera-Band easy-recognition system of color-coding. There are six levels of progressive weights. Each ball comes with a professional instruction manual which provides many programming options. Designed for the following applications: Strengthening, Plyometrics, Balance Training, and Mobilization. Made of a PVC shell, with. steel and polypropylene pellets as filler. The plug is polyethylene. | thera-band-soft-weights-tan-11-lb-227.jpg
SKU: EGN026-25820 | Elgin Thera-Band Soft Weights, Yellow, 2.2 lb | These soft weighted balls promote functional grip strength and development. A single size ball supports one or two-hand activities. Comfortable and fun to hold. They follow the Thera-Band easy-recognition system of color-coding. There are six levels of progressive weights. Each ball comes with a professional instruction manual which provides many programming options. Designed for the following applications: Strengthening, Plyometrics, Balance Training, and Mobilization. Made of a PVC shell, with. steel and polypropylene pellets as filler. The plug is polyethylene. | thera-band-soft-weights-yellow-22-lb-c67.jpg
SKU: EGN026-25830 | Elgin Thera-Band Soft Weights, Red, 3.3 lb. | These soft weighted balls promote functional grip strength and development. A single size ball supports one or two-hand activities. Comfortable and fun to hold. They follow the Thera-Band easy-recognition system of color-coding. There are six levels of progressive weights. Each ball comes with a professional instruction manual which provides many programming options. Designed for the following applications: Strengthening, Plyometrics, Balance Training, and Mobilization. Made of a PVC shell, with. steel and polypropylene pellets as filler. The plug is polyethylene. | thera-band-soft-weights-red-33-lb-91b.jpg
SKU: EGN026-25840 | Elgin Thera-Band Soft Weights, Green, 4.4 lb. | These soft weighted balls promote functional grip strength and development. A single size ball supports one or two-hand activities. Comfortable and fun to hold. They follow the Thera-Band easy-recognition system of color-coding. There are six levels of progressive weights. Each ball comes with a professional instruction manual which provides many programming options. Designed for the following applications: Strengthening, Plyometrics, Balance Training, and Mobilization. Made of a PVC shell, with. steel and polypropylene pellets as filler. The plug is polyethylene. | thera-band-soft-weights-green-44-lb-1c9.jpg
SKU: EGN026-25850 | Elgin Thera-Band Soft Weights, Blue,5.5 lb. | These soft weighted balls promote functional grip strength and development. A single size ball supports one or two-hand activities. Comfortable and fun to hold. They follow the Thera-Band easy-recognition system of color-coding. There are six levels of progressive weights. Each ball comes with a professional instruction manual which provides many programming options. Designed for the following applications: Strengthening, Plyometrics, Balance Training, and Mobilization. Made of a PVC shell, with. steel and polypropylene pellets as filler. The plug is polyethylene. | thera-band-soft-weights-blue55-lb-a8f.jpg
SKU: EGN026-25860 | Elgin Thera-Band Soft Weights, Black, 6.6 lb. | These soft weighted balls promote functional grip strength and development. A single size ball supports one or two-hand activities. Comfortable and fun to hold. They follow the Thera-Band easy-recognition system of color-coding. There are six levels of progressive weights. Each ball comes with a professional instruction manual which provides many programming options. Designed for the following applications: Strengthening, Plyometrics, Balance Training, and Mobilization. Made of a PVC shell, with. steel and polypropylene pellets as filler. The plug is polyethylene. | thera-band-soft-weights-black-66-lb-c0b.jpg
SKU: CRXHP703OO | Carex Health Care Products Red Rubber Invalid Ring, 16" | Durable, heavy-gauge cushion conforms to natural body contours. Clean with damp cloth. Easy to inflate and deflate for travel. | red-rubber-invalid-ring-16-037.jpg
SKU: ISG24300 | Health Care Wholesalers Traction Set, 20 lb | Traction set applies a sustained pulling pressure so as to correct fractured or dislocated bones, overcome muscle spasms, or relieve pressure on the neck. Features a comfortable Velcro head halter attached by a cable to a 20 lb max, heat sealed, latex water bag. Simple to install over any standard width door, and small enough to store just about anywhere. For orthopedic use under the care or advice of a medical professional. | traction-set-20-lb-060.jpg
SKU: MAB534-2014-0000 | Briggs Healthcare DMI Overdoor Traction Sets | DMI Overdoor Traction Set includes: pulleys, traction rope, notched adjustable spreader bar, head halter, S-hook and vinyl water bag with graduated scale up to 20 lbs. | dmi-overdoor-traction-sets-013.jpg
SKU: CM2433 | Complete Medical Resistive Pedal Exerciser | Adjustable from 0 to heavy. Silver-Vein steel. Ideal for geriatrics. Restores Muscle strength and coordination in the arms and legs. | resistive-pedal-exerciser-fb2.jpg
SKU: EGN005-FED1 | Elgin Archxerciser Foot Exerciser | The Elgin Archxerciser provides resistance for key foot exercises used in clinical rehab of the arch and foot. The Archxerciser affords patients relief from sore feet by strengthening the foot's intrinsic and extrinsic musculature. Treats a variety of common foot ailments including plantar fasciitis and heel spur syndrome. Archxerciser has a variety of applications. Useful for treating the foot & ankle after surgery, it also improves an athletes and dancers jumping performance and acts as a preventative aid against sore feet for those who stand for extended periods. Archxerciser comes in retail clamshell package with instruction card. Now available in ORIGINAL and PINK!Shin splints? Knee pain? It could be weak feetÂ (A portion of an article published in The Bulletin on May 21, 2015 by Tara Bannow)Weak feet or ankles that lack stability can cause a number of issues up north, although people tend to overlook these areas. But because feet form the base for the bodyâ€™s forward motion, theyâ€™re crucial in determining which muscles will be emphasized as the body moves. If theyâ€™re weak, a personâ€™s balance can be completely off â€” a big problem for older individuals.Weak feet and instability can also contribute to ailments such as bunions; Mortonâ€™s neuroma, a painful nerve condition in the ball of the foot; Achilles tendonitis, swelling and pain in the tendon that connects the leg to the heel; hip bursitis, inflammation of the fluid-filled sacs in the hip joint; and plantar fasciitis, swelling and pain in the tendon that runs along the bottom of the foot.â€œYou know the adage, â€˜When the foot hits the ground, everything changes?â€™ Itâ€™s so literally true,â€ Ford said. â€œItâ€™s oftentimes the key to treating the knee, treating the hip, treating the back, because if you can change things below, where everything starts, you can really change whatâ€™s going on above.â€ | archxerciser-foot-exerciser-c8e.jpg
SKU: EGN004-WR6 | Elgin 10 Place Chrome Plated Steel Dumbbell Rack | The Elgin Wall-Mounted Dumbbell Storage Rack is excellent for a room that's tight on space. | 10-place-chrome-plated-steel-dumbbell-rack-999.jpg
SKU: BDSPBDS10010 | Body Sport Body Sport Fusion Ball | The Body Sport Fusion Ball is perfect for all your workout needs. This mini fitness ball measures 7.5" x 10" and can be used under the head, neck, or feet for a variety of exercises like crunches, isometrics and more. | body-sport-fusion-ball-8dc.jpg
SKU: BDSPBDS10085CM | Body Sport Fitness Exercise Ball Standard 85 cm Teal | Strengthen, stretch and tone all major muscle groups. | fitness-exercise-ball-standard-85-cm-teal-7a8.gif
SKU: BDSPBDSKB10 | Body Sport 10 Lb. Kettlebell | Cast-iron kettlebell with vinyl coating. Used for strength training and are ideal for functional fitness. Exercise system features progressive weight increase in color-coded increments. Latex-free. 10 lbs. | 10-lb-kettlebell-4c3.gif
SKU: CM26102 | Hygenic Corporation Flexbar Exercise Bar Blue | Blue, 2" Dia. (25 Lb. Force). Used for wrist, forearm and hand rehabilitation, upper extremity stabilization, neuromuscular re-education, massage therapy, sports grip strengthening. Made from natural rubber. | flexbar-exercise-bar-blue-1f0.jpg
SKU: CM9216 | Hygenic Corporation Thera-Band Exercise Ball- 30 - 75 Cm- Blue | Heavy duty exercise ball used to increase flexibility coordination and strength, Includes multi-language exercise instruction chart and retail display box | thera-band-exercise-ball-30-75-cm-blue-788.jpg
SKU: SKIL252026 | Skil Care Geo-Pattern C Gait Belt With Metal Buckle | Gait Belt, Metal Buckle, Nylon, Geo-Pattern C | geo-pattern-c-gait-belt-with-metal-buckle-df0.jpg
SKU: SKIL201170 | Skil Care Gel-Grip For Small-Medium Hands | Gel-Grip, Sm/Md, w/Cloth Cover, 6/PK | gel-grip-for-small-medium-hands-4c0.jpg
SKU: SKIL201175 | Skil Care Gel-Grip For Medium-Large Hands | Gel-Grip, Md/Lg w/Cloth Cover, 6/PK | gel-grip-for-medium-large-hands-68d.jpg
SKU: IDPPSQ400 | Ideal Products Plyobox Set, 12"H, 18"H, 24"H and 30"H | Improve power and explosiveness of athletic performance, Set of 4 boxes, 12", 18", 24" and 30" H, Welded steel frame construction, Solid, textured 1/8" rubber tread surface, Black powdercoat finish, Frame is 1" square steel tubing, Nestable design for compact storage , 30" W x 30" D x 30" H, 90 pound motor freight shipment. | plyobox-set-12h-18h-24h-and-30h-0d6.jpg
SKU: IDPPSQ18 | Ideal Products Plyobox, 24" W x 24" D x 18" H | Improve power and explosiveness of athletic performance, Welded steel frame construction, Solid, textured 1/8" rubber tread surface, Black powdercoat finish, Frame is 1" square steel tubing, Nestable design for compact storage, 24" W x 24" D x 18" H, 20 pound parcel shipment. | plyobox-24-w-x-24-d-x-18-h-d84.jpg
SKU: IDPPSQ24 | Ideal Products Plyobox, 27" W x 27" D x 24" H | Improve power and explosiveness of athletic performance, Welded steel frame construction, Solid, textured 1/8" rubber tread surface, Black powdercoat finish, Frame is 1" square steel tubing, Nestable design for compact storage, 27" W x 27" D x 24" H. 25 pound parcel shipment. | plyobox-27-w-x-27-d-x-24-h-17e.jpg
SKU: IDPPSQ30 | Ideal Products Plyobox, 30" W x 30" D x 30" H | Improve power and explosiveness of athletic performance, Welded steel frame construction, Solid, textured 1/8" rubber tread surface, Black powdercoat finish, Frame is 1" square steel tubing, Nestable design for compact storage, 30" W x 30" D x 30" H, 29 pound motor freight shipment. | plyobox-30-w-x-30-d-x-30-h-40b.jpg
SKU: IDPMWR65 | Ideal Products Combo Weight Storage | Mobile storage of weights and banding. | combo-weight-storage-53b.jpg
SKU: IDPWW24 | Ideal Products Combo Weight Wagon, 28" W x 21" D x 30" H, 300 lb | Combo weight storage wagon, White vinyl pegboard on both sides, Grey powdercoat finish, 300 lb. total capacity (20 dumbbells), 24 cuff weight hooks included, Up to 6 rolls of banding, Lower storage tray, Oversized bump handles, 4" swivel casters, Minor assembly required, 28" W x 21" D x 30" H, 70 pound parcel shipment. Oversized box. | combo-weight-wagon-28-w-x-21-d-x-30-h-300-lb-1ac.jpg
SKU: IDPJRS33 | Ideal Products Rope and Tubing Storage | Storage rack for stretch tubing and jump ropes. Stainless steel construction, 6 fixed hooks included, Includes wall mounting hardware, Holds a variety of ropes and tubes, 33" W x 5" D x 3" H, 4 pound parcel shipment. | rope-and-tubing-storage-fc8.jpg
SKU: IDPMWR75 | Ideal Products Combo Weight Rack Mirror, 24" W x 24" D x 53" H | A double-sided design with dumbbell racks and mirror, White vinyl pegboard on one side, Acrylic safety mirror on the other side, 12 weight hooks included, Grey powdercoat, welded metal frame, Vertical storage for 20 dumbbells, Stretch band storage for 3 rolls, 3" dual-wheel swivel casters, Upper storage shelf, Minor assembly required, 24" W x 24" D x 53" H, 86 pound parcel shipment. Oversized. | combo-weight-rack-mirror-24-w-x-24-d-x-53-h-ad2.jpg
SKU: PMI0065 | Probasics Overdoor Traction Set | The overdoor traction set by ProBasics is ideal for homecare use when prescribed by a physician. | overdoor-traction-set-516.jpg
SKU: EGN004-WCD4 | Elgin Mobile Cuff Weight Storage Rack, 300 lbs | This sturdy double-sided mobile storage rack by Elgin holds up to 300 lbs. The white vinyl-coated pegboard allows you to design your own storage layout. Made of heavy gauge welded-steel, this rack is powder-coated with an attractive coffee color. Complete with 16 hooks and chrome-plated lower rack for convenient additional storage. Dimensions: 24 1/4" W x 22 1/4" D x 49 3/4" H. | mobile-cuff-weight-storage-rack-300-lbs-3a2.jpg
SKU: EGN004-WCD4P | Elgin Mobile Cuff Weight Rack and 18 pc. Cuff | This sturdy double-sided mobile storage rack by Elgin holds up to 300 lbs. The white vinyl-coated pegboard allows you to design your own storage layout. | mobile-cuff-weight-rack-and-18-pc-cuff-d37.jpg
SKU: EGN004-WR6P | Elgin Chrome Dumbbell Racks | Excellent for a room that's tight on space. Designed to hold up to ten cast iron, neoprene or vinyl-coated dumbbells; these attractive, yet functional chrome-plated racks are constructed of solid welded steel. Elgin Dumbbell Wall Racks are available alone or together as cost-saving dumbbell packages. | chrome-dumbbell-racks-449.jpg
SKU: ALI3408TB | Alimed Color Coded Therapy Putty Green Med 2 Ounce | AliMed Color-Coded Therapy Putty. You've asked...we've listened! Our everyday putty is now better than ever â€” and in resistances consistent with industry standards! Silicone-based putty is ideal for any rehabilitation program and maintains its consistency, unlike so many putties on the market today. Guaranteed to maintain its consistency for one year from the date you receive it. Latex free.Personal Putty Kit contains one 2-oz. package of each of the following: Yellow, Red, Green and Blue. | color-coded-therapy-putty-green-med-2-ounce-397.jpg
SKU: ALI3409TB | Alimed Color Coded Therapy Putty Blue Firm 2 Ounce | AliMed Color-Coded Therapy Putty. You've asked...we've listened! Our everyday putty is now better than ever â€” and in resistances consistent with industry standards! Silicone-based putty is ideal for any rehabilitation program and maintains its consistency, unlike so many putties on the market today. Guaranteed to maintain its consistency for one year from the date you receive it. Latex free.Personal Putty Kit contains one 2-oz. package of each of the following: Yellow, Red, Green and Blue. | color-coded-therapy-putty-blue-firm-2-ounce-087.jpg
SKU: ALI3464TB | Alimed Color Coded Therapy Putty Blue Firm 3 Ounce | AliMed Color-Coded Therapy Putty. You've asked...we've listened! Our everyday putty is now better than ever â€” and in resistances consistent with industry standards! Silicone-based putty is ideal for any rehabilitation program and maintains its consistency, unlike so many putties on the market today. Guaranteed to maintain its consistency for one year from the date you receive it. Latex free.Personal Putty Kit contains one 2-oz. package of each of the following: Yellow, Red, Green and Blue. | color-coded-therapy-putty-blue-firm-3-ounce-70c.jpg
SKU: ALI3407TB | Alimed Color Coded Therapy Putty Red Soft, 2-oz. | AliMed Color-Coded Therapy Putty. You've asked...we've listened! Our everyday putty is now better than ever â€” and in resistances consistent with industry standards! Silicone-based putty is ideal for any rehabilitation program and maintains its consistency, unlike so many putties on the market today. Guaranteed to maintain its consistency for one year from the date you receive it. Latex free.Personal Putty Kit contains one 2-oz. package of each of the following: Yellow, Red, Green and Blue. | color-coded-therapy-putty-red-soft-2-oz-0fc.jpg
SKU: ALI3461TB | Alimed Color Coded Therapy Putty Yellow Extra Soft 3 oz | AliMed Color-Coded Therapy Putty. You've asked...we've listened! Our everyday putty is now better than ever â€” and in resistances consistent with industry standards! Silicone-based putty is ideal for any rehabilitation program and maintains its consistency, unlike so many putties on the market today. Guaranteed to maintain its consistency for one year from the date you receive it. Latex free.Personal Putty Kit contains one 2-oz. package of each of the following: Yellow, Red, Green and Blue. | color-coded-therapy-putty-yellow-extra-soft-3-oz-d3e.jpg
SKU: ALI3463TB | Alimed Color-Coded Therapy Putty, Green, Med., 3-oz. | AliMed Color-Coded Therapy Putty. You've asked...we've listened! Our everyday putty is now better than ever â€” and in resistances consistent with industry standards! Silicone-based putty is ideal for any rehabilitation program and maintains its consistency, unlike so many putties on the market today. Guaranteed to maintain its consistency for one year from the date you receive it. Latex free.Personal Putty Kit contains one 2-oz. package of each of the following: Yellow, Red, Green and Blue. | color-coded-therapy-putty-green-med-3-oz-35e.jpg
SKU: ALI5087 | Alimed T-Foam Cubes, X-Soft | T-Foam Cubes are ideal for use in early joint mobilization exercises. No other product is as safe to use. Made of slow recovery T-Foam, these cubes help the overly enthusiastic patient safely pace prescribed exercise activity. Because T-Foam slowly returns to its original shape when released, the rate of exercise repetition is automatically moderated. The unique feel of T-Foam encourages even the most reluctant patient to gently squeeze these cubes. Economical. Available in three levels of resistance. Use X-Soft for initial mobilization, and progress to Medium. Each T-Foam cube is 2" x 1-3/4" x 3", 18/bx. Patient Pack includes six cubes, two of each level and exercise booklet. Variety Pack includes four of each color. | t-foam-cubes-x-soft-5fd.jpg
SKU: ALI5633 | Alimed EasyGlide Antimicrobial Therapy Putty, Lt. Purple, X-Soft, 4-oz. | EasyGlide Antimicrobial Therapy Putty feels clean because it is clean! Innovative, high-quality putty incorporates Agion Antimicrobial agent that uses silver to naturally and continuously resist the growth of odor-causing microbes in the putty. Non-toxic and non-irritating to users. Offers comfortable, even resistance during squeezing, twisting, rolling, and pinching exercises. Smooth, non-greasy texture for improved patient compliance. Won't stick to hands or under nails. Available in four progressive resistances. Latex free. | easyglide-antimicrobial-therapy-putty-lt-purple-x-soft-4-oz-df7.jpg
SKU: ALI5082 | Alimed T Foam Cubes Patient Pack | AliMedÂ® T-Foamâ„¢ Cubes are ideal for use in early joint mobilization exercises. No other product is as safe to use. Made of slow recovery T-Foam, these cubes help the overly enthusiastic patient safely pace prescribed exercise activity. Because T-Foam slowly returns to its original shape when released, the rate of exercise repetition is automatically moderated. | t-foam-cubes-patient-pack-065.jpg
SKU: ALI5634 | Alimed EasyGlide Antimicrobial Therapy Putty, Blue, Soft, 4-oz. | EasyGlide Antimicrobial Therapy Putty feels clean because it is clean! Innovative, high-quality putty incorporates AgionÂ® Antimicrobial agent that uses silver to naturally and continuously resist the growth of odor-causing microbes in the putty. Non-toxic and non-irritating to users. Offers comfortable, even resistance during squeezing, twisting, rolling, and pinching exercises. Smooth, non-greasy texture for improved patient compliance. Won't stick to hands or under nails. Available in four progressive resistances. Latex free. | easyglide-antimicrobial-therapy-putty-blue-soft-4-oz-f6a.jpg
SKU: ALI5635 | Alimed EasyGlide Antimicrobial Therapy Putty, Purple, Firm, 4-oz. | EasyGlide Antimicrobial Therapy Putty feels clean because it is clean! Innovative, high-quality putty incorporates Agion Antimicrobial agent that uses silver to naturally and continuously resist the growth of odor-causing microbes in the putty. Non-toxic and non-irritating to users. Offers comfortable, even resistance during squeezing, twisting, rolling, and pinching exercises. Smooth, non-greasy texture for improved patient compliance. Won't stick to hands or under nails. Available in four progressive resistances. Latex free. | easyglide-antimicrobial-therapy-putty-purple-firm-4-oz-aa3.jpg
SKU: ALI3405TB | Alimed Color Coded Therapy Putty Tan Extra Extra Soft 2 Ounce | AliMed Color-Coded Therapy Putty. You've asked...we've listened! Our everyday putty is now better than ever â€” and in resistances consistent with industry standards! Silicone-based putty is ideal for any rehabilitation program and maintains its consistency, unlike so many putties on the market today. Guaranteed to maintain its consistency for one year from the date you receive it. Latex free.Personal Putty Kit contains one 2-oz. package of each of the following: Yellow, Red, Green and Blue. | color-coded-therapy-putty-tan-extra-extra-soft-2-ounce-128.jpg
SKU: ALI3435DVD | Alimed Exercise Ball with FREE Pilates Core Ball/DVD, 45cm, Green, For Height 4' 7"- 5' | AliMed Slow Deflate Exercise Ball A fun, versatile tool to help get you into shape. Most exercise balls will explosively deflate if punctured. The puncture rips open and the air rushes out at once. Our Slow Deflate Exercise Ball, if punctured, will not rip open so the air slowly leaks out, assuring a safe landing. Includes two plugs and free manual inflation pump. Appropriate ball size is determined by user's height. 600-lb. static weight capacity. | exercise-ball-with-free-pilates-core-ball-dvd-45cm-green-for-height-4-7-5-cab.jpg
SKU: ALI5085 | Alimed T Foam Cubes Soft | AliMedÂ® T-Foamâ„¢ Cubes are ideal for use in early joint mobilization exercises. No other product is as safe to use. Made of slow recovery T-Foam, these cubes help the overly enthusiastic patient safely pace prescribed exercise activity. | t-foam-cubes-soft-5be.jpg
SKU: ALI5086 | Alimed T-Foam Cubes, Medium | T-Foam Cubes are ideal for use in early joint mobilization exercises. No other product is as safe to use. Made of slow recovery T-Foam, these cubes help the overly enthusiastic patient safely pace prescribed exercise activity. Because T-Foam slowly returns to its original shape when released, the rate of exercise repetition is automatically moderated. The unique feel of T-Foam encourages even the most reluctant patient to gently squeeze these cubes. Economical. Available in three levels of resistance. Use X-Soft for initial mobilization, and progress to Medium. Each T-Foam cube is 2" x 1-3/4" x 3", 18/bx. Patient Pack includes six cubes, two of each level and exercise booklet. Variety Pack includes four of each color. | t-foam-cubes-medium-2bf.jpg
SKU: ALI5632 | Alimed EasyGlide Antimicrobial Therapy Putty, Lt. Blue, XX-Soft, 4-oz. | Antimicrobial Therapy Putty feels clean because it is clean! Innovative, high-quality putty incorporates Agion Antimicrobial agent that uses silver to naturally and continuously resist the growth of odor-causing microbes in the putty. Non-toxic and non-irritating to users. Offers comfortable, even resistance during squeezing, twisting, rolling, and pinching exercises. Smooth, non-greasy texture for improved patient compliance. Won't stick to hands or under nails. Available in four progressive resistances. Latex free. | easyglide-antimicrobial-therapy-putty-lt-blue-xx-soft-4-oz-fbf.jpg
SKU: ALI3406TB | Alimed Color-Coded Therapy Putty, Yellow, X-Soft, 2-oz. | Color-Coded Therapy Putty. You've asked...we've listened! Our everyday putty is now better than ever â€” and in resistances consistent with industry standards! Silicone-based putty is ideal for any rehabilitation program and maintains its consistency, unlike so many putties on the market today. Guaranteed to maintain its consistency for one year from the date you receive it. Latex free. | color-coded-therapy-putty-yellow-x-soft-2-oz-c9f.jpg
SKU: ALI3460TB | Alimed Color-Coded Therapy Putty, Tan, XX-Soft, 3-oz. | Color-Coded Therapy Putty. You've asked...we've listened! Our everyday putty is now better than ever â€” and in resistances consistent with industry standards! Silicone-based putty is ideal for any rehabilitation program and maintains its consistency, unlike so many putties on the market today. Guaranteed to maintain its consistency for one year from the date you receive it. Latex free. | color-coded-therapy-putty-tan-xx-soft-3-oz-9eb.jpg
SKU: ALI3462TB | Alimed Color-Coded Therapy Putty, Red, Soft, 3-oz. | Color-Coded Therapy Putty. You've asked...we've listened! Our everyday putty is now better than ever â€” and in resistances consistent with industry standards! Silicone-based putty is ideal for any rehabilitation program and maintains its consistency, unlike so many putties on the market today. Guaranteed to maintain its consistency for one year from the date you receive it. Latex free. | color-coded-therapy-putty-red-soft-3-oz-149.jpg
SKU: ALI31964 | Alimed Light Workout Exercisers, Folding Exerciser | Light Workout Exerciser for arms or legs. Wraparound foot straps for use with or without footwear. Nonskid foot pads. Resistance adjusts manually. Silver vein finish. Folding Light Workout Exerciser has chrome finish. 8 lbs. | light-workout-exercisers-folding-exerciser-6af.jpg
SKU: ALI5462 | Alimed Swanson Grip-X Athletic Grade, Hard, Black | Swanson Grip-X is an isometric exerciser that is ideal for strengthening grip and forearm musculature. Developed by Alfred B. Swanson, M.D., FACS, and Mary DeBoer, RPT, for hand rehabilitation after finger-joint arthoplasty. Grip-X is shaped to fit inside flexed fingers and support the MP joints during isometric exercise of the forearm. Choose from three, color-coded firmnesses. Effective exercise for improving golf and tennis grip. PVC rubber. Select a set of three Grip-XÂ®, one of each grade, and save 15%. | swanson-grip-x-athletic-grade-hard-black-8bf.jpg
SKU: ALI8599 | Alimed Holding Mitts, Large Hands, 12" | Holding Mitts secure the affected hand to the hand grip of an exercise pulley system during passive ROM exercise. Soft vinyl fabric. Hook and loop closure. Much more comfortable to wear and use.Sizing: Measure hand circumference at MP joints. | holding-mitts-large-hands-12-880.jpg
SKU: ALI8598 | Alimed Holding Mitt Average Hands 10.25" | Holding Mitts secure the affected hand to the hand grip of an exercise pulley system during passive ROM exercise. Soft vinyl fabric. Hook and loop closure. Much more comfortable to wear and use. Sizing: Measure hand circumference at MP joints. | holding-mitt-average-hands-1025-ce0.jpg
SKU: SKIL708030 | Skil Care Ex-Box With Bands | This portable exercise device uses stretch tubing for exercising the legs, back, shoulders, and arms. It provides a wide range of upper and lower body resistance and range of motion exercises. The device can be used in any fixed position chair or in a locked wheelchair, and its easy attachment sockets permit quick adjustments.Skil-Care Ex-Box With Bands provides a convenient platform for enabling a variety of strength-training, range-of-motion, flexibility-enhancing, and coordination exercises. It features easy-attach and easy-release adjustable sockets that accept exercise tubes and bands at all resistance levels. Designed for portability, the Ex-Box can be used anywhere. | ex-box-with-bands-ed1.png
SKU: SKIL201020 | Skil Care Cushion Grip | Cushion Grip, 6/PK | cushion-grip-b3d.jpg
SKU: SKIL201020 | Skil Care Cushion Grip | Cushion Grip, 6/PK | cushion-grip-b3d.jpg
SKU: 3PTP7100-2 | 3 Point Products Putty, Green, 3 oz, Medium Resistance | Soft, airy texture is pleasant to the touch. Since this hand exercise putty is not greasy or sticky, 3pp Putty will not stick to skin and leave no residue. Medium resistance: great for increasing hand strength after injury or for maintaining hand strength. Silicone putty is latex free. Odorless and non-toxic. Will not harden or wear out. Includes instructions with 10 suggested exercises. | putty-green-3-oz-medium-resistance-9ed.jpg
SKU: BDSPBDS10045CM | Body Sport 45 CM Body Height 4'7" to 5' Fitness Ball Exercise Ball Purple | Body Sport Fitness Balls can be used to strengthen, stretch and tone all major muscle groups. They are the prefect addition to your ab workout, balance training, platies, personal training and more. They will also help enhance balance and coordination. With their gently ridged surface, your grip will be improved. Available in two versions, Standard and Slow-Air Release (Burst-Resistant). The Slow-Air Release version, if punctured, deflates more slowly than the standard exercise ball. Each box Includes an inflatable Fitness Ball, air pump, easy-to-follow instructions and illustrated exercise guide. Each ball has a 600-lb. static weight capacity and is latex-free. | 45-cm-body-height-47-to-5-fitness-ball-exercise-ball-purple-b60.gif
SKU: BDSPBDS10055ABCM | Body Sport Anti Burst Fitness Ball Exercise Ball Green 55 cm | Body Sport Fitness Balls can be used to strengthen, stretch and tone all major muscle groups. They are the prefect addition to your ab workout, balance training, platies, personal training and more. They will also help enhance balance and coordination. With their gently ridged surface, your grip will be improved. Available in two versions, Standard and Slow-Air Release (Burst-Resistant). The Slow-Air Release version, if punctured, deflates more slowly than the standard exercise ball. Each box Includes an inflatable Fitness Ball, air pump, easy-to-follow instructions and illustrated exercise guide. Each ball has a 600-lb. static weight capacity and is latex-free. | anti-burst-fitness-ball-exercise-ball-green-55-cm-53f.gif
SKU: BDSPBDS10055CM | Body Sport 55 CM Body Height 5'1" to 5'6" Fitness Ball Exercise Ball Green | Body Sport Fitness Balls can be used to strengthen, stretch and tone all major muscle groups. They are the prefect addition to your ab workout, balance training, platies, personal training and more. They will also help enhance balance and coordination. With their gently ridged surface, your grip will be improved. Available in two versions, Standard and Slow-Air Release (Burst-Resistant). The Slow-Air Release version, if punctured, deflates more slowly than the standard exercise ball. Each box Includes an inflatable Fitness Ball, air pump, easy-to-follow instructions and illustrated exercise guide. Each ball has a 600-lb. static weight capacity and is latex-free. | 55-cm-body-height-51-to-56-fitness-ball-exercise-ball-green-4b2.gif
SKU: BDSPBDS10065CM | Body Sport 65 CM Body Height 5'7" to 6'1" Fitness Ball Exercise Ball Yellow | Body Sport Fitness Balls can be used to strengthen, stretch and tone all major muscle groups. They are the prefect addition to your ab workout, balance training, platies, personal training and more. They will also help enhance balance and coordination. With their gently ridged surface, your grip will be improved. Available in two versions, Standard and Slow-Air Release (Burst-Resistant). The Slow-Air Release version, if punctured, deflates more slowly than the standard exercise ball. Each box Includes an inflatable Fitness Ball, air pump, easy-to-follow instructions and illustrated exercise guide. Each ball has a 600-lb. static weight capacity and is latex-free. | 65-cm-body-height-57-to-61-fitness-ball-exercise-ball-yellow-2d0.gif
SKU: BDSPBDS10075ABCM | Body Sport 75 CM Body Height 6'2" to 6'8" Anti-Burst Fitness Ball Exercise Ball Red | Body Sport Fitness Balls can be used to strengthen, stretch and tone all major muscle groups. They are the prefect addition to your ab workout, balance training, platies, personal training and more. They will also help enhance balance and coordination. With their gently ridged surface, your grip will be improved. Available in two versions, Standard and Slow-Air Release (Burst-Resistant). The Slow-Air Release version, if punctured, deflates more slowly than the standard exercise ball. Each box Includes an inflatable Fitness Ball, air pump, easy-to-follow instructions and illustrated exercise guide. Each ball has a 600-lb. static weight capacity and is latex-free. | 75-cm-body-height-62-to-68-anti-burst-fitness-ball-exercise-ball-red-554.gif
SKU: BDSPBDS10075CM | Body Sport Fitness Ball Exercise Ball Red | Body Sport Fitness Balls can be used to strengthen, stretch and tone all major muscle groups. They are the prefect addition to your ab workout, balance training, platies, personal training and more. They will also help enhance balance and coordination. With their gently ridged surface, your grip will be improved. Available in two versions, Standard and Slow-Air Release (Burst-Resistant). The Slow-Air Release version, if punctured, deflates more slowly than the standard exercise ball. Each box Includes an inflatable Fitness Ball, air pump, easy-to-follow instructions and illustrated exercise guide. Each ball has a 600-lb. static weight capacity and is latex-free. | fitness-ball-exercise-ball-red-089.gif
SKU: EGN008-065 | Elgin Commercial Burst Resist Exercise SD Balls 65cm British Racing Green 600 lb | Designed by Elgin, the oldest manufacturer of professional physical therapy exercise products. | commercial-burst-resist-exercise-sd-balls-65cm-british-racing-green-600-lb-2bc.jpg
SKU: EGN026-21910 | Elgin Thera-Band Wall Station | The first compact, total body rehab system designed for in-clinic strength training that features the familiar colors and resistance levels of Thera-Band clip-connect tubing. The Wall Station includes 2 full color wall posters with 68 upper and lower extremity illustrations for excellent patient learning and acceptance. The system also provides a comprehensive accessory package that includes soft grip handles, extremity straps and a head strap. | thera-band-wall-station-bda.jpg
SKU: BDSPZZRWB04 | Body Sport Weight Bar 4 Lbs. 4 Ft Long | Helps build lean body mass and muscle definition. Used for a variety of workouts including strength training, conditioning, interval and circuit training, yoga, Pilates and flexibility. 4' long. Covered in durable rubber for a comfortable, secure grip. Feature black rubber end caps that protect floors. Latex-free. 4 lbs. | weight-bar-4-lbs-4-ft-long-1af.gif
SKU: CM100960B | Rehab World Finger Extension Exerciser Blue Xtensor | Repetitive finger and grip motion issues are a significant and growing problem * The XtensorTM design represents a breakthrough and is an essential tool for therapists treating patients recovering from: Tennis Elbow, Tendonitis in the wrist, overcoming the effects of a stroke, hand trauma rehabilitation, and much more * The one sided activity that is reflective of the work performed by the hands in everyday life can now be counterbalanced by the XtensorTM with continous tension applied to opening the hands using an optimal line of motion replicating the exact opposite movement to closing the hands * Use on either hand | finger-extension-exerciser-blue-xtensor-5d6.jpg
SKU: CMVFR20 | Rehab World Tower Weight Rack | A sturdy A-Frame design dumbell rack that can hold 2 full sets of weights (1-10 Lbs). Compact profile is both space-saving and eye appealing. | tower-weight-rack-a54.jpg
SKU: CM26100 | Hygenic Corporation Flexbar Exercise Bar Red | Used for wrist forearm and hand rehabilitation upper extremity stabilization neuromuscular re-education massage therapy sports grip strengthening | flexbar-exercise-bar-red-678.jpg
SKU: CM10067D | Hygenic Corporation Thera-Band Resistive Exercise Tubing 25 Feet Blue | 25 Foot Patient Roll | thera-band-resistive-exercise-tubing-25-feet-blue-097.jpg
SKU: CM10116B | Pre Pak Products Home Ranger Shoulder Pulley With Overdoor Bracket | Home Ranger Shoulder Pulley with Overdoor Bracket is a smooth gliding, durable, self-lubricating nylon pulley. Braided nylon rope is marked at intervals for patients to judge progress. Rubber handles are custom-molded to the shape of a closed hand. Web strap can be placed over the door or on the side of the door. Includes a free exercise book and patient progress chart. | home-ranger-shoulder-pulley-with-overdoor-bracket-a68.jpg
SKU: CM10004A | Rehab World Foot Leg Skate 6 X 6 Foot | Includes velcro straps and can be used on the floor table or powder board. | foot-leg-skate-6-x-6-foot-c50.jpg
SKU: CM10004B | Rehab World Foot Leg Skate 6 X 12 Leg | Includes velcro straps and can be used on the floor table or powder board. | foot-leg-skate-6-x-12-leg-ba9.jpg
SKU: CM10225B | LaFayette Grooved Peg Board Extra Pegs | A test for the complex visual-motor coordination skills. | grooved-peg-board-extra-pegs--270.jpg
SKU: CM19046 | Complete Medical Kindergarten Eye Chart 22 x11 | Feature Kindergarten 20 ft. Test distance Non-reflective matte finish Size: 22 x 11 Shipping Carton Size: 12 L x 10 W x 6 H | kindergarten-eye-chart-22-x11-bef.jpg
SKU: CM4192 | Complete Medical Tape Measure 6' | Tape Measure 6'. | tape-measure-6-197.jpg
SKU: CM4192G | Complete Medical Gulick Tape Measure | Spring weighted end applies force to the tape measure assuring accurate reproducible results, Used for growth dietary and edema evaluations. | gulick-tape-measure-3db.jpg
SKU: CMM300M | All Pro Exercise Adjustable Ankle Weight To 2.5 Lbs | 2 1/2 Lb. weight is adjustable in 1/4 Lb. increments - includes 10 individual 1/4 Lb. metal weights | adjustable-ankle-weight-to-25-lbs-9b3.jpg
SKU: CM10805A | Fitter International Inc. Slide Board 8 ft Adjustable | Slide Adjusts 4 to 8'. Develop lateral strength power and endurance. Improve balance agility speed and flexibility. An exceptionally effective low-impact aerobic workout | slide-board-8-ft-adjustable-df9.jpg
SKU: CMBAY64 | Rehab World Adujustable Square Rebounder Without Balls or Ball Rack | A 7-position quick-change Square Rebounder Package that includes an easy-reach ball storage rack and a set of 5 weighted medicine balls. | adujustable-square-rebounder-without-balls-or-ball-rack-340.jpg
SKU: CM4141B | Complete Medical Taylor Hammer Combination With 128 Cps | Taylor Hammer Combination With 128 Cps. | taylor-hammer-combination-with-128-cps-aa7.jpg
SKU: CM4170 | Complete Medical Snellen Eye Chart | Snellen Eye Chart | snellen-eye-chart-70e.jpg
SKU: CM8790N | Rehab World Amber Latex Tubing - Id 1/4 Wall 1/16 Od 3/8 | Feature ID- 1/4 WALL-1/16 O.D.- 3/8 Smooth seamless flexible rubber tubing in 50 foot dispenser reel | amber-latex-tubing-id-1-4-wall-1-16-od-3-8-647.jpg
SKU: CM8790L | Rehab World Amber Latex Tubing | Rehab World 8790L Amber Latex Tubing. | amber-latex-tubing--ca6.jpg
SKU: CM302101 | Rehab World Foam Balance/ Exercise Roller 6 x 12 Round | Feature 6 WHITE FOAM ROLLERS 6 X 12 Round Perfect for positioning balance postural and muscle re-education spinal stabilization body awareness and coordination and ranging and strengthening activities Round rollers offer progressive exercise sequences - user can move from an easier (smaller diameter) to a more difficult (larger diameter) roller Half round roller is a great tool for ankle stretching and knee rehabilitation TufCoatTM foam rollers have a coated exterior that is washable durable and adds an extra layer of firmness | foam-balance-exercise-roller-6-x-12-round-155.jpg
SKU: CM4172 | Complete Medical Illuminated Eye Chart Kindergarten 20' Distance | Feature 20 FT. DISTANCE Kindergarten Non-glare black letters White transluscent plastic chart Size: 14 x 9 Shipping Carton Size: 16 L x 12 W x 4 H | illuminated-eye-chart-kindergarten-20-distance-5df.jpg
SKU: CM3001D | Complete Medical Finger Cots X-Lg Bx/144 | Feature Extra Large Bx/144 Tissue thin white latex Non-Sterile Smooth finish Shipping Carton Size: 8 L x 6 W x 4 H | finger-cots-x-lg-bx-144-56e.jpg
SKU: CM20065G | Hygenic Corporation Thera-Band 6' Combo Pack- Heavy Latex-Free | Feature 6 COMBO PACKS Heavy Pack includes Green Blue and Black in 6 foot lengths | thera-band-6-combo-pack-heavy-latex-free-045.jpg
SKU: CM20065F | Hygenic Corporation Thera-Band 6' Combo Pack- Light Latex-Free | Feature 6 COMBO PACKS Light Pack includes Yellow Red and Green in 6 foot lengths | thera-band-6-combo-pack-light-latex-free-060.jpg
SKU: CMJRS33 | Rehab World Exercise Tube & Band Storage Rack | Feature Polished Stainless Construction 12 Hooks fold into wall when not used Includes wall-stud mounting screws Holds a variety of ropes and bands Convenient wall-mount storage 33 W x 5 D x 3 H 4 lbs Parcel shipment | exercise-tube-band-storage-rack-a88.jpg
SKU: CM1275 | Complete Medical Convex Eye Protector Black | Protects injured eye from irritation and light. | convex-eye-protector-black-052.jpg
SKU: CM6160A | Complete Medical Plastic 8 Goniometer 360 Degree | Feature The plastic 360 degree scale ISOM goniometers have a head with 3 scales calibrated for use with the ISOM system The clear plastic permits observation of the joint s axis of motion and range of motion | plastic-8-goniometer-360-degree-af0.jpg
SKU: CM6160B | Complete Medical Plastic 12 Goniometer 360 Degree | Feature The plastic 360 degree scale ISOM goniometers have a head with 3 scales calibrated for use with the ISOM system The clear plastic permits observation of the joint s axis of motion and range of motion | plastic-12-goniometer-360-degree-7b3.jpg
SKU: CM6160 | Complete Medical Plastic 6 Goniometer 360 Degree | Feature The plastic 360 degree scale ISOM goniometers have a head with 3 scales calibrated for use with the ISOM system The clear plastic permits observation of the joint s axis of motion and range of motion | plastic-6-goniometer-360-degree-2f8.jpg
SKU: CM301996 | Rehab World Massage Ball 8cm |  | massage-ball-8cm-f56.jpg
SKU: CM2400B | Complete Medical 5 Lb. Therapy Putty Red Soft - Latex Free | Feature Latex Free Molds to the hand shape Silicone base and will not harden Excellent for hand & forearm muscles | 5-lb-therapy-putty-red-soft-latex-free-811.jpg
SKU: CM10053 | Lux Products Long Ring Timer - 60 Minute | 60 minute wind up timer. 10-15 second long ring. Timer can be set to varying amounts of time between 1 and 60 minutes. White plastic housing with black numbers. | long-ring-timer-60-minute-513.jpg
SKU: CM8790K | Rehab World Amber Latex Tubing - Id 3/16 Wall 1/16 Od 9/32 | Feature ID- 3/16 WALL-1/16 O.D.- 5/16 Smooth seamless flexible rubber tubing in 50 foot dispenser reel | amber-latex-tubing-id-3-16-wall-1-16-od-9-32-16c.jpg
SKU: CM10013 | Jemarkel Health-Tech The Wristiciser |  | the-wristiciser-7e8.jpg
SKU: CM2407C | Magister Hand Eggsercizer Firm Plum | Molded from Epoflex viscoelastic polymer. Resistance increases in proportion to grip pressure for progressive therapy. | hand-eggsercizer-firm-plum-ff3.jpg
SKU: CMM400M | All Pro Exercise Adjustable Ankle Weight - To 5 Lbs. (Each) | Feature 5 Lb. weight is adjustable in 1/2 Lb. increments - includes 10 individual 1/2 Lb. metal weights Sold individually - not in pairs Cushioned flap keeps weights secured | adjustable-ankle-weight-to-5-lbs-each-c83.jpg
SKU: CM4175 | Complete Medical Illuminated Eye Chart 10' Distance Illiterate | CM 4175 Illuminated Eye Chart 10' Distance Illiterate. | illuminated-eye-chart-10-distance-illiterate-5c3.jpg
SKU: CM2403D | Hygenic Corporation Thera-Band Hand Exercise Ball- Blue-Firm | Feature Resistance training for hands fingers and forearms Helps strengthen grip increase mobility and dexterity Four color-coded resistances Can be used for hot or cold therapy | thera-band-hand-exercise-ball-blue-firm-07a.jpg
SKU: CM2404 | Rehab World Hand Exerciser Rubber-Band | Feature Ideal for finger flexion exercises Vary resistance by increasing or decreasing the number of rubber bands or by changing to a different color-coded set of bands Range-of-motion may be decreased by using the flexion limiter (spacer) Comes with either 5 red bands or with 5 sets of color-coded bands (25 bands - 5 of each color) | hand-exerciser-rubber-band-b89.jpg
SKU: CM10056J | Complete Medical Aluminum Clinical Grade Nerve/Sensory Tuning Fork Weighted 256 Cps | Complete Medical Supplies industry standard, clinical grade, weighted nerve/sensory tuning fork is used to evaluate hearing and vibratory sensation. The device has an extended two-inch handle of turned smooth aluminum for facilitating bone conduction tests, and provides 256 cycles per second (cps). | aluminum-clinical-grade-nerve-sensory-tuning-fork-weighted-256-cps-033.jpg
SKU: CM101541BLK | Body Blade BodyBlade Exercise Blade BLK Classic w/Wall Chart& DVD | Feature CLASSIC WITH WALL CHART & DVD BLACK 48 long 1.5 LBS The Bodyblade system of training provides a functional tri-plane core based training environment ideal for rehabilitation sports performance training personal training and group exercise Each Bodyblade is designed to improve strength balance coordination proprioception posture and core stabilization using low level vibration and inertia not gravity Bodyblade automatically delivers progressive resistance targeting the small deep stabilizing muscles as well as the larger prime movers in an exquisitely balanced approach to training the body from the center out | bodyblade-exercise-blade-blk-classic-w-wall-chart-dvd-42b.jpg
SKU: CM26101 | Hygenic Corporation Flexbar Exercise Bar Green | Used for wrist forearm and hand rehabilitation upper extremity stabilization neuromuscular re-education massage therapy sports grip strengthening. | flexbar-exercise-bar-green-6c4.jpg
SKU: CM10010B | Rehab World Hand Exercise Grips - Red Easy (Pair) | Feature Red Strength Easy 6 Lbs The new Cando resistance sequence on these ergonomic grips covers any needs from the earliest stage of rehabilitation after stroke (yellow) to advanced athletic training (black) The force requirement doubles with each level Sold in pairs | hand-exercise-grips-red-easy-pair-680.jpg
SKU: CM10003B | Medi-Dyne ProStretch Leg Flex Exerciser Both Legs | Aids in stretching the lower leg muscles / tendons especially the Achilles tendon and plantar fascia. | prostretch-leg-flex-exerciser-both-legs-e69.jpg
SKU: CM10052A | Rehab World Acuflex II Trunk Rotation Test | Accurately test flexibility of ankles knees trunk shoulder and neck. | acuflex-ii-trunk-rotation-test-f35.jpg
SKU: CM10014A | Digi-Flex Digi-Flex Digit/Hand Yellow Exerciser X-Light 1.5 Lb/5 Pp | Feature Use the buttons alone for digit exercise or use all digits to exercise the hand and/ or forearm | digi-flex-digit-hand-yellow-exerciser-x-light-15-lb-5-pp-273.jpg
SKU: CM10014B | Digi-Flex Digi-Flex Digit/Hand Red Exerciser-Lt 3 Lb/10 Pp | Feature Use the buttons alone for digit exercise or use all digits to exercise the hand and/ or forearm | digi-flex-digit-hand-red-exerciser-lt-3-lb-10-pp-2d9.jpg
SKU: CM10014C | Digi-Flex Digi-Flex Digit/Hand Green Exerciser-Med 5 Lb/16pp | Feature Use the buttons alone for digit exercise or use all digits to exercise the hand and/ or forearm | digi-flex-digit-hand-green-exerciser-med-5-lb-16pp-15b.jpg
SKU: CM10063A | Rehab World Dumbell Weight Color Neoprene Coated 1 Lb | One piece internal casting cast iron with Size Specific Ergonomic Handles and heavy-duty color cover | dumbell-weight-color-neoprene-coated-1-lb-e28.jpg
SKU: CM3001A | Complete Medical Finger Cots- Small Bx/144 | Feature Small Bx/144 Tissue thin white latex Non-Sterile Smooth finish | finger-cots-small-bx-144-f25.jpg
SKU: CM2426A | Rehab World Foam Hand Exerciser Economy | The Rehab World Foam Hand Exerciser features dense foam rubber. The hand exerciser ball helps strengthen muscles easily for all users. The hand squeeze ball is made for frequent use and comfortable therapy. | foam-hand-exerciser-economy--16b.jpg
SKU: CM302100 | Rehab World Foam Balance Exericise Roller 6 x 36 Round | Perfect for positioning balance postural and muscle re-education spinal stabilization body awareness and coordination and ranging and strengthening activities. | foam-balance-exericise-roller-6-x-36-round-39a.jpg
SKU: CM101380 | Complete Medical Stretch-Rite Strap | Features six progressive color-coded handgrips to provide controlled stretch for improved flexibility and ROM | stretch-rite-strap-b85.jpg
SKU: CM10059 | Complete Medical Wartenburg Pinwheel ONLY | Feature NON-RETAIL PACKAGING Wartenburg Pinwheel Features Stainless steelhandle with textured grip Rotating spur Overall length 7.5 Non-retail packaging contains latex | wartenburg-pinwheel-only-ab1.jpg
SKU: CM8790D | Rehab World Amber Latex Tubing Id 1/8 Wall 1/16 ID- 1/8Od 1/4 | Smooth seamless flexible rubber tubing in 50 foot dispenser reel | amber-latex-tubing-id-1-8-wall-1-16-id-1-8od-1-4-aae.jpg
SKU: CM40048 | Hygenic Corporation AQUAFINS 1/2 Aquatic Exercise Kit (Mesh Bag) |  | aquafins-1-2-aquatic-exercise-kit-mesh-bag-7fa.jpg
SKU: CM10056D | Complete Medical Tuning Fork Clinical Grade Weighted 128 Cps | The industry standard tool for evaluating hearing and vibratory sensation. | tuning-fork-clinical-grade-weighted-128-cps-067.jpg
SKU: CM10056E | Complete Medical Tuning Fork Clinical Grade Without Weights 512 Cps | The industry standard tool for evaluating hearing and vibratory sensation. | tuning-fork-clinical-grade-without-weights-512-cps--778.jpg
SKU: CM10067E | Hygenic Corporation Thera-Band Resistive Exercise Tubing- 25 Ft.- Black | Thera band colors increasing in difficulty through seven levels from tan to silver, The color coding system provides positive reinforcement and feedback for gauging results. | thera-band-resistive-exercise-tubing-25-ft-black-386.jpg
SKU: CM10073H | Rehab World Inflatable PT Ball 48in Orange | Inflatable PT Ball 48in Orange | inflatable-pt-ball-48in-orange-345.jpg
SKU: CM302110 | Rehab World Foam Balance/ Exericise Roller 6 x 36 Half-Round | Feature 6 WHITE FOAM ROLLERS 6 X 36 Half-Round Perfect for positioning balance postural and muscle re-education spinal stabilization body awareness and coordination and ranging and strengthening activities Round rollers offer progressive exercise sequences - user can move from an easier (smaller diameter) to a more difficult (larger diameter) roller Half round roller is a great tool for ankle stretching and knee rehabilitation TufCoatTM foam rollers have a coated exterior that is washable durable and adds an extra layer of firmness | foam-balance-exericise-roller-6-x-36-half-round-240.jpg
SKU: CM100351 | Rehab World SoftGrip Hand Weight 1lb Yellow | Use the comfortable SoftGripTM hand weights instead of dumbbells, For those that have trouble grasping dumbells for light workouts and for the arthritic patient. The SoftGripTM is easy to grasp and grip; comfortable; soft but not floppy | softgrip-hand-weight-1lb-yellow-d2a.jpg
SKU: CMRB1 | Rehab World Rebounder Medicine Ball 1.1 lb |  | rebounder-medicine-ball-11-lb-8eb.jpg
SKU: CM10083C | Power Web Powerweb 14in Ultimate Hand Exerciser- Red | Feature Power Web : 14 Diameter Power Web JR: 7 in diameter Total versatility for the fingers thumb wrist forearm and even the ankle Power Web includes instruction booklet with 39 exercisers Power Web JR Includes a users manual containing 39 fully illustrated exercises for the fingers thumb wrist forearm and ankle Weight: 8 ounces | powerweb-14in-ultimate-hand-exerciser-red-935.jpg
SKU: CM90373 | Lux Products Minute Minder Waterproof Timer | Feature Washable waterproof case Large easy to read display Loud extended alarm Times up to 10 hours Refrigerator magnet mount Non-slip base Elevated angle viewing Simple one finger setting Repeat timer Power supply: 1ea - AAA battery (not included) Shipping Carton Size: 9 L x 7 W x 5 H | minute-minder-waterproof-timer-704.jpg
SKU: CM2056B | Complete Medical Head Halter For Cervical Traction Universal | Feature Head Halter Accessory used with Overdoor Traction unit (model 2056A) | head-halter-for-cervical-traction-universal-571.jpg
SKU: CM10228 | LaFayette Purdue Pegboard Test | Physical and Occupational therapists use the Purdue Pegboard for injury rehabilitation. They use the test as a tool to obtain baseline data on a patient. They also use it to document patient progress and / or degree of disability.Vocational Evaluators use the Purdue Pegboard to determine a subject's ability and aptitude for certain work-related applications and for recommending placement in jobs that require manual dexterity. The Purdue Pegboard is also used to develop a specific training program that will give an individual the skills to complete a job task that requires manual dexterity.Human Resource Directors and Temporary Staffing Agencies use the Purdue Pegboard as a pre-employment screening and selection tool. An applicant's performance on the Purdue Pegboard can indicate their ability to perform in a job/task that requires manual dexterity. | purdue-pegboard-test-dfb.jpg
SKU: CM4141 | Complete Medical Taylor 'Percussion' Hammer | Feature NON-RETAIL PACKAGING Taylor Hammer The most popular neuro hammer Chrome handle with triangular synthetic rubber head Overall length 7.5 Non-Retail packaging contains latex | taylor-percussion-hammer-095.jpg
SKU: ROSC10-0900 | Roscoe Medical CanDo Theraputty Hand Exercising Putty Yellow Extra Soft | The CanDo Theraputty exercise material has become the standard in resistive hand exercise material. Each color-coded putty has a different consistency ranging from extra soft for strengthening a weak hand grasp, to extra-firm for developing a stronger grip. | cando-theraputty-hand-exercising-putty-yellow-extra-soft-476.jpg
SKU: ROSC10-0901 | Roscoe Medical CanDo Theraputty Hand Exercising Putty Red Soft | The CanDo Theraputty exercise material has become the standard in resistive hand exercise material. Each color-coded putty has a different consistency ranging from extra soft for strengthening a weak hand grasp, to extra-firm for developing a stronger grip. | cando-theraputty-hand-exercising-putty-red-soft-a0d.jpg
SKU: ROSC10-0902 | Roscoe Medical CanDo Theraputty Hand Exercising Putty Green Medium | The CanDo Theraputty exercise material has become the standard in resistive hand exercise material. Each color-coded putty has a different consistency ranging from extra soft for strengthening a weak hand grasp, to extra-firm for developing a stronger grip. | cando-theraputty-hand-exercising-putty-green-medium-e3e.jpg
SKU: ROSC10-0903 | Roscoe Medical CanDo Theraputty Hand Exercising Putty Blue Firm | The CanDo Theraputty exercise material has become the standard in resistive hand exercise material. Each color-coded putty has a different consistency ranging from extra soft for strengthening a weak hand grasp, to extra-firm for developing a stronger grip. | cando-theraputty-hand-exercising-putty-blue-firm-eb0.jpg
SKU: ROSC50-1035 | Roscoe Medical CanDo Over-Door Shoulder Pulley Exerciser Door Jamb Anchor Nub | The CanDo Over-Door Shoulder Pulley Exerciser provides a convenient platform for resistance exercise that increases range of motion in the arms. Great for therapy and low-impact strength treatments. | cando-over-door-shoulder-pulley-exerciser-door-jamb-anchor-nub-baa.jpg
SKU: ROSC50-1036 | Roscoe Medical CanDo Over Door Shoulder Pulley Exerciser Bracket | The CanDo Over-Door Shoulder Pulley Exerciser provides a convenient platform for resistance exercise that increases range of motion in the arms. Great for therapy and low-impact strength treatments. | cando-over-door-shoulder-pulley-exerciser-bracket-1fc.jpg
SKU: BALY7520 | Bailey Adjustable Incline Board | The Bailey Model 7520 Adjustable Incline Board is a staple of any balance training program offering 5 different incline positions. Designed with safety in mind with industrial grade no-slip grip tape and a non-slip bottom surface so the incline board can be used on almost any floor surface. Made of durable 3/4" 7 layer birch plywood with a Natural finish. | adjustable-incline-board-7a7.jpg
SKU: CMBJ225105 | Rehab World Plastic 6.75 Goniometer | Plastic 6.75 Goniometer. | plastic-675-goniometer--7cd.jpg
SKU: CMJTR38 | Rehab World Trampoline Without Assist Handle | A standard-duty round personal rebounder. | trampoline-without-assist-handle-5dd.jpg
SKU: CM5634 | Complete Medical Buck Neurological Hammer | NON-RETAIL PACKAGING. Taylor Hammer. Chrome-plated handle with 2 sided synthetic rubber head. Handle conceals screw-in brush. Needle contained within the head. Overall length 7.5". Non-retail packaging contains latex . | buck-neurological-hammer-ea9.jpg
SKU: CM2409 | Rehab World Knead-A-Ball Hand Exerciser | Squeeze to prune size and, within 2 to 3 seconds, it returns back to its full 2 7/16" diameter. Made of breathable foam polymer. Safe and won't bounce away. | knead-a-ball-hand-exerciser-c8d.jpg
SKU: CM4174 | Complete Medical Illuminated Eye Chart Snellen 10' Distance | Illuminated Eye Chart Snellen. | illuminated-eye-chart-snellen-10-distance-917.jpg
SKU: CM2057 | Complete Medical Overdoor Shoulder Pulley Exercise Kit | A shoulder range-of-motion exerciser. | overdoor-shoulder-pulley-exercise-kit-ee3.jpg
SKU: CM3001C | Complete Medical Finger Cots Large | Providing you with great selection and quality. | finger-cots-large-701.jpg
SKU: CMHWLES | Grabber Arthritis Hand Warmers Display Large 4.75 x8.5 | Portable heat in the palm of your hand. | arthritis-hand-warmers-display-large-475-x85--f7e.jpg
SKU: CM10075B | Covidien Reusable Gel Hot Cold Packs 8 X 11 | Simply store the pack in the freezer and apply as needed for cold therapy, For heat applications place the pack in boiling water for 10 minutes or immerse in water before placing in the microwave on full power for two minutes. | reusable-gel-hot-cold-packs-8-x-11-6f7.jpg
SKU: DMI616-4512-0000 | Briggs Healthcare DMI TheraBeads Neck Rest | DMI TheraBeads Neck Rest | dmi-therabeads-neck-rest-c20.jpg
SKU: SWTSTM7001 | Southwest Technologies Therapy Mitten | These specially designed products are ideal to help restore flexibility and provide excellent therapy for minor injuries during and after rehabilitation exercises. | therapy-mitten-342.jpg
SKU: CMSW9005 | Southwest Technologies Elasto Gel Hot and Cold Therapy Large Extra Large Shoulder Sleeve | May be used for hot/cold therapy. These specially designed products are ideal to help restore flexibility and provide excellent therapy for minor injuries during and after rehabilitation exercises. | elasto-gel-hot-and-cold-therapy-large-extra-large-shoulder-sleeve-da1.jpg
SKU: PMTQBW | Pain Management Technologies Qfiber Heat Therapy Body Wrap | Qfiber is a high performance infrared heat therapy system. It is essentially a heating pad that wraps around a body part or joint. Using special heat fabric technology, and through the ultimate portability of USB 2.0, Qfiber goes where you go, while emitting the medically-proven benefits of infrared heat. | qfiber-heat-therapy-body-wrap--271.jpg
SKU: PMTQWW | Pain Management Technologies Qfiber Heat Therapy Wrist Wrap | Qfiber is a high performance infrared heat therapy system. It is essentially a heating pad that wraps around the wrist. Using special heat fabric technology, and through the ultimate portability of USB 2.0, Qfiber goes where you go, while emitting the medically-proven benefits of infrared heat.The Wrist Wrap include a standard accessory kit that comes with every Qfiber model.For a limited time, with every Qfiber order you will recieve a free bottle of Icyrelief pain relieving gel. Icy Relief relieves pain by creating a cooling sensation at the nerve level beneath the skin. This pain relief can last up to several hours because of the unique penetrating powers of the natural ingredients used; users report a deeper, longer lasting pain relief than conventional cooling gels. The ice analgesic gel cooling effect increases healing through relaxation of stiff and aching muscles. | qfiber-heat-therapy-wrist-wrap--297.jpg
SKU: PMTBD100 | Pain Management Technologies Body Drummer Hot Cold Vibrating Massager | BODY DRUMMER Hot and Cold Vibrating Massager.BODY DRUMMER with vibration function and provides warm or cool treatment for relief of muscle pain, tired muscles and for relaxing. It is great for back, neck, shoulder, arms and legs area? Also the vibration massage comes with 2 speeds for selection. Percussion / vibration massage helps improve circulation, promoting better oxygen flow to help relieve muscle pain and tension. Heat offers therapeutic relief from muscle aches and tension. Cold therapy soothes pain in joints and muscles while helping reduce swelling. Rechargeable massager charges for one hour to provide 45 minutes of massage. Cordless design makes the massager great for travel. Ergonomic, curved shape allows you to massage hard-to-reach areas with ease. | body-drummer-hot-cold-vibrating-massager--cba.jpg
SKU: ROSCHP0512 | Roscoe Medical TheraMED Professional Half Size Moist Heat Hot Pack - 5 x 12 Inch | Therapeutic moist heat therapy provides deeper penetration to muscle tissue, allowing temporary relief of pain due to sprains, muscle strains, back pain, bursitis, arthritis and more. Moist heat has also been established to increase tissue temperature at a faster rate than dry heat, causing increased circulation and promoting quicker recovery time. With a full range of sizes and covers available, TheraMED Professional hot packs work with most heating units on the market today and will address all your clinic needs. | theramed-professional-half-size-moist-heat-hot-pack-5-x-12-inch-0cf.jpg
SKU: ROSCHP1012 | Roscoe Medical TheraMED Professional Standard Moist Heat Hot Pack - 10 x 12 Inch | Therapeutic moist heat therapy provides deeper penetration to muscle tissue, allowing temporary relief of pain due to sprains, muscle strains, back pain, bursitis, arthritis and more. Moist heat has also been established to increase tissue temperature at a faster rate than dry heat, causing increased circulation and promoting quicker recovery time. With a full range of sizes and covers available, TheraMED Professional hot packs work with most heating units on the market today and will address all your clinic needs. | theramed-professional-standard-moist-heat-hot-pack-10-x-12-inch-f2b.jpg
SKU: ROSCHP1018 | Roscoe Medical TheraMED Professional Spine Small Moist Heat Hot Pack - 10 x 18 Inch | Therapeutic moist heat therapy provides deeper penetration to muscle tissue, allowing temporary relief of pain due to sprains, muscle strains, back pain, bursitis, arthritis and more. Moist heat has also been established to increase tissue temperature at a faster rate than dry heat, causing increased circulation and promoting quicker recovery time. With a full range of sizes and covers available, TheraMED Professional hot packs work with most heating units on the market today and will address all your clinic needs. | theramed-professional-spine-small-moist-heat-hot-pack-10-x-18-inch-420.jpg
SKU: ROSCHP1024 | Roscoe Medical TheraMED Professional Spine Large Moist Heat Hot Pack - 10 x 24 Inch | Therapeutic moist heat therapy provides deeper penetration to muscle tissue, allowing temporary relief of pain due to sprains, muscle strains, back pain, bursitis, arthritis and more. Moist heat has also been established to increase tissue temperature at a faster rate than dry heat, causing increased circulation and promoting quicker recovery time. With a full range of sizes and covers available, TheraMED Professional hot packs work with most heating units on the market today and will address all your clinic needs. | theramed-professional-spine-large-moist-heat-hot-pack-10-x-24-inch-d53.jpg
SKU: ROSCHP0024 | Roscoe Medical TheraMED Professional Neck Contour Moist Heat Hot Pack - 24 Inch | Therapeutic moist heat therapy provides deeper penetration to muscle tissue, allowing temporary relief of pain due to sprains, muscle strains, back pain, bursitis, arthritis and more. Moist heat has also been established to increase tissue temperature at a faster rate than dry heat, causing increased circulation and promoting quicker recovery time. With a full range of sizes and covers available, TheraMED Professional hot packs work with most heating units on the market today and will address all your clinic needs. | theramed-professional-neck-contour-moist-heat-hot-pack-24-inch-58e.jpg
SKU: ROSCHP1020 | Roscoe Medical TheraMED Professional Knee or Shoulder Moist Heat Pack - 10 x 20 Inch | Therapeutic moist heat therapy provides deeper penetration to muscle tissue, allowing temporary relief of pain due to sprains, muscle strains, back pain, bursitis, arthritis and more. Moist heat has also been established to increase tissue temperature at a faster rate than dry heat, causing increased circulation and promoting quicker recovery time. With a full range of sizes and covers available, TheraMED Professional hot packs work with most heating units on the market today and will address all your clinic needs. | theramed-professional-knee-or-shoulder-moist-heat-pack-10-x-20-inch-a09.jpg
SKU: WHHPB-105 | Whitehall Manufacturing Dickson Mobile Paraffin Bath 45 Pound Capacity | Dickson Paraffin Baths are luxuriously finished with solid hardwood moldings that are contoured to provide a comfortable, cool rest for an arm or leg. Dickson models are also designed to provide luxuries to the caregiver. Each unit has a timed high-heat sanitizing circuit. The PB-105 is the largest clinical paraffin unit in the industry. It is provided with a two-piece cover that enables a user to expose either one or both halves at a time | dickson-mobile-paraffin-bath-45-pound-capacity-b0d.jpg
SKU: CERPACC-549 | Core Products Soft Comfort CorPak Hot And Cold 3" X 5" | Soft Comfort CorPaks are the perfect solution to help relieve strains, sprains, headaches and other soft tissue injuries. These versatile packs can be warmed in the microwave to help relax muscle and increase blood flow or cooled in the freezer to help reduce swelling, reduce blood flow and promote healing. Our soft,frost-free pack is gentle on skin and does not need to be wrapped in a towel. Soft Comfort CorPaks have more fill than traditional packs to retain cold and heat longer. Long-lasting, reusable and filled with nontoxic, biodegradable fill. Customized packs can be used as promotional giveaways for customers (call for details) or can be sold as the perfect hot and cold pack. | soft-comfort-corpak-hot-and-cold-3-x-5-94c.jpg
SKU: CERPACC-590 | Core Products Basic Comfort Corpak Hot & Cold Small | For the cost-conscious consumer, Basic Comfort CorPaks are filled with the same temperature retaining fill as our other CorPaks, but have a cost-saving plastic covering instead of fabric or vinyl. Customized packs can be used as promotional giveaways for customers (call for details) or can be sold as the perfect hot and cold pack. Basic Comfort CorPaks should be used with a towel or other protective covering. Freeze for 1 hour minimum before use or store in the freezer for convenience. | basic-comfort-corpak-hot-cold-small-347.jpg
SKU: PROS2202 | Pro Series Double Shoulder Ice Wrap | To manage the pain and swelling that occurs after shoulder surgery or with rotator cuff impingement, tendonitis, or bursitis, you need all-around shoulder coverage. The Double Shoulder Ice Wrap by ProSeries provides front and back coverage for your shoulder, delivering long lasting therapeutic cooling in a comfortable ice wrap.Sports medicine professionals agree that ice bags applied after injury can help speed the inflammation process in your shoulder. This helps manage the pain and swelling that may occur after injury or surgery. If you're looking for long lasting, therapeutic cooling and compression for your shoulder pain, look no further than the ProSeries Double Shoulder Ice Wrap. | double-shoulder-ice-wrap-691.jpg
SKU: BTC580 | Battle Creek Ice It D Pack 11" x 14" | Doctors recommend using cold therapy for first aid following most injuries, as well as for long-term use to manage swelling and recurring inflammation. Medical professionals also know that using cold therapy alone, or alternating it with heat therapy, can be very useful in stimulating circulation and relieving chronic pain. Our Ice It!Â® ColdCOMFORTâ„¢ products are designed to provide a quick, safe cold compress that you don't have to hold in place - with no dripping or condensation. Cool those throbbing, painful areas with Ice It!Â® ColdCOMFORTâ„¢ | ice-it-d-pack-11-x-14-077.png
SKU: MKS37322700 | McKesson Ice Bag Medi-Pak General Purpose 7 X 10 Inch Disposable | Ice Bag Medi-Pak General Purpose 7 X 10 Inch Disposable. | ice-bag-medi-pak-general-purpose-7-x-10-inch-disposable-791.jpg
SKU: MKS97012700 | McKesson Instant Cold Pack General Purpose 4 X 6 Inch Disposable | For temporary relief of minor pain and swelling caused by sprains, minor burns, strains, toothaches, contusions, or insect bites. | instant-cold-pack-general-purpose-4-x-6-inch-disposable-5fb.jpg
SKU: MKS97022700 | McKesson Instant Cold Pack General Purpose 5 X 7 Inch Disposable | Instant Cold Pack General Purpose 5 X 7 Inch Disposable | instant-cold-pack-general-purpose-5-x-7-inch-disposable--40c.jpg
SKU: MKS97062700 | McKesson Hot Pack Instant Chemical Activation General Purpose 5 X 7 Inch | Hot Pack Instant Chemical Activation General Purpose 5 X 7 Inch. | hot-pack-instant-chemical-activation-general-purpose-5-x-7-inch--4f6.jpg
SKU: MKS97072700 | McKesson Hot Pack Instant Chemical Activation General Purpose 6 X 9 Inch | Hot Pack Instant Chemical Activation General Purpose 6 X 9 Inch. | hot-pack-instant-chemical-activation-general-purpose-6-x-9-inch--969.jpg
SKU: MKS97132700 | McKesson Instant Cold Pack General Purpose 6 X 9 Inch Disposable | Instant Cold Pack General Purpose 6 X 9 Inch Disposable. | instant-cold-pack-general-purpose-6-x-9-inch-disposable-805.jpg
SKU: MKS97132724 | McKesson Instant Cold Pack General Purpose 6 X 9 Inch Disposable | For temporary relief of minor pain and swelling caused by sprains, minor burns, strains, toothaches, contusions, or insect bites. | instant-cold-pack-general-purpose-6-x-9-inch-disposable--4bc.jpg
SKU: EGN004-SWS130 | Elgin Leg Ankle Exerciser Replacement Heel Strap | The #1 choice of professional sports teams, schools, physical therapy clinics and anyone who has injured and/or weakened ankles. | leg-ankle-exerciser-replacement-heel-strap-a83.jpg
SKU: EGN149-9 | Elgin PVC Exercise 9-Ball Racks, 63 "W x 18" D x 74 "H, 70 lb | Choose between our standard 6-Ball Stationary Rack or Deluxe 9-Ball Mobile Caddy. The deluxe caddy features corner bars that hold stretch bands and resistance tubing. Both racks ship via UPS 0S2 (70 lb.) rate. | pvc-exercise-9-ball-racks-63-w-x-18-d-x-74-h-70-lb-288.jpg
SKU: CRXHBBF3110-12 | Carex Health Care Products Bed Buddy Foot Warmers Blue | Treat your feet and senses to the soothing warmth of moist heat with Bed Buddy Foot Warmers. These foot warmers can be warmed in the microwave for gentle heat or chilled to use as a cooling compress. Lightly scented with comforting cinnamon, clove and eucalyptus aromatherapy to ease tension and stress. Available in blue velveteen. | bed-buddy-foot-warmers-blue-7e9.jpg
SKU: CERPACC-592 | Core Products Large Basic Comfort Hot and Cold Pack | For the cost-conscious consumer, Basic Comfort CorPaks are filled with the same temperature retaining fill as our other CorPaks, but have a cost-saving plastic covering instead of fabric or vinyl. Customized packs can be used as promotional giveaways for customers (call for details) or can be sold as the perfect hot and cold pack. Basic Comfort CorPaks should be used with a towel or other protective covering. customized LABELing available | large-basic-comfort-hot-and-cold-pack-438.jpg
SKU: CERPTHM-2500 | Core Products Thermal Core Moist Heat Pack Heater with Packs | The unique design of our Thermal Core Pack Heater makes it efficient and resistant to corrosion. The seamless rounded corners of the interior tank and innovative heating element design minimizes bacterial growth and make cleaning quick and easy. Constructed from heavy gauge 304 stainless steel, the insulated double-wall construction provides superior heat retention and efficiency.The Thermal Core Pack Heater is large enough to accommodate any size thermal pack including oversized. Removable lid can conveniently be used as a work station or drip tray, and wire rack can be removed for easy cleaning. Designed to maintain packs at 160Ëš Fahrenheit with a range of 155Ëšâ€“ 165Ëš. Six Thermal Core Packs â€“ four standard and two cervical (page 16) â€“ are included with purchase of Item THM2500. Heater measures 18â€ x 10â€ x 13.5â€ (46cm x 25cm x 34cm). | thermal-core-moist-heat-pack-heater-with-packs-8a8.jpg
SKU: CERPTHM-2510 | Core Products Thermal Core Moist Heat Pack Heater | The unique design of our Thermal Core Pack Heater makes it efficient and resistant to corrosion. The seamless rounded corners of the interior tank and innovative heating element design minimizes bacterial growth and make cleaning quick and easy. Constructed from heavy gauge 304 stainless steel, the insulated double-wall construction provides superior heat retention and efficiency.The Thermal Core Pack Heater is large enough to accommodate any size thermal pack including oversized. Removable lid can conveniently be used as a work station or drip tray, and wire rack can be removed for easy cleaning. Designed to maintain packs at 160Ëš Fahrenheit with a range of 155Ëšâ€“ 165Ëš. Six Thermal Core Packs â€“ four standard and two cervical (page 16) â€“ are included with purchase of Item THM2500. Heater measures 18â€ x 10â€ x 13.5â€ (46cm x 25cm x 34cm). | thermal-core-moist-heat-pack-heater-599.jpg
SKU: ROSCTM-160K | Roscoe Medical TherMedic 3 in 1 Pro-Wrap Knee Brace | The TherMedic 3-in-1 Hot/Cold Pro-Wrap Series provides the perfect combination of hot and cold therapy along with compression for an optimum approach for treating both acute and chronic injuries. The innovative fuss-free design eliminates the need for ice cubes, bandages and hotwater bottles. The Pro-Wrap Braces can be applied directly to the skin and are ergonomically designed to fit the body accordingly. The braces are perfect for therapy clinics, rehabilitation centers, athletic facilities and at home use. All braces come complete with AC/DC adapter - perfect for patients on the go! | thermedic-3-in-1-pro-wrap-knee-brace-4ea.jpg
SKU: CMBBF5085 | Carex Health Care Products Bed Buddy Back Wrap | The original moist heat pack designed for use in soothing sore muscles aches and pains. Designed specifically for relief of nagging lower back pain, stomach cramps and leg, arm or shoulder aches and pains. | bed-buddy-back-wrap-108.jpg
SKU: METL9843 | Mettler Electronics ThermalSoft Durapak Large 8" x 11" | ThermalSoft Durapak hot and cold packs maintain an even temperature over the entire pad. | thermalsoft-durapak-large-8-x-11-bcc.jpg
SKU: SKIL914517 | Skil Care Gel Maze Sensory Stimulation Activity Pad | Couple the excitement of an entertaining activity with the benefits of sensory stimulation using the Skil-Care Gel-Maze. The individual is challenged to navigate a marble through a maze pattern configured from a gel mat. This activity couples basic geometry with hand-eye coordination and interpretation. | gel-maze-sensory-stimulation-activity-pad-30a.jpg
SKU: CERPACC-550 | Core Products CorPak Soft Comfort Hot and Cold Medium 6" x 10" | Soft Comfort CorPaks are the perfect solution to help relieve strains, sprains, headaches and other soft tissue injuries. These versatile packs can be warmed in the microwave to help relax muscle and increase blood flow or cooled in the freezer to help reduce swelling, reduce blood flow and promote healing. | corpak-soft-comfort-hot-and-cold-medium-6-x-10-fe1.jpg
SKU: METL107 | Mettler Electronics 107 Tote Bag for Any Sys Stim or Sonicator Unit | 107 Tote Bag for Any Sys Stim or Sonicator Unit. Rugged padded tote bag for carrying any Sys Stim or Sonicator single unit along with its accessories complete with shoulder strap. Dimensions: (14â€³ x 7â€³ x 7â€³) | 107-tote-bag-for-any-sys-stim-or-sonicator-unit-e18.jpg
SKU: METL9844 | Mettler Electronics ThermalSoft Durapak Extra Large 12" x 15" | ThermalSoft Durapak hot and cold packs are biodegradable, non-caustic, and, because ThermalSoft Durapaks are reusable, they save you money, too. For heat therapy, microwave or heat the pack in water. | thermalsoft-durapak-extra-large-12-x-15-5b9.jpg
SKU: METL9851 | Mettler Electronics Thermalsoft Gel Pack Cover, Standard | Thermalsoft Gel Pack Cover, Standard. Specially sized covers to fit the gel packs are available in soft, insulated materials. | thermalsoft-gel-pack-cover-standard-89d.jpg
SKU: METL9841 | Mettler Electronics ThermalSoft Durapak, Small, 4" x 6" | ThermalSoft Durapak hot and cold packs maintain an even temperature over the entire pad. Their soft gel contents are leak-proof and contain no liquids or dyes. ThermalSoft Durapak hot and cold packs are biodegradable, non-caustic, and, because ThermalSoft Durapaks are reusable, they save you money, too. For heat therapy, microwave or heat the pack in water. ThermalSoft Durapaks keep their Pad-like shape even at high temperatures and will not liquefy when heated. When used for cold therapy, ThermalSoft Durapaks stay flexible when frozen. They bend to fit around treatment areas and maintain their thickness no matter how severe the bend. | thermalsoft-durapak-small-4-x-6-450.jpg
SKU: METL9842 | Mettler Electronics ThermalSoft Durapak, Standard, 5" x 10" | Their soft gel contents are leak-proof and contain no liquids or dyes. ThermalSoft Durapak hot and cold packs are biodegradable, non-caustic, and, because ThermalSoft Durapaks are reusable, they save you money, too. For heat therapy, microwave or heat the pack in water. ThermalSoft Durapaks keep their Pad-like shape even at high temperatures and will not liquefy when heated. When used for cold therapy, ThermalSoft Durapaks stay flexible when frozen. They bend to fit around treatment areas and maintain their thickness no matter how severe the bend. | thermalsoft-durapak-standard-5-x-10-235.jpg
SKU: METL9853 | Mettler Electronics Thermalsoft Gel Pack Cover, Cervical | Thermalsoft Gel Pack Cover, Cervical. Specially sized covers to fit the gel packs are available in soft, insulated materials. | thermalsoft-gel-pack-cover-cervical-e76.jpg
SKU: METL9854 | Mettler Electronics Thermalsoft Gel Pack Cover, Extra Large | ThermalSoft Gel pack cover, extra large. Specially sized covers to fit the gel packs are available in soft, insulated materials. | thermalsoft-gel-pack-cover-extra-large-fae.jpg
SKU: KCC59681 | Kimberly-Clark Instant Cold Pack Small 4" X 10" | Twenty minutes of cold therapy. Convenient and portable. | instant-cold-pack-small-4-x-10-022.jpg
SKU: KCC59688 | Kimberly-Clark Instant Cold Pack Large | Immediate Cold Therapy | instant-cold-pack-large-193.jpg
SKU: 3M1572 | 3M Health Care Cover for Nexcare Reusable ColdHot Pack,4-3/4" x 10-1/2" | Cover for Nexcare Reusable ColdHot Pack,4-3/4" x 10-1/2" inch Pack Cover | cover-for-nexcare-reusable-coldhot-pack4-3-4-x-10-1-2-7ec.jpg
SKU: CAH10450 | Cardinal Health Jack Frost Instant Cold Packs Small 5 "x 5.5" | Jack Frost packs are manufactured from a laminated material for added strength. | jack-frost-instant-cold-packs-small-5-x-55-a4a.jpg
SKU: ROSCTM-110S | Roscoe Medical TherMedic 3 in 1 Pro-Wrap Shoulder Brace | The TherMedic 3-in-1 Hot/Cold Pro-Wrap Series provides the perfect combination of hot and cold therapy along with compression for an optimum approach for treating both acute and chronic injuries. The innovative fuss-free design eliminates the need for ice cubes, bandages and hotwater bottles. The Pro-Wrap Braces can be applied directly to the skin and are ergonomically designed to fit the body accordingly. The braces are perfect for therapy clinics, rehabilitation centers, athletic facilities and at home use. All braces come complete with AC/DC adapter - perfect for patients on the go! | thermedic-3-in-1-pro-wrap-shoulder-brace-a44.jpg
SKU: ROSCTM-140LB | Roscoe Medical TherMedica 3-in-1 Pro-Wrap Lower Back Brace | The TherMedic 3-in-1 Hot/Cold Pro-Wrap Series provides the perfect combination of hot and cold therapy along with compression for an optimum approach for treating both acute and chronic injuries. The innovative fuss-free design eliminates the need for ice cubes, bandages and hotwater bottles. The Pro-Wrap Braces can be applied directly to the skin and are ergonomically designed to fit the body accordingly. The braces are perfect for therapy clinics, rehabilitation centers, athletic facilities and at home use. All braces come complete with AC/DC adapter - perfect for patients on the go! | thermedica-3-in-1-pro-wrap-lower-back-brace-aee.jpg
SKU: CERPACC-854 | Core Products Foam Moist Heat Pack Cover Standard 19â€ x 27â€ | These soft insulated covers ensure maximum heat retention and help provide patient safety. Thermal Core covers are available in terry cloth lined and foam lined options, allowing professionals to vary the heat intensity by adding or removing layers of insulation. A perfect addition to any Thermal Core Pack. | foam-moist-heat-pack-cover-standard-19-x-27-28c.jpg
SKU: CMTSHP001 | Complete Medical Far Infrared Heat Therapy Healing Pad Small | Far-infrared Heat Therapy Healing Pad features far-infrared heat negative ions and natural jade, When the jade is heated it emits far-infrared heat that penetrates deep into your body as much as 2 to 3 inches below the skin. Therasage Far-Infrared Heat Therapy Healing Pads are a superior heat therapy product that is an extremely high quality highly effective heating pad, Far-infrared heat stimulates vasodilatation of peripheral blood vessels bringing oxygen to joints and extremities speeding the healing of sprains and strains thus relieving pain and reducing the time it takes to recover from an injury. Therasage Healing Pad features negative ions which are odorless tasteless and invisible molecules that we inhale in abundance in certain environments; think of mountains waterfalls and beaches. | far-infrared-heat-therapy-healing-pad-small--f9d.jpg
SKU: CMTP22G | Gaymar Reusable Pad 15 x22 For T-Pump Heat System TP500 | T/Pump Localized Heat Therapy System Reusable Pads | reusable-pad-15-x22-for-t-pump-heat-system-tp500-633.jpg
SKU: CM10076A | Complete Medical Reusable Heavy Duty Cold Packs Standard 11 X 14 | Provides up to 30 minutes of cold therapy | reusable-heavy-duty-cold-packs-standard-11-x-14-67f.jpg
SKU: CMTPU | PMT Medical Universal Therapy Pad for ARS | The Universal Therapy pad is used with the ARS or AIS water therapy system to be used on knees, shoulders, and other body part/joints. ARS Aqua Relief System Universal Therapy pad introduces a new breakthrough in diabetic care and pain relief. | universal-therapy-pad-for-ars-c4e.jpg
SKU: CM3179E | Rehab World Mitt For Paraffin Wax Bath (Pair) | Feature Mitts Paraffin Bath accessory 12 x 6-1/2 | mitt-for-paraffin-wax-bath-pair-03b.jpg
SKU: CM10075F | Complete Medical Reusable Hot Cold Pack 8 x 11 | Simply store the pack in the freezer and apply as needed for cold therapy. For heat applications place the pack in boiling water for 10 minutes or immerse in water before placing in the microwave on full power for two minutes. | reusable-hot-cold-pack-8-x-11-4a2.jpg
SKU: CM2492D | Cara Select Heat Heating Pad King Size 22"x11" LCD Display | Programmable Digital Heating Pad. | select-heat-heating-pad-king-size-22x11-lcd-display-a1b.jpg
SKU: CMFWSMES | Grabber Foot Warmer Display Grabber Small/Medium Box/30 pair | Feature Small/Medium Bx/30 Pair Foot Warmers are thin comfortable air-activated Warmers that fit in your shoe or boot and provide over 5 hours of soothing warmth beneath your feet Warmers are widely used for portable long-lasting heat therapy Perfect for sufferers of cold sore feet and toes as a result of Arthritis Raynaud's Lupus Scleroderma Sj gren's Myalgia or just poor circulation Designed for one-time disposable use Ultra thin full foot warming insoles 5+ Hours of warmth Average temperature 95 degree F | foot-warmer-display-grabber-small-medium-box-30-pair-36f.jpg
SKU: CMAWES | Grabber Adhesive Peel-n-Stick Heating Pad Display 4.75 x6.5 Box/40 | Feature 4.75 x 6.5 Display Bx/40 Peel-n-Stick the Heating Pad You Can Wear It provides soothing comfort for minor aches and pains as well as extended everyday warmth during outdoor sporting activities Simply stick your Adhesive Body Warmer to an inner layer of clothing to enjoy over 12 hours of heat 12+ Hours of warmth Average temperature 127 degree F Display Box Size: 6.5 x 8.5 x 3.5 inch | adhesive-peel-n-stick-heating-pad-display-475-x65-box-40-0e5.jpg
SKU: CM3178F | Complete Medical Paraffin Refill 6# Lavender Anti bacterial | Keep your paraffin bath safe and free from microbial and bacterial contamination. | paraffin-refill-6-lavender-anti-bacterial-241.jpg
SKU: CM3178D | Complete Medical Paraffin Refill Number 6 Peach Anti bacterial | Keep your paraffin bath safe and free from microbial and bacterial contamination | paraffin-refill-number-6-peach-anti-bacterial-3cb.jpg
SKU: CM3178E | Complete Medical Paraffin Refill Bars Vanilla | Paraffin Refill Bars Vanilla | paraffin-refill-bars-vanilla--0d8.jpg
SKU: CMFA6080 | Southwest Technologies Elasto Gel Foot/Ankle Hot & Cold Therapy | Feature Foot / Ankle Features flexible gel covered with four-way stretch non washable fabric Can be cooled in the refrigerator or the freezer and heated in the microwave oven or even hot water | elasto-gel-foot-ankle-hot-cold-therapy-d3a.jpg
SKU: CMBBF2210 | Carex Health Care Products Large Joint Wraps 17 L X 6 1/2 W Pk/2 | Feature Large Pk/2 Designed for relief of overexertion strains sprains arthritis and carpal tunnel syndrome Fits comfortably around the wrist elbow knee ankle arm or leg Elastic bands with hook and loop closures add flexibility and keep wraps securely in place Use it hot or cold Filled with 100% natural organic grains | large-joint-wraps-17-l-x-6-1-2-w-pk-2-d35.jpg
SKU: CMHPT16 | Rehab World Moist Heat Pack Tongs | Handle hot packs safely and easily with these 16 long stainless steel tongs. | moist-heat-pack-tongs-0cf.jpg
SKU: CM10A01 | Aircast Aircast Cryo Ankle Cuff Only | Feature Ankle Adult Cuff Only Aircast Cryo/Cuff sytem features simultaneous cold and compression to minimize swelling and pain The simplicity to use makes it ideal for ER post-op training room and home use See item #10A for the complete system | aircast-cryo-ankle-cuff-only-841.jpg
SKU: CM10A | Aircast Aircast Cryo Cuff System Ankle and Cooler | An integrated approach to cold therapy that combines cold and focal compression delivered using a simple, gravity-fed system. | aircast-cryo-cuff-system-ankle-and-cooler-4f8.png
SKU: CMBBF1998 | Carex Health Care Products Hot & Cold Pack 23 L x 4 1/4 W | The original moist heat pack designed for use in soothing sore muscles aches and pains. | hot-cold-pack-23-l-x-4-1-4-w-ff8.jpg
SKU: CM3179BM | WR Medical Paraffin Wax Refill-Therabath 1 lb. Refill Fresh Melon Beads | Feature Melon When additional paraffin is needed simply add proper amount of beads to fill tank Beads are easy to pour (dispense) and quick to melt Beads are packaged in one-pound bags Shipping Carton Size: 12 L x 10 W x 6 H | paraffin-wax-refill-therabath-1-lb-refill-fresh-melon-beads-426.jpg
SKU: CM3179G | Rehab World Plastic Liners For Paraffin Wax Bath | Use Liners to maximize the benefits of warm paraffin treatments. Use plastic liners along with insulated mitts or boots for no-mess paraffin treatments and simple quick clean-up | plastic-liners-for-paraffin-wax-bath-ada.jpg
SKU: CM3179BL | WR Medical Parabath Wax Refill-Therabath 1 lb. Lavender Harmony Beads | When additional paraffin is needed simply add proper amount of beads to fill tank. | parabath-wax-refill-therabath-1-lb-lavender-harmony-beads-36d.jpg
SKU: CM2476A | Cara English Ice Bag 6 (Boxed) Small | Feature Excellent Retail Packaging Large cap that is easy to fill Closes securely Blue and white design Product contains latex | english-ice-bag-6-boxed-small-22e.jpg
SKU: CM2496D | Rehab World Moist Heat Pack Oversize 15 X 24 | Feature Can be heated in water or microwave Remains heated for up to 30 minutes | moist-heat-pack-oversize-15-x-24-234.jpg
SKU: CM2496A | Rehab World Moist Heat Pack Cervical 24" long | DynaHeat hot therapy packs are used everyday by rehab professionals in their clinics. | moist-heat-pack-cervical-24-long-46e.jpg
SKU: CM2496B | Rehab World Moist Heat Pack Half Size 5 X 12 | Feature Can be heated in water or microwave Remains heated for up to 30 minutes | moist-heat-pack-half-size-5-x-12-00e.jpg
SKU: CM2486 | Conair Corporation Moist/Dry Heating Pad- 12 x15 | Feature Standard Moist/Dry 12 x 15 Retail Packaging Helps relieve aching muscles Features an absorbent sponge for moist heat Use for dry heat without sponge Machine washable cloth cover On/off switch UL listed Limited three-year warranty | moist-dry-heating-pad-12-x15-9b6.jpg
SKU: CMTPDBL-LG | PMT Medical Large Double Therapy Boot for ARS 11.5 - 17 | Feature Large Double ( 11 1/2 to 17) Therapy Boot For item ARS2000B | large-double-therapy-boot-for-ars-115-17-0b5.jpg
SKU: CM10075 | Covidien Reusable Gel Hot / Cold Packs 5 X 10 Bx/12 | Feature 5 x 10 Cs/12 Simply store the pack in the freezer and apply as needed for cold therapy For heat applications place the pack in boiling water for 10 minutes or immerse in water before placing in the microwave on full power for two minutes Maintains temperature for up to 30 minutes Safe non-toxic non-caustic | reusable-gel-hot-cold-packs-5-x-10-bx-12-f42.jpg
SKU: CMTPSNG-SM | PMT Medical Standard Single Therapy Boot for ARS 4 - 11 | Feature Standard Single (4 to 11) Therapy Boot for item ARS2000B | standard-single-therapy-boot-for-ars-4-11-7a9.jpg
SKU: CM3179B | WR Medical Paraffin Wax Refill Therabath 1 lb. Wintergreen Beads | Paraffin Wax Refill- Therabath 1 lb. Wintergreen Beads. | paraffin-wax-refill-therabath-1-lb-wintergreen-beads-10d.jpg
SKU: CM3179A | WR Medical Paraffin Wax Bath Therabath Wintergreen 9lb capacity | Penetrating heat quickly soothes pain and stiffness due to arthritis joint stiffness and inflammation relaxes muscles and leaves the skin soft and smooth. Extra safety thermostat keeps the bath at 126-130 degrees F.(52.2 to 54.5 C.). | paraffin-wax-bath-therabath-wintergreen-9lb-capacity-3c0.jpg
SKU: CM3179SF | WR Medical Paraffin Wax Bath-Therabath Scent Free 9lb capacity | Penetrating heat quickly soothes pain and stiffness due to arthritis joint stiffness and inflammation relaxes muscles and leaves the skin soft and smooth | paraffin-wax-bath-therabath-scent-free-9lb-capacity-935.jpg
SKU: CMPC21D | Rehab World 2 Shelf Stainless Cart w/ Drawer | Feature Polished Stainless Steel Construction Resistance-welded Frame 300 lb. Total Weight Capacity Ball-bearing swivel casters Shelves are 22 gauge Uprights are 16 gauge Counter-weighted base for smooth rolling Fully assembled for your convenience Durable one-piece gray poly drawer Ball bearing drawer glides Lower shelf extends 10 for wax baths Wax bath not included Two working heights for wax baths 31 W x 16 D x 19 H 39 lbs Parcel shipment Oversized box | 2-shelf-stainless-cart-w-drawer-3a1.jpg
SKU: CM3176A | Homedics Incorporated Paraffin Wax Bath Home Model | Smoothes softens hands feet and elbows | paraffin-wax-bath-home-model-53c.jpg
SKU: CM2494 | Cara Select Heat Heating Pad w/ LCD Display | Feature Pad size: 12 x 14 | select-heat-heating-pad-w-lcd-display-5c7.jpg
SKU: CM2473 | Complete Medical Hot Water Bottle with Soft Fabric Cover | Hot Water Bottle with Soft Fabric Cover | hot-water-bottle-with-soft-fabric-cover-0ba.jpg
SKU: CM3179M | Rehab World Paraffin Wax Bath Kit With Mitt Boot and Liners | Paraffin Wax Bath Kit With Mitt & Liners. | paraffin-wax-bath-kit-with-mitt-boot-and-liners-09c.jpg
SKU: CM10076B | Complete Medical Reusable Heavy Duty Cold Packs Oversize 11 X 21 | Feature Oversize 11 x 21 Provides up to 30 minutes of cold therapy Gel inside / vinyl outside | reusable-heavy-duty-cold-packs-oversize-11-x-21-9bc.jpg
SKU: CM10076C | Complete Medical Reusable Heavy Duty Cold Packs Neck 6 X 23 | Feature Neck 6 x 23 Provides up to 30 minutes of cold therapy Gel inside / vinyl outside | reusable-heavy-duty-cold-packs-neck-6-x-23-e76.jpg
SKU: CMBBF3110 | Carex Health Care Products Warming Footies Pair | Treat your feet and senses to instant soothing warmth with these aromatherapy foot warmers | warming-footies-pair-35a.jpg
SKU: HCCN24050 | Hygenic Corporation Parabath Unit | Parabath. Paraffin Bath provides soothing moist heat to warm joints, tissue, and skin. The Parabath. is ideal for the treatment of patients suffering from pain associated with arthritis, strains, sprains, joint stiffness, and it is also used to increase a range of motion. The Parabath. Paraffin System comes with a 5-year limited warranty. The deep oversized tank allows easy immersion of hand and wrist, foot and ankle, or elbow. Made of stainless steel, the tank features an insulated outer housing to help retain heat. Choose citrus-scented paraffin or original unscented paraffin refills.The Parabath. The stand is available for added stability and easy movement. The stand is mobile and can be used next to a table or chair. The Mitt/Bootie System is available for increased heat retention. The Bottom Grill is available for the bottom of the unit to keep skin away from heat. | parabath-unit-095.jpg
SKU: ROSCTM-G52 | Roscoe Medical TherMedic Replacement Hydrogel Pad | Replacement gel pad for the Qi-Point Heating Pad Roscoe TM-U52. | thermedic-replacement-hydrogel-pad-46e.jpg
SKU: SKIL914560 | Skil Care Geriatric Sensory Stimulation Vibrator Mitt | This mitt provides a soft vibrating massage for relaxation and sensory stimulation. | geriatric-sensory-stimulation-vibrator-mitt-55a.jpg
SKU: PMTDA1 | Pain Management Technologies Dr. Archy Foot Massager | The Dr. Archy all-in-one foot tool can be used to treat your arches with gentle, yet robust, massage which can help address symptoms usually associated with sore feet, heel/arch pain, and plantar fasciitis.The design of Dr. Archy takes advantage of the muscle structure of the foot and lower leg to provide a natural low-impact exercising motion that supports, stretches, and massages your arches. Working the extrinsic and intrinsic muscles of the lower leg and foot, Dr. Archy helps relieve sore feet, heel/arch pain, and plantar fasciitis. Dr. Archy can provide temporary relief from pain associated with plantar fasciitis, spurs and tired feet. Patients with plantar fasiciitis can use Dr. Archy as a device to stretch the plantar fascia and increase flexibility. Those experiencing soreness from tired feet will benefit from the therapeutic massaging benefits. The 3 major muscle supports in the foots plantar surface (sole) are thoroughly massaged and relaxed with the included Dr. Archy attachments. Dr. Archy provides helps provide the therapeutic benefits of trigger-point therapy (the release of painful muscular knots) and myofascial release (deep tissue work) by stretching, massaging, and relaxing the plantar fascia whereby extinguishing the myofascial trigger points.Dr. Archy can be used anywhere! From long haul flights, prepping for a marathon, working at your computer, or while relaxing on the couch (following a work out - we hope!). If your arches have fallen or you have flat feet Dr. Archy can assist in that youthful revitalization by improving your arches, initiating a responsive limberness, and reviving that lively bounce in your step | dr-archy-foot-massager-cf0.jpg
SKU: PMTBD100 | Pain Management Technologies Body Drummer Hot Cold Vibrating Massager | BODY DRUMMER Hot and Cold Vibrating Massager.BODY DRUMMER with vibration function and provides warm or cool treatment for relief of muscle pain, tired muscles and for relaxing. It is great for back, neck, shoulder, arms and legs area? Also the vibration massage comes with 2 speeds for selection. Percussion / vibration massage helps improve circulation, promoting better oxygen flow to help relieve muscle pain and tension. Heat offers therapeutic relief from muscle aches and tension. Cold therapy soothes pain in joints and muscles while helping reduce swelling. Rechargeable massager charges for one hour to provide 45 minutes of massage. Cordless design makes the massager great for travel. Ergonomic, curved shape allows you to massage hard-to-reach areas with ease. | body-drummer-hot-cold-vibrating-massager--cba.jpg
SKU: GPITRS24W | General Physiotherapy G5 Therassist | The G5 TherAssist is our latest advancement in massage/percussion technology for use in both physical and respiratory therapy applications. The TherAssist is ideal for use in physical therapy, respiratory therapy, and sports medicine applications. This unit features digital solid-state electronic controls. Includes a timer. An expanded cycle per second range (10 - 60 CPS) more closely replicates manual procedures. Ideal for stress reduction, myofascial release, sports rehabilitation, deep muscle therapy, trigger point reduction, treatment of muscle spasm, pain relief by mobilizing lactic acid, and postural drainage. | g5-therassist-102.jpg
SKU: GPIFF24B | General Physiotherapy G5 Flimm Fighter | The G5 Flimm-Fighter Percussor is the optimum percussor for effective postural drainage at home. The Flimm-Fighter incorporates Directional-Stroking action that helps loosen congestive materials and then moves them into the upper airways, thus promoting airway clearance. The red arrow on the head of the Flimm-Fighter shows the user the direction that the loosened materials are moving inside the body. The ultra-light applicator head, weighing less than one pound, allows a patient to effortlessly receive or self-administer therapy, as it is designed for use with our self application pillow*. The continuously-variable speed range of 20 - 30 cycles per second ensures that patients receive safe, thorough treatment. Comes with applicators 250, 251, 253 & 234. A pediatric version is also available. | g5-flimm-fighter-c93.jpg
SKU: GPIGEM24W | General Physiotherapy G5 Gemini Professional Skin Tissue Percussion Massager | The G5â„¢ Geminiâ„¢ is our most versatile model providing physical therapy, respiratory therapy, and massage therapy applications. This model offers a macro head and a micro head for specialized therapy. The micro head is used on hard to reach areas, pediatrics, geriatrics, and people with sensitivity to vibration. The micro head provides concentrated therapy while the macro head provides therapy to larger muscle groups or areas. Comes with a standard applicator package and a Micro Applicator Package (package of micro applicators). | g5-gemini-professional-skin-tissue-percussion-massager-46b.jpg
SKU: GPICNT120WLS | General Physiotherapy G5 Contour with Lumen Essence | Percussion/Massage Modality; 10 to 60 CPS. Speed control dial, timer dial, Digital solid-state electronics, maintains CPS regardless of load. Combo Unit with Lumen Essenceâ„¢. LED technology at a specific wavelength fortherapeutic skin toning, rejuvenation and a reduction in congestion (swelling). | g5-contour-with-lumen-essence-1fc.png
SKU: GPICNT24W | General Physiotherapy G5 Contour | The G5 Contour is a non-invasive massage machine for skin, scalp, muscles, lymph nodes and the circulatory system. Extraordinary results are achieved with our famous G5 Directional-Stroking action, which combines vertical and parallel forces to produce effective and comfortable percussion, gyratory massage, deep tissue mobilization, kneading and compression, skin layer resonation, and other aesthetic therapy techniques, such as cellulite reduction. Comes complete with caster stand, accessory tray, and Spa Treatment applicator package. Continuously-variable speed: 10-60 CPS; plus timer. | g5-contour--ae0.jpg
SKU: GPIGK24NB | General Physiotherapy Massage Therapy GK-3 | The G5 GK-3 is a quiet & powerful Massage Machine designed for rugged use in the office, clinic, school, gym, training room or home. Each GK-3 has a 47 3/4" long, light-weight, smooth drive cable attached to a durable applicator head, to provide greater versatility and ease of use. The GK-3 incorporates a dial-controlled, variable-speed output, with speeds from 20 - 60 cycles per second.Sarah B., a homeopathic doctor in San Jacinto, CA - "This tool is just what I needed in my practice. The quality is very good and the results are outstanding. Gives results that are needed in the soft tissues to relieve pain and stress to the nerves and muscles. Fantastic!"Jeff D., a chiropractor in Marietta, OH, uses the G5 GK-3 at his chiropractic office - "Thank you for a great product. Every patient is very happy with the G5 and has recommended it to many other local chiropractors. Thanks!"Harold H., a chiropractor in Illinois - "I have used this product for 35 years!"Steve H., an M.D. in California and owner of a G5 GK-3 - "The G5 [massage machine] belongs in virtually every home in America!" | massage-therapy-gk-3-e20.jpg
SKU: GPIGBM-24-B | General Physiotherapy GBM Professional Grade Portable Massager | The G5 GBM Professional Portable Massager is our most powerful hand-held device. It incorporates the powerful massage action of our stand-mounted G5 Massage Machines into a small, compact, hand-held unit - a massager small enough on the outside to fit in a gym bag, but big enough on the inside to consistently deliver a powerful, deep-penetrating massage action.The G5 GBM is ideal for the athletic trainers or athletes on the go! Comes with our Professional Portable Applicator Package. G5 Travel Bag sold seperately. The G5 GBM massager is beneficial to anyone who competes, works out, or is involved in strenuous work. Before an activity, use it to enhance flexibility, increase range-of-motion, and reduce the risk of muscle spasms, strains or contusions. After exertion, rely on the G5 GBM to accelerate the healing process, to reduce pain and swelling by flushing out lactic acid buildup in the muscles, and to relieve muscle pain caused by work and stress. | gbm-professional-grade-portable-massager-1f9.jpg
SKU: GPIPP 24 B | General Physiotherapy G5 Pro-Power | The G5 Pro-Power massager is beneficial to anyone who competes, works out, or is involved in strenuous work. Before an activity, use it to enhance flexibility, increase range-of-motion, and reduce the risk of muscle spasms, strains or contusions. After exertion, rely on the G5 Pro-Power Massager to accelerate the healing process, to reduce pain and swelling by flushing out lactic acid buildup in the muscles, and to relieve muscle pain caused by work and stress. Excellent for the relief of, repair of, and resistance to repetitive motion disorders. (Carpal Tunnel Syndrome, tendonitis, tenosynovitis, etc.) The head of the G5 Pro-Power accepts all genuine G5 Brand massage applicators. | g5-pro-power-848.jpg
SKU: GPIFFP24B | General Physiotherapy G5 Pediatric/Geriatric Flimm Fighter | The G5 Flimm-Fighter Percussor is the optimum percussor for effective postural drainage at home. The Flimm-Fighter incorporates Directional-Stroking action that helps loosen congestive materials and then moves them into the upper airways, thus promoting airway clearance. The red arrow on the head of the Flimm-Fighter shows the user the direction that the loosened materials are moving inside the body. The ultra-light applicator head, weighing less than one pound, allows a patient to effortlessly receive or self-administer therapy, as it is designed for use with our self application pillow*. The continuously-variable speed range of 20 - 30 cycles per second ensures that patients receive safe, thorough treatment. | g5-pediatric-geriatric-flimm-fighter-f79.jpg
SKU: GPIVCP24B | General Physiotherapy G5 Pediatric/Geriatric Vibracare | The G5 Vibracare Percussor is our durable, hand-held percussor used in respiratory therapy applications. Totally self-contained, and weighing less than three pounds, it provides optimal freedom of movement and portability with a ten foot hospital grade power cord. This model may be used with a variety of applicators and has a continuously-variable speed range of 20 - 50 cycles per second. This combination of applicators and speeds provides for a highly-versatile treatment range. It is the only hand-held percussor/massager to be granted C.S.A's highest medical operational rating. Comes with applicators 250, 251, 253 and 234. | g5-pediatric-geriatric-vibracare--3f7.jpg
SKU: GPIAP215 | General Physiotherapy Applicator 215 | Applicator 215 is designed for vigorous massage and surface stimulation over large body areas. | applicator-215-410.jpg
SKU: GPIAP216 | General Physiotherapy Applicator 216 | Applicator 216 is designed for deep, heavy pressure massage of major muscle groups such as back, thighs, shoulders and buttocks. | applicator-216-845.jpg
SKU: GPIAP217 | General Physiotherapy Applicator 217 | Applicator 217 is a large, half-ball designed for working body depressions and for localized effects in postural drainage. It is most effective when applied to the soles of the feet or hands to stimulate circulation in the limbs, and to relax muscles. | applicator-217-e27.jpg
SKU: GPIAP222 | General Physiotherapy Applicator 222 | Applicator 217 is a large, half-ball designed for working body depressions and for localized effects in postural drainage. It is most effective when applied to the soles of the feet or hands to stimulate circulation in the limbs, and to relax muscles. | applicator-222-684.jpg
SKU: GPIAP223 | General Physiotherapy Applicator 223 | Applicator 223 is used in a manner similar to applicator 216, but because of its narrower width, it fits more eaisly over the cervicals and is well suited to straddle the spinal column, when used for back massage. It is well-adapted for manipulation of the smaller joints, because the balls can be worked into the flesh while the oval plate connecting the balls is high enough to override intervening bony structures. | applicator-223-6ba.jpg
SKU: GPIAP225 | General Physiotherapy Applicator 225 | Applicator 225 is designed for vigorous massage and surface stimulation over large body areas and the scalp. | applicator-225-f76.jpg
SKU: GPIAP227 | General Physiotherapy Applicator 227 | Applicator 227 is designed to reduce trigger points; for reflexology; and for wherever the thumb would be used in muscle-goading techniques. | applicator-227-1c4.jpg
SKU: GPIAP229 | General Physiotherapy Applicator 229 | Applicator 229 is 5" in diameter and designed for deep massage of the back, buttocks and thighs. Excellent for postural drainage when used with AP 209 (Percussion Adaptor). | applicator-229-311.jpg
SKU: GPIAP230 | General Physiotherapy Applicator 230 | Applicator 230 is designed for use on the neck, legs, arms, back, and buttocks. Extend foam life by using AP 236 or AP 236D applicator covers. | applicator-230-6f5.jpg
SKU: GPIAP231 | General Physiotherapy Applicator 231 | Curved Sponge (Sponge Only). | applicator-231-84d.jpg
SKU: GPIAP232 | General Physiotherapy Applicator 232 | Flexible Applicator Frame. Curved Sponge (Frame Only) | applicator-232-b08.jpg
SKU: GPIAP242 | General Physiotherapy Applicator 242 | Spa Suction Applicator (for use w/ AP209) | applicator-242-6bc.jpg
SKU: GPIAP250 | General Physiotherapy Applicator 250 | Vibration Applicator: Round Flat Hard Rubber Applicator. For Use with Flimm-Fighter or Vibracare | applicator-250-e45.jpg
SKU: GPIAP251 | General Physiotherapy Applicator 251 | Applicator 251 is our adult soft cupping applicator for use with the Flimm-Fighter or Vibracare.Note: This applicator is not for Spa/Beauty use as it only fits the Flimm-Fighter or Vibracare. This applicator will not fit any other machine. | applicator-251-edb.jpg
SKU: GPIAP252 | General Physiotherapy Applicator 252 | Applicator 252 is our pediatric soft cupping applicator for use with the Pediatric Flimm-Fighter or Pediatric Vibracare. | applicator-252-604.jpg
SKU: GPIAP253 | General Physiotherapy Applicator 253 | Soft Foam Applicator: For Use with Flimm-Fighter or Vibracare | applicator-253-65c.jpg
SKU: GPIAP331 | General Physiotherapy Adapter Ring | To Protect Applicator Threads & Allow Use of all Applicators | adapter-ring-7c4.jpg
SKU: GPIAP510 | General Physiotherapy Micro Applicator 510 | Micro Round Soft Sponge RubberNote: Micro applicators only work with the G5 Fleximatic, MD-V2 or Vibraport. | micro-applicator-510-304.jpg
SKU: CVN61064 | Covidien Kendall Soothing Ointment Tube 4 fl oz | Kendall Soothing Ointment is a zinc oxide and petrolatum based ointment that spreads easily and provides a durable, visible barrier for the skin. It acts as a barrier to moisture and irritants when the natural barrier ability of the skin has been compromised. The formula is hypoallergenic and pH balanced. | kendall-soothing-ointment-tube-4-fl-oz-0cb.jpg
SKU: MDPD110 | Ameriderm Laboratories DermaSoft with Aloe 4 Oz Hand and Body Lotion | Derma Soft Body Lotion is created and made from Ameriderm laboratories. It is a body lotion especially designed to treat and to give solution to the dryness of any skin type with its soothing effects. Skin damaged due to sun's UV rays can be treated with this product. Derma Soft Body Lotion is the best and perfect for people with sensitive skin as this type of product is hypoallergenic. It is very skin friendly as it is non-greasy and can be applied anytime without worrying of any residue not clog up with the skin pores. This Derma Soft Body Lotion is deal to apply right after taking a bath, after showering of during every regular treatment of the dry skin. Dermatologist tested and safe for all type of skin. Derma Soft Body Lotion product number is 115 and is made from United States of America. This lotion contain aloe vera that gives relief to a dry skin with the soothing effect of aloe vera gel, perfect for everyday use. Aloe vera formula is very helpful for skin care as it has almost 20 amino acids. Aloe vera also contain minerals like sodium, magnesium, and calcium in just enough quantities. Aloe vera also contains vitamins, enzymes, nitrogen, polysaccharides and many other components that makes it perfect as a beauty herb. Derma Soft Body Lotion contains aloe vera that can help treat pimples, skin rashes, aging, allergies and any other skin problems. Derma Soft Body Lotion formula is best to use in hospitals and nursing homes. This can be applied to your body, hands, and feet. | dermasoft-with-aloe-4-oz-hand-and-body-lotion-ce0.jpg
SKU: ARMAM-680 | Armedica Training Stair with Bus Step | The Armedica AM-680 Training Stairs with Bus Step is an extremely useful tool for rehabilitation that utilizes a sturdy maple plywood base and solid maple handrails with natural finish. Featuring anti-slip safety treads on each step and platform, the Armedica AM-680 Training Stairs with Bus Step is designed with three 4" risers on one side of the stairs and two 6" risers on the other. When the bus step is used, a 12" riser is created. | training-stair-with-bus-step-741.jpg
SKU: TRITG0542 | Tri W-G 1' Tapered Platform Extension | Feature 10 guage steel frame base. 600 lb. weight capacity. | 1-tapered-platform-extension-7db.jpg
SKU: TRITG1000 | Tri W-G 6' Motorized Height and Width Adjustable Parallel Bar | UL classified 60601 - 1. | 6-motorized-height-and-width-adjustable-parallel-bar-3b6.jpg
SKU: TRITG1002 | Tri W-G 10' Motorized Height & Width Adjustable Parallel Bar | 10' Motorized Height & Width Adjustable Parallel Bar | 10-motorized-height-width-adjustable-parallel-bar-b72.jpg
SKU: TRITTWG1004.SD | Tri W-G 12' Standard Motorized Height & Width Adjustable Parallel Bar | 12' Standard Motorized Height & Width Adjustable Parallel Bar | 12-standard-motorized-height-width-adjustable-parallel-bar-777.jpg
SKU: TRITG1006 | Tri W-G 16' Motorized Height And Width Adjustable Parallel Bar | TRI W-G 16' Motorized Height & Width Adjustable Parallel Bar. | 16-motorized-height-and-width-adjustable-parallel-bar-d36.jpg
SKU: TRITG1001.EC | Tri W-G 8' Bariatric Motorized Height & Width Adjustable Parallel Bar | Feature UL classified 60601 - 1. Height and width adjustable. Fingertip controls,individual and simultaneous operation. 10 guage steel frame base. Anodized aluminum handrails. Optional 24" platform extension. Non skid black mat. 12" tapered end. 115V, single phase, 60Hz, hospital grade plug. 1000 lb. weight capacity. | 8-bariatric-motorized-height-width-adjustable-parallel-bar-b99.jpg
SKU: KINSE80313 | Kinsman Enterprises Gait Belt #1 Stripe 2" x 40" | Made of heavy duty 2" wide cotton webbing to provide a secure hand hold for therapists and caregivers while working with their patients. | gait-belt-1-stripe-2-x-40--2fe.jpg
SKU: CM11615 | Mobility Transfer Systems SafetySure Thigh Straps | The SafetySure Thigh Straps keep gait/transfer belts from riding up during the transfer process. | safetysure-thigh-straps-cf9.JPG
SKU: VALVM-6585 | Val Med Gait Belt 60" Natural Cotton Navy Pinstripes and Metal Buckle White | VAL MED Comfort Plus Gait Belt. | gait-belt-60-natural-cotton-navy-pinstripes-and-metal-buckle-white-a8b.jpg
SKU: OPTP602 | OPTP The Extremity Mobilization Strap with Pad 8 ft | Placed around the waist of the clinician and used to apply lateral traction easily and in a controlled manner. | the-extremity-mobilization-strap-with-pad-8-ft-5a7.jpg
SKU: HAU1357 | Hausmann Industries Electric Height & Width Parallel Bars | The new Electric Parallel Bars offer the best in innovation for parallel bars. The patent pending design allows the bars to lower off the end of the platform to assist a patient standing from a wheelchair. The large range of adjustability makes the bars useful for both adult and pediatric patients for a variety of activities including walking, gait training, side stepping and sit to stand activities. The battery power eliminates the need for floor outlets or placement near a wall and also eliminates trip hazards seen with corded products. | electric-height-width-parallel-bars-eec.jpg
SKU: BDX950-400 | Biodex Gait Trainer 3 | The Biodex Gait Trainer 3 is more than a treadmill. It is designed with an instrumented deck that issues both audio cueing and visual biofeedback to prompt patients into their correct gait pattern. Step length, step speed and right-to-left time distribution (step symmetry) are directly addressed; patient footfall is compared to desired footfall step after step, both on the display in real time and documented in an easy to read histogram.The Biodex Gait Trainer is quiet, non-intimidating and allows the therapist to get in there and treat their patients. Real goals are monitored and progress is reported. Objective documentation, with comparison to age- and gender-based normative data, helps prove need and document outcomes to family, referring physicians and insurance providers.The Gait Trainer provides audio cueing and visual biofeedback of step length and step speed. The NxStep Unweighing System provides partial body-weight support, helping patients regain their confidence, their strength and their stride. The Unweighing System, combined with the Gait Trainer 3, allows every patient the opportunity to get an early start on rehabilitation. | gait-trainer-3-8e0.jpg
SKU: DJO79-95130 | DJO Global Achilles Wedge Universal | 4" Neoprene padded foam wedge fits into most closed heel walkers. Each section is Â¾" in height and may be "peeled-away" during Achilles Tendon rehab. | achilles-wedge-universal-1c4.jpg
SKU: DJO79-98435 | DJO Global Darco SlimLine Cast Boot Medium | Rocker bottom with weatherproof, stretchable upper and contact closure. Ideal for lower leg casted fractures. | darco-slimline-cast-boot-medium-888.jpg
SKU: DJO79-81117 | DJO Global Rocker Cast Boot - Large | Non-slip rocker sole to allow for more natural gait during ambulation. Sandal style with durable canvas upper. Forefoot and heel loop lock contact closure for ease of application. For use with lower leg casted fractures. Latex free. | rocker-cast-boot-large-28e.jpg
SKU: DJO79-95467 | DJO Global Impax Foam Insole Large | The MaxTrax Diabetic Walker features a wider foot bed, malleable uprights and a shock absorbing heel, making it an ideal solution for the treatment of plantar ulcers. The tri-laminate insole designed with the Impaxâ„¢ Grid Technology, allows for removal of foam under the ulcer thus reducing pressure at the wound site. The bottom two layers of foam can be easily removed around the affected areas, redistributing load away from healing ulcers. The key benefit in the design is that the top layer of foam stays in contact with the plantar surface of the foot, not allowing "hot spots." | impax-foam-insole-large-60d.jpg
SKU: CM11612A | Mobility Transfer Systems Safety Sure Transfer Belt Small 23 - 36 | Non sheep skin lined. 23"-36. 4" Wide. Used primarily to help patients get up and sit down. It can also help transfer patients from the bed to the wheelchair and vice versa, or to get into the car. It also adds support when the patient is walking or using the bathroom. Numerous handgrips, padded for comfort, anti-slip inside surface and easy-to-fasten "fix lock"-type buckle. Shipping Carton Size: 12"L x 10"W x 6"H. | safety-sure-transfer-belt-small-23-36-633.jpg
SKU: HAU1387 | Hausmann Industries Bariatric Parallel Bars 7' | Designed to accommodate Bariatric patients. 600 lb. weight capacity. 10 ft. long gray laminate platform with anti-slip surface treads and tapered ends for wheelchair use. | bariatric-parallel-bars-7-d6c.jpg
SKU: HAUS-320 | Hausmann Industries Econo Platform Mounted Parallel Bars | Folkstone Gray laminate platform with tapered ends and anti-slip rubber treads. Height and width adjustable bars. 1 1/2â€ diameter stainless steel handrails for easy use and durability. Heavy gauge steel base plates, uprights and fittings. Black powder coated chip and wear resistant finish. Each upright telescopes up in 1 Â½" increments and locks into (10) height positions with fail-safe ball-tip locking pin. | econo-platform-mounted-parallel-bars-2ac.jpg
SKU: MAB510-1031-0000 | Mabis DMI Universal Walker Ski Glides Fits 7/8" and 1" Inside Diameter Tubings | DMIÂ® Universal Walker Ski Glides, Fits 7/8" and 1" Inside Diameter Tubings. | universal-walker-ski-glides-fits-7-8-and-1-inside-diameter-tubings-0ae.jpg
SKU: CM20616A | Complete Medical Gait Belt With Metal Buckle 2x36 Striped | Stripe gait belt | gait-belt-with-metal-buckle-2x36-striped-971.jpg
SKU: CM11616D | Mobility Transfer Systems Gait Belt With Hand Grips 60 | Gait Belt With Hand Grips 60 | gait-belt-with-hand-grips-60-bd9.JPG
SKU: CM11612C | Mobility Transfer Systems Safety Sure Transfer Belt Large 42 - 60 | Used primarily to help patients get up and sit down, It can also help transfer patients from the bed to the wheelchair and vice versa or to get into the car, It also adds support when the patient is walking or using the bathroom | safety-sure-transfer-belt-large-42-60-c44.jpg
SKU: CM80402 | Complete Medical Gait Belt with Safety Release 2 x36 Patriot | For an individual with up to a 32 waist | gait-belt-with-safety-release-2-x36-patriot-127.jpg
SKU: CM11616C | Mobility Transfer Systems Gait Belt With Hand Grips 48 | Feature With hand grips Helps make transfers easier Belts are 2 wide and are made of cotton webbing Belts attach with plastic buckle | gait-belt-with-hand-grips-48-35d.jpg
SKU: CM20616D | Complete Medical Gait Belt w/Metal Buckle 2x72 Striped | Feature Stripe gait belt 2 x72 for an individual with up to a 68 waist Gait belts are made of heavy duty 2 wide cotton webbing to provide a secure hand hold for therapists and caregivers while working with their patients Color coding by department or floor helps to control cost and expense of replacing missing belts Can also be used to identify when a patient may have wandered from a restricted area Steel nickel chome plated buckle | gait-belt-w-metal-buckle-2x72-striped-6bb.jpg
SKU: CM80512 | Complete Medical Gait Belt with Safety Release 2 x 36 Striped | Our new safety quick release gait belts feature a cover plate that prevents the accidental opening of the bucklefor an individual with up to a 32 waist. Gait belts are made of heavy duty 2 wide cotton webbing to provide a secure hand hold for therapists and caregivers while working with their patients. | gait-belt-with-safety-release-2-x-36-striped-459.jpg
SKU: CM11612B | Mobility Transfer Systems Safety Sure Transfer Belt Medium 32 - 48 | Feature Medium Non sheep skin lined 32 -48 4 Wide Used primarily to help patients get up and sit down It can also help transfer patients from the bed to the wheelchair and vice versa or to get into the car It also adds support when the patient is walking or using the bathroom Numerous handgrips padded for comfort anti-slip inside surface and easy-to-fasten fix lock -type buckle Shipping Carton Size: 12 L x 10 W x 6 H | safety-sure-transfer-belt-medium-32-48-1e7.jpg
SKU: CM20616B | Complete Medical Gait Belt w/Metal Buckle 2x54 Striped | Feature Stripe Gait Belt 2 x54 for individual with up to a 50 waist Gait belts are made of heavy duty 2 wide cotton webbing to provide a secure hand hold for therapists and caregivers while working with their patients Color coding by department or floor helps to control cost and expense of replacing missing belts Can also be used to identify when a patient may have wandered from a restricted area Steel nickel chome plated buckle | gait-belt-w-metal-buckle-2x54-striped-195.jpg
SKU: CM20616C | Complete Medical Gait Belt w/Metal Buckle 2x60 Striped | Feature Stripe gait belt 2 x60 for an individual with up to a 56 waist Gait belts are made of heavy duty 2 wide cotton webbing to provide a secure hand hold for therapists and caregivers while working with their patients Color coding by department or floor helps to control cost and expense of replacing missing belts Can also be used to identify when a patient may have wandered from a restricted area Steel nickel chome plated buckle | gait-belt-w-metal-buckle-2x60-striped-fc5.jpg
SKU: CM80517 | Complete Medical Gait Belt w/ Safety Release 2 X60 Striped | Feature Stripe gait belt 2 x60 for an individual with up to a 56 waist Our new safety quick release gait belts feature a cover plate that prevents the accidental opening of the buckle Gait belts are made of heavy duty 2 wide cotton webbing to provide a secure hand hold for therapists and caregivers while working with their patients Color coding by department or floor helps to control cost and expense of replacing missing belts Can also be used to identify when a patient may have wandered from a restricted area The safety quick release buckle is made of acetal plastic | gait-belt-w-safety-release-2-x60-striped-064.jpg
SKU: CM80405 | Complete Medical Gait Belt w/ Safety Release 2 x48 Patriot | Feature Stripe gait belt 2 x48 for an individual with up to a 44 waist Our new safety quick release gait belts feature a cover plate that prevents the accidental opening of the buckle Gait belts are made of heavy duty 2 wide cotton webbing to provide a secure hand hold for therapists and caregivers while working with their patients Color coding by department or floor helps to control cost and expense of replacing missing belts Can also be used to identify when a patient may have wandered from a restricted area The safety quick release buckle is made of acetal plastic | gait-belt-w-safety-release-2-x48-patriot-2aa.jpg
SKU: BALY530 | Bailey Platform Mounted Parallel Bars 10 feet x 30 inch | These bars are designed for the facility where free standing bars are preferred. | platform-mounted-parallel-bars-10-feet-x-30-inch-ea7.jpg
SKU: BALY540 | Bailey Platform Mounted Parallel Bars 10 Feet | These bars are designed for the facility where free standing bars are preferred. | platform-mounted-parallel-bars-10-feet-8ce.jpg
SKU: BALY542 | Bailey Platform Mounted Parallel Bars 12 feet x 42 inch | These bars are designed for the facility where free standing bars are preferred. | platform-mounted-parallel-bars-12-feet-x-42-inch-54f.jpg
SKU: BALY595 | Bailey Wall Mounted Folding Parallel Bars | These sturdy and stable folding parallel bars with a 42 inch base require only 14 inch of floor space when not in use. Wood base unit comes with one stabilizing bar to lock parallel bars in open position. Steel case unit comes with two stabilizing bars. To store the space saving bars, simply unlock and slide until handrails are nearly touching. Add 3 inch to length when folded. | wall-mounted-folding-parallel-bars-182.jpg
SKU: BALY596 | Bailey Toddler Folding Parallel Bars | These sturdy and stable folding parallel bars with a 42 inch base require only 14 inch of floor space when not in use. Wood base unit comes with one stabilizing bar to lock parallel bars in open position. Steel case unit comes with two stabilizing bars. To store the space saving bars, simply unlock and slide until handrails are nearly touching. Add 3 inch to length when folded. | toddler-folding-parallel-bars-226.jpg
SKU: BALY597W-7 | Bailey Folding Parallel Bars 7' | These sturdy and stable folding parallel bars with a 42 inch base require only 14 inch of floor space when not in use. Wood base unit comes with one stabilizing bar to lock parallel bars in open position. Steel case unit comes with two stabilizing bars. To store the space saving bars, simply unlock and slide until handrails are nearly touching. Add 3 inch to length when folded. | folding-parallel-bars-7-ec8.gif
SKU: BALY597W-10 | Bailey Folding Parallel Bars with Wood Base 10 feet Length | These sturdy and stable folding parallel bars with a 42 inch base require only 14 inch of floor space when not in use. Wood base unit comes with one stabilizing bar to lock parallel bars in open position. Steel case unit comes with two stabilizing bars. To store the space saving bars, simply unlock and slide until handrails are nearly touching. Add 3 inch to length when folded. | folding-parallel-bars-with-wood-base-10-feet-length-d48.gif
SKU: BALY807 | Bailey Convertible Exercise Stairs 36 inch Width | Convertible Exercise Stairs consist of two sections which lock securely together and CANNOT be unfastened accidentally. Stairs may be easily converted from a straight line along a wall to a right angle. | convertible-exercise-stairs-36-inch-width-7fb.jpg
SKU: BALYBB9950 | Bailey Floor Mounted Parallel Bars | The Bailey Basics BB9950 Floor Mounted Parallel Bars are extremely versatile, adjustable, economic and ideal where space allows a permanent installation. Width and height adjustments accommodate school age through adult sizes. Bailey Basics are products manufactured to a standard size and in a single color so they are ready to ship in 3 business days. | floor-mounted-parallel-bars-d0e.jpeg
SKU: BALYBB9957 | Bailey Folding Parallel Bars | The Bailey Basics BB9957 Folding Parallel Bars - Quick Ship are sturdy and stable folding parallel bars that require minimal space when not in use. Steel case unit comes with two stabilizing bars. To store the space saving bars, simply unlock and slide until handrails are nearly touching. Bailey Basics are products manufactured to a standard size and in a single color so they are ready to ship in 3 business days. | folding-parallel-bars-bf5.jpg
SKU: BALYBB9950 | Bailey Floor Mounted Parallel Bars | The Bailey Basics BB9950 Floor Mounted Parallel Bars are extremely versatile, adjustable, economic and ideal where space allows a permanent installation. Width and height adjustments accommodate school age through adult sizes. Bailey Basics are products manufactured to a standard size and in a single color so they are ready to ship in 3 business days. | floor-mounted-parallel-bars-d0e.jpeg
SKU: BALY532 | Bailey Platform Mounted Parallel Bars 12 feet x 30 inch | These bars are designed for the facility where free standing bars are preferred. | platform-mounted-parallel-bars-12-feet-x-30-inch-5ab.jpg
SKU: CM11612E | Mobility Transfer Systems SafetySure Transfer Belt Sheepskin Lined | SafetySureâ„¢ Transfer Belts with Sherpa lining have features that no other transfer belts offer. The soft synthetic sheepskin lining provides extra comfort and protection for individuals with sensitive skin. Numerous hand grips provide the caregiver a variety of leverage points. The easy-to-fasten "fix lock" buckle allows the caregiver to tighten the transfer belts once the individual is in a standing position, without having to open the belt. | safetysure-transfer-belt-sheepskin-lined--4c9.jpg
SKU: CHAT77063 | DJO Global Pneumatic Therapy Stools Black | A high-quality, low-priced therapy stool with round, 3" (8 cm) thick foam upholstered swivel seat. Available with or without back in the four colors: black, burgundy, dove and imperial blue. A convenient gas spring makes raising and lowering the stool simple 18"- 22" (46 cm - 56 cm). Maximum weight 350 lbs (158 kg). | pneumatic-therapy-stools-black-348.jpg
SKU: OKS5930 | Oakworks Semi Round Bolster 8 x 26 | Unlimited versatility makes these comfortable and supportive cushions your building blocks for positioning. | semi-round-bolster-8-x-26-5f4.png
SKU: ARMAM-842 | Armedica Stainless Steel Non Slip Footstool With Handrail | All welded steel construction with silver vein powder coating. Stepping surface / platform 10" x 15" with non-skid rubber tread and handrail for stability. | stainless-steel-non-slip-footstool-with-handrail-03c.jpeg
SKU: ARMAM-846 | Armedica Pneumatic Stool | AM-series Pneumatic Stool. | pneumatic-stool-fea.jpg
SKU: ARMAM-850 | Armedica Flexion Stool 12" x 19" Top | These treatment tables are what put Armedica on the map... strong, stylish and affordable. | flexion-stool-12-x-19-top-432.jpeg
SKU: CHAT4266 | DJO Global Intelect Ultrasound Gel 1.3 Gallon (5 Liter) container with one 8.5 oz container for refill | Intelect Ultrasound Gel is used as a coupling agent to allow ultrasonic waves to pass out of the ultrasound transducer head into the patientâ€™s body tissue. Because this gel is water-soluble, the conductivity is greater. The non-greasy, non-staining and hypoallergenic gel improves patient comfort. 1.3 Gallon (5 Liter) container of Ultrasound Gel. Also includes one 8.5 oz container for refill. | intelect-ultrasound-gel-13-gallon-5-liter-container-with-one-85-oz-container-for-refill-9fa.jpg
SKU: CHAT4012 | DJO Global TM-1 Electric Lotion Warmer | Feature Keeps massage lotion and ultrasound gel at a comfortable temperature. Easily attaches to any treatment table or wall. Mini-Lotion Warmer hangs on the front of the Hydrocollator E-1 or E-2 heating units. Bottles not included. | tm-1-electric-lotion-warmer-4aa.jpg
SKU: CHAT4004 | DJO Global MB-T Stainless Steel Cart | Accommodates stationary heating, ultrasound, and electrotherapy units. Versatile, functional and mobile, these sturdy carts go wherever you need them. | mb-t-stainless-steel-cart-dc9.jpg
SKU: CHAT77061 | DJO Global Pneumatic Stool - Burgundy | Feature A high-quality, low-priced therapy stools with round, 3" ( 7.62 cm) foam upholstered swivel seat which allows easy access to the patient or equipment. Convenient gas spring makes raising and lowering of the stool height simple. This stool is also available in imperial blue, dove gray or black, and with backrest. 350 lbs. weight capacity. | pneumatic-stool-burgundy-402.jpg
SKU: CHAT4291 | DJO Global Traction Face Pillow | Feature Traction face pillow. | traction-face-pillow-d3a.jpg
SKU: CHAT866300002 | DJO Global Naugahyde Wedges 10 cm x 51 cm x 56 cm | Flat surfaced positioning shapes used to build headvcontrol, sitting balance, trunk control and upper extremity function. | naugahyde-wedges-10-cm-x-51-cm-x-56-cm-d19.jpg
SKU: CHAT4208 | DJO Global Myossage Lotion 8.5 oz. (250 ml) Bottle | Feature Helps you give a soothing, effective massage. Alcoholic free, non-greasy and non-staining. 8.5 oz. bottle. Packaged 12 per case. | myossage-lotion-85-oz-250-ml-bottle-9e4.jpg
SKU: CHAT4262 | DJO Global Ultra-Myossage Lotion 1 Gallon (3.8 liter) Bottle | Formulated with aloe vera, this top quality lotion is ideal for massage or as an ultrasound coupling agent. No menthol, hexachlorophene or polysorbates. Hypoallergenic, water-soluble and greaseless. | ultra-myossage-lotion-1-gallon-38-liter-bottle-03d.jpg
SKU: IDPEBW-3 | Ideal Products Economy Bottle Warmer, 6" W x 11" L x 5" H | Polished stainless case, Low wattage heating sleeve, UL Listed 44FU, includes Canada, Fixed operating temperature: 115Â°F, Empty dispenser bottle included, Lighted power switch on front panel, Mount to wall or set on table, One year warranty, Includes Automatic Thermal Cutoff, Standard version, Dimensions: 6" W x 11" L x 5" H, Weight: 5 lbs. | economy-bottle-warmer-6-w-x-11-l-x-5-h-91a.jpg
SKU: CLI50 | Clinton Industries Bolster 6" Diameter | 6" Bolster | bolster-6-diameter-8b7.jpg
SKU: GFP401 | Graham Field Body Wedge 24" x 11" x 8" | Body Wedge. | body-wedge-24-x-11-x-8-f58.jpg
SKU: CHAT866100002 | DJO Global Wedge 24" x 28" Black | Flat surfaced positioning shapes used to accommodate multiple body positions. | wedge-24-x-28-black--b38.jpg
SKU: SAMP081625995 | Sammons Preston Kabooti Donut Cushion | This complete solution to seating combines the best features and benefits of a ring-shaped donut cushion, a coccyx cushion and a traditional seating wedge. Whether you need a donut cushion or a coccyx cushionâ€”for medical reasons or just a superior seat cushion that can provide all-day comfortâ€”this is a great choice. Includes a stretch, blue fabric covering. | kabooti-donut-cushion-7c0.jpg
SKU: SAMP567971 | Sammons Preston BOSU Pro Balance Trainer | Bosu Pro Balance TrainerThis stability trainer is the ideal piece of gym equipment for increasing core strength and balance. The trainer is shaped to challenge your stability and force you to work the abdomen. It is great for athletes or home gyms.The Full ExperienceThe Bosu Pro Balance Stability Trainer comes with a number of additional resources for a full exercise experience. The DVD and eating guide show you how to workout and what to eat to ensure you get the most out of those workouts.Easy MaintenanceThis stability ball is perfect for athletic facilities and gyms. The base is designed to not leave skid marks while an included pump makes inflating the device quick and easy. | bosu-pro-balance-trainer-8cb.jpg
SKU: MERIST-06044 | Merrithew International Pilates Edge | Designed to add variety to any workout, the Pilates Edge allows you to change the angle of exercise, dramatically increasing programming options. The dense foam triangle's increasing height helps add strength and stability to the torso, arms and legs. Use alone or in combination with other accessories including Toning Balls or the Flex-Band exerciser for additional resistance and increased intensity.Add challenge and variety to any workout with the Pilates Edge! The angled surface is ideal for positioning the body in a range of increasing height to add strength and stability to the torso, arms and legs. The Edge can be used alone or use the integrated rings to attach resistance equipment, including bands and tubing. | pilates-edge-abf.jpg
SKU: THDITLOOP50 | RangeMaster Thera Loop Non Slip Door Anchor For Resistance Tubing | Anchors all sizes of tubing and bands to a door frame. | thera-loop-non-slip-door-anchor-for-resistance-tubing-d35.jpg
SKU: OPTP612 | OPTP Original Kaltenborn Concept Mobilization Wedge 4Â¼" x 8" Blue | Durable and easy-to-use mobilization wedge thatâ€™s specially designed for testing and mobilization of the spine and extremities. | original-kaltenborn-concept-mobilization-wedge-4frac14quot-x-8quot-blue--af8.jpg
SKU: PPK856 | Pre Pak Products Fitness Bar Poster 24" x 36" | This poster shows 24 rehab, fitness, and total body exercises for use with the Exerband Fitness Bar. | fitness-bar-poster-24quot-x-36quot--25c.jpg
SKU: PWS80186 | Power Systems Studio Foam Roller Cart | The perfect foam roller storage solution for the small studio or club. Includes casters so cart can be easily moved. Foam rollers are sold separately. | studio-foam-roller-cart-e97.jpg
SKU: EGN015-2010 | Elgin Colored Vinyl Covered Round Bolsters 4" x 18" Royal Blue | Made by Elgin, these bolsters are an excellent quality and they're priced right! Supple, yet durable vinyl material covers a firm foam that lends comfy support for the knees, legs and ankles. | colored-vinyl-covered-round-bolsters-4-x-18-royal-blue--15c.jpg
SKU: EGN015-20102 | Elgin Colored Vinyl Covered Round Bolster, 4" x 18", Platinum | Made by Elgin, these bolsters are an excellent quality and they're priced right! Supple, yet durable vinyl material covers a firm foam that lends comfy support for the knees, legs and ankles. | colored-vinyl-covered-round-bolster-4-x-18-platinum-e15.jpg
SKU: EGN015-2011 | Elgin Colored Vinyl Covered Round Bolster, 6" x 24", Royal Blue | Made by Elgin, these bolsters are an excellent quality and they're priced right! Supple, yet durable vinyl material covers a firm foam that lends comfy support for the knees, legs and ankles. | colored-vinyl-covered-round-bolster-6-x-24-royal-blue-7ac.jpg
SKU: EGN015-20112 | Elgin Colored Vinyl Covered Round Bolster, 6" x 24", Platinum | Made by Elgin, these bolsters are an excellent quality and they're priced right! Supple, yet durable vinyl material covers a firm foam that lends comfy support for the knees, legs and ankles. | colored-vinyl-covered-round-bolster-6-x-24-platinum-495.jpg
SKU: EGN026-23300 | Elgin Thera-Band Rectangle Rocker Board | The Thera-Band Rectangle Rocker Board from Tartangroup.com offers an unstable and sensory-stimulating surface designed to facilitate balance and proprioceptive training and automatic postural reactions. The square Rocker Board provides the higher end of the Thera-Band System of Progressive Balance Training for rehab, post-rehab conditioning, and fitness applications. The Rocker Board allows for one plane of instability at a time. It is made of black molded plastic with a specially-designed tactile surface on the top, and an anti-skid surface on the bottom. Each Rocker Board comes with an illustrated instruction guide with over 37 exercises. In addition, balance training using this board can be integrated with other resistance and balance products, including Thera-Band Resistance Bands and Tubing, Exercise Station, Soft Weights, and FlexBar (each sold separately). Thera-Band Rocker Board. | thera-band-rectangle-rocker-board--827.jpg
SKU: EGN026-23301 | Elgin Thera-band Round Wobble Board | The Thera-Band Rectangle Rocker Board from Tartangroup.com offers an unstable and sensory-stimulating surface designed to facilitate balance and proprioceptive training and automatic postural reactions. The square Rocker Board provides the higher end of the Thera-Band System of Progressive Balance Training for rehab, post-rehab conditioning, and fitness applications. The Rocker Board allows for one plane of instability at a time. It is made of black molded plastic with a specially-designed tactile surface on the top, and an anti-skid surface on the bottom. Each Rocker Board comes with an illustrated instruction guide with over 37 exercises. In addition, balance training using this board can be integrated with other resistance and balance products, including Thera-Band Resistance Bands and Tubing, Exercise Station, Soft Weights, and FlexBar (each sold separately). Thera-Band Rocker Board. | thera-band-round-wobble-board--558.jpg
SKU: EGN026-23304 | Elgin Thera-Band Stability Trainer, Soft, Blue | Thera-Band Stability Trainer from Tartangroup.com is an oval-shaped, color-coded pad, supplied in three densities to provide a progressive system of balance training. The green (firm) and blue (soft) Thera-Band Stability Trainers are closed cell foam pads with an anti-slip ridged surface and oval foot fitting shape. The foam pads are effective for balance training in older adults, rehabilitation of lower extremities, and for sports performance enhancement. Filled with air, the black (extra soft) Thera-Band Stability Trainer provides advanced challenge compared to the green and blue Stability Trainers. Made of durable PVC, the extra soft Stability Trainer's heavy gauge side walls resist the tendency to roll the ankle during exercise. Additionally, it offers two options for use: one surface with rounded points providing tactile inputs for sensorimotor training; and the opposite surface with an anti-skid bars that resist slipping. This soft Stability Trainer can be used by healthcare professionals for balance and proprioception training for patients who have suffered ankle or knee injuries, core strength and stability training, ankle range of motion and flexibility training and sensorimotor training. Physical therapists, occupational therapists, athletic trainers, chiropractors, and personal trainers will all find this an invaluable addition to their activity programs. Coupled with the firm (green) and soft (blue) foam stability trainers, Thera-Band balance products offer an integrated, progressive system of instability and challenge, similar to other Thera-Band products in color progression and activity levels. | thera-band-stability-trainer-soft-blue-300.jpg
SKU: EGN026-23305 | Elgin Thera-Band Stability Trainer, Firm, Green | Thera-Band Stability Trainer from Tartangroup.com is an oval-shaped, color-coded pad, supplied in three densities to provide a progressive system of balance training. The green (firm) and blue (soft) Thera-Band Stability Trainers are closed cell foam pads with an anti-slip ridged surface and oval foot fitting shape. The foam pads are effective for balance training in older adults, rehabilitation of lower extremities, and for sports performance enhancement. Filled with air, the black (extra soft) Thera-Band Stability Trainer provides advanced challenge compared to the green and blue Stability Trainers. Made of durable PVC, the extra soft Stability Trainer's heavy gauge side walls resist the tendency to roll the ankle during exercise. Additionally, it offers two options for use: one surface with rounded points providing tactile inputs for sensorimotor training; and the opposite surface with an anti-skid bars that resist slipping. This soft Stability Trainer can be used by healthcare professionals for balance and proprioception training for patients who have suffered ankle or knee injuries, core strength and stability training, ankle range of motion and flexibility training and sensorimotor training. Physical therapists, occupational therapists, athletic trainers, chiropractors, and personal trainers will all find this an invaluable addition to their activity programs. Coupled with the firm (green) and soft (blue) foam stability trainers, Thera-Band balance products offer an integrated, progressive system of instability and challenge, similar to other Thera-Band products in color progression and activity levels. | thera-band-stability-trainer-firm-green-a75.jpg
SKU: EGN026-23323 | Elgin Thera-Band Stability Trainer, X-Soft, Black | Thera-Band Stability Trainer from Tartangroup.com is an oval-shaped, color-coded pad, supplied in three densities to provide a progressive system of balance training. The green (firm) and blue (soft) Thera-Band Stability Trainers are closed cell foam pads with an anti-slip ridged surface and oval foot fitting shape. The foam pads are effective for balance training in older adults, rehabilitation of lower extremities, and for sports performance enhancement. Filled with air, the black (extra soft) Thera-Band Stability Trainer provides advanced challenge compared to the green and blue Stability Trainers. Made of durable PVC, the extra soft Stability Trainer's heavy gauge side walls resist the tendency to roll the ankle during exercise. Additionally, it offers two options for use: one surface with rounded points providing tactile inputs for sensorimotor training; and the opposite surface with an anti-skid bars that resist slipping. This soft Stability Trainer can be used by healthcare professionals for balance and proprioception training for patients who have suffered ankle or knee injuries, core strength and stability training, ankle range of motion and flexibility training and sensorimotor training. Physical therapists, occupational therapists, athletic trainers, chiropractors, and personal trainers will all find this an invaluable addition to their activity programs. Coupled with the firm (green) and soft (blue) foam stability trainers, Thera-Band balance products offer an integrated, progressive system of instability and challenge, similar to other Thera-Band products in color progression and activity levels. | thera-band-stability-trainer-x-soft-black-6f6.jpg
SKU: COLP1645A | Coloplast Isagel No-rinse Instant Hand Sanitizing Gel, 621 ml Pump Bottle | No-rinse, antiseptic, antimicrobial hand sanitizing gel with added moisturizers. Kills greater than 99.9% of most transient microorganisms in only 15 seconds or less, while keeping skin healthy. Contains 60% ethyl alcohol. | isagel-no-rinse-instant-hand-sanitizing-gel-621-ml-pump-bottle-5b4.jpg
SKU: CERPBAK-410 | Core Products Standard Slimrest Lumbar Support | A slimmer, contoured version of our popular Sitback Rest. Smaller, slimmer wings hug you from behind and help keep you in the correct position. Precision cut foam with attached positioning belt secures cushion to chair. Deluxe version comes with a plush polyester cover for added comfort. Available in Blue, Black and Gray. 12â€ x 14â€ (30cm x 36cm). | standard-slimrest-lumbar-support-c00.jpg
SKU: CERPBAK-411 | Core Products Deluxe Slimrest Lumbar Support | A slimmer, contoured version of our popular Sitback Rest. Smaller, slimmer wings hug you from behind and help keep you in the correct position. Precision cut foam with attached positioning belt secures cushion to chair. Deluxe version comes with a plush polyester cover for added comfort. Available in Blue, Black and Gray. 12â€ x 14â€ (30cm x 36cm). | deluxe-slimrest-lumbar-support-7a8.png
SKU: CERPPRO-900 | Core Products Positioning Bolster Dutchman Roll | Core Bolsters are durable aids for clinical or home use. | positioning-bolster-dutchman-roll-d1a.jpg
SKU: IDP13100 | Ideal Products Nestable Foot Stools 10" x 12" x 2" | Available individually or in a set of 4. | nestable-foot-stools-10-x-12-x-2-52d.jpg
SKU: IDPES28 | Ideal Products Modular Exercise Station 3â€ W x 2â€ D x 28â€ H | A polished stainless steel wall-mounted station. | modular-exercise-station-3-w-x-2-d-x-28-h-52d.jpg
SKU: SKIL556012 | Skil Care Roll Control Bolster Single Unit | An adjustable bed positioning system that affixes to the bed. | roll-control-bolster-single-unit-b7e.jpg
SKU: SKIL554110 | Skil Care Ultra-Soft Bolsters, 8" x 24" | Ultra-Soft Bed Bolster | ultra-soft-bolsters-8-x-24-787.jpg
SKU: SKIL554120 | Skil Care Ultra-Soft Bolster, 6" x 18" | Ultra-Soft Bed Bolster | ultra-soft-bolster-6-x-18-d8b.jpg
SKU: IDP13.000 | Ideal Products Nestable Foot Stools | Nestable Foot Stools and Set of 4 Sizes. | nestable-foot-stools-6a2.jpg
SKU: IDP13.200 | Ideal Products Nestable Foot Stools with Safety Grip | Basic footstools are stackable and nestable. | nestable-foot-stools-with-safety-grip-27f.jpg
SKU: IDP13.300 | Ideal Products Nestable Foot Stools, 16" x 18" x 6" | Available individually or in a set of 4, Natural Poly Wood Finish, Birch Wood Construction, Fully Assembled, Non-slip Abrasive Strips, Mitered Corners to Protect Ankles. | nestable-foot-stools-16-x-18-x-6-fbc.jpg
SKU: IDP13.400 | Ideal Products Nestable Foot Stools 19" x 21" x 8" | Available individually or in a set of 4, Natural Poly Wood Finish, Birch Wood Construction, Fully Assembled, Non-slip Abrasive Strips, Mitered Corners to Protect Ankles. | nestable-foot-stools-19-x-21-x-8-de8.jpg
SKU: IDPES84 | Ideal Products Exercise Station, Each base: 3" W x 2" D x 28" H | Attractive, stainless steel multiple-position exercise station, Polished stainless steel construction, 3 individual bases, 5 hooks per base, Includes wall-mounting hardware, Starter snap ring included, Additional snap rings available , Perform exercises for trunk and extremities, Modular - save time and space, Use with banding, tubing or pulleys, Covers a wide range of rehab needs, Each base: 3" W x 2" D x 28" H, 6 pound parcel shipment. | exercise-station-each-base-3-w-x-2-d-x-28-h-c19.jpg
SKU: IDPC320TB | Ideal Products Therapy Bar Mobile Cart, 150 lb | 21â€ W x 15â€ D x 30â€ H, 150 lb. capacity, Lightweight, poly shelves, Ships parcel freight, Gray shelves with aluminum uprights, Built-in push handles, Holds up to 15 bar weights, Weights not included. | therapy-bar-mobile-cart-150-lb-c35.jpg
SKU: 3M8610 | 3M Health Care Remover Lotion | Formulated with moisturizers for the skin, this lotion removes 3M DuraPrep Surgical Solution (Iodine Povacrylex [0.7% available iodine] and Isopropyl Alcohol, 74% w/w) Patient Preoperative Skin Preparation. | remover-lotion-22d.jpg
SKU: CERPBAK-401 | Core Products Sitback Rest-Deluxe | Staying seated for extended periods of time at the office or at home can lead to serious back pain. Healthcare professionals know that sitting too long creates pressure on the spine, distorting spinal curves and compressing discs. All of this can cause pinching of the nerves in the spinal cord, leading to numbness, tingling and back pain. Help protect and maintain proper spinal curve with any of our lumbar support cushions.This popular cushion made from contoured foam with side support wings provides medium to firm support and helps keep you sitting properly. Use at home, office or in your car. Attached positioning belt keeps cushion in place. Available in Blue, Black and Gray. Standard covered in a durable cotton blend. Deluxe option covered with a plush polyester for added comfort. 13â€ x 14â€. | sitback-rest-deluxe-bb0.jpg
SKU: SKIL556010 | Skil Care Roll-Control Bolster, Double Unit | Bed Positioner, Roll-Control Bolster, Double | roll-control-bolster-double-unit-aa1.jpg
SKU: CMOFSS | Obus Forme Lumbar Support with Massage | ObusForme Lumbar Support includes massage to soothe and relax your body. | lumbar-support-with-massage-aea.jpg
SKU: CM10855F | Complete Medical Vinyl Covered Foam Wedge 10 h x 24 w x 28 l | Feature 10 H x 24 W x 28 L Firm foam covered in fire-retardant triple laminated vinyl fabrics that is stong antibacterial and mildew resistant | vinyl-covered-foam-wedge-10-h-x-24-w-x-28-l-5f6.jpg
SKU: CM10860A | Complete Medical Vinyl Covered Bolster Rolls 6 x 24 | Firm molded high compression foam | vinyl-covered-bolster-rolls-6-x-24-809.jpg
SKU: CM10860B | Complete Medical Vinyl Covered Bolster Rolls 8" x 24" | Firm molded high compression foam | vinyl-covered-bolster-rolls-8-x-24-6b3.jpg
SKU: CM10860C | Complete Medical Vinyl Covered Bolster Rolls 8 x 36 | Firm molded high compression foam. | vinyl-covered-bolster-rolls-8-x-36-32e.jpg
SKU: CM10855B | Complete Medical Vinyl Covered Foam Wedge 6 h x 20 w x 22 l | Firm foam covered in fire-retardant triple laminated vinyl fabrics that is strong antibacterial and mildew resistant | vinyl-covered-foam-wedge-6-h-x-20-w-x-22-l-769.jpg
SKU: CM10860H | Complete Medical Vinyl Covered Bolster Rolls 8 x18 | Feature Firm molded high compression foam Navy blue color Covered in fire-retardant triple laminated vinyl fabric | vinyl-covered-bolster-rolls-8-x18-108.jpg
SKU: CM301870B | Rehab World Vestibular Disc 35 cm Wide Blue | 35cm vestibular disc can be used on the floor as a standing disc for balance training, proprioception and strengthening of the lower extremities. Inflates with standard pump. Tactile side offers user feedback and stimulation. | vestibular-disc-35-cm-wide-blue-62c.jpg
SKU: CM10860F | Complete Medical Vinyl Covered Bolster Rolls 14 x48 | Feature14 D x 48 LFirm molded high compression foamNavy blue colorCovered in fire-retardant triple laminated vinyl fabricSpecial order item: This product takes approximately 3 weeks from order. | vinyl-covered-bolster-rolls-14-x48-ddd.jpg
SKU: CM10860G | Complete Medical Vinyl Covered Bolster Rolls 4 x24 | Feature 4 D x 24 L Firm molded high compression foam Navy blue color Covered in fire-retardant triple laminated vinyl fabric | vinyl-covered-bolster-rolls-4-x24-87c.jpg
SKU: CNTR30-104R | Contour Health Wedge Solutions - Back Wedge with Massage | Itâ€™s 2 wedges in 1! Use in the upright position to read, eat or watch TV. Flip the wedge and use in the relaxed position to sleep with your head elevated. This full-size wedge is ergonomically designed to follow the natural curve of your spine. Melt away back tension and fatigue with soothing massage while treating your back to a relaxed, low stress position on the Back Wedge with Massage. Comes with a soft fleece cover that feels smooth and comforting against your skin. Treat your back to a soothing massage and relaxing position on the Back Wedge. | wedge-solutions-back-wedge-with-massage-a65.png
SKU: CNTR29-500R | Contour Health KneezUp Leg Wedge | Position your lower body for comfort. Relax tired legs, soothe achy knees and comfort your low back. The Kneezeup Leg Wedge elevates your knees to a 30 degree angle so joints and muscles can relax, rest and rejuvenate. Constructed of medical grade foam for long lasting durability and excellent support. | kneezup-leg-wedge-d1d.png
SKU: CNTR30-92407R | Contour Health Wedge Solutions Folding Wedge 7 inch | Introducing a merchandising solution for bulky wedges! Now you can easily and neatly stack wedges to save shelf space. Superior retail packaging merchandises three ways and stands out on the shelf. Our wedges come with a soft velour cover, which further differentiates them from the competition. Accessory covers are available for an add on purchase to generate incremental revenue. Sleep comfortably elevated, help aid digestion and ease breathing and sinus pressure. | wedge-solutions-folding-wedge-7-inch-758.png
SKU: CNTR30-92410R | Contour Health Wedge Solutions Folding Wedge 10 inch | Introducing a merchandising solution for bulky wedges! Now you can easily and neatly stack wedges to save shelf space. Superior retail packaging merchandises three ways and stands out on the shelf. Our wedges come with a soft velour cover, which further differentiates them from the competition. Accessory covers are available for an add on purchase to generate incremental revenue. Sleep comfortably elevated, help aid digestion and ease breathing and sinus pressure. | wedge-solutions-folding-wedge-10-inch-5cf.jpg
SKU: CNTR30-92412R | Contour Health Wedge Solutions Folding Wedge 12 inch | Introducing a merchandising solution for bulky wedges! Now you can easily and neatly stack wedges to save shelf space. Superior retail packaging merchandises three ways and stands out on the shelf. Our wedges come with a soft velour cover, which further differentiates them from the competition. Accessory covers are available for an add on purchase to generate incremental revenue. Sleep comfortably elevated, help aid digestion and ease breathing and sinus pressure. | wedge-solutions-folding-wedge-12-inch-d22.png
SKU: CNTR30-601R | Contour Health 10-in-1 Flip Pillow | The revolutionary 10-in-1 Flip Pillow from Contour is not just an ordinary pillow! The unique shapeoffers the benefits of a wedge with the comfort of a pillow. It's gentle, cradling comfort and support flips into 10 different positions to help you sleep soundly and wake up feeling refreshed from your head to your toes. Support is offered where you need it - upper body, lower back , knees, legs or a combination of many. whether you prefer sleeping on your back, stomach or side, it's the perfect pillow for everyone! | 10-in-1-flip-pillow-585.jpg
SKU: DJO79-82600 | DJO Global Wrist Thumb Wrap | Neoprene construction provides compressive wrist support with thumb abduction. One size fits most patients. | wrist-thumb-wrap-25c.jpg
SKU: DERSFTC1300 | DermaSaver Oxygen Feeding Tube Cover | One layer of MicroSpring Textile with pressure-sensitive medical grade adhesive and VelcroÂ® covers feeding or oxygen tubes to reduce friction against skin, especially between the back of the ear. Can be be cut to shape as desired. (Note: because of the adhesive used in this product, it cannot be laundered.) | oxygen-feeding-tube-cover-3b8.jpg
SKU: DERSHPP1300-L | DermaSaver Large Stay-Put Plus Heel Protector with Toe Cover | Feature Won t fall off the foot. Anti-Microbial. Totally Launderable. Protects the heel, ankles and toes. Five layers of MicroSpring Textile cover the heel to reduce pressure and friction on the heel and malleolus. Unique design keeps the heel protector from rolling around or slipping off the foot. Comfortable enough to wear all day and all night. Can be worn while walking. Comes with extra length to cover the toes. Available in regular and long lengths. To determine the correct size, measure around the instep and heel. | large-stay-put-plus-heel-protector-with-toe-cover-aa5.jpg
SKU: DERSEET1300L | DermaSaver Large Arm Tube with Double Elbow Protection | Like the arm tube, this tube uses two layers of soft, lightweight MicroSpring Textileâ„¢ to form a loose-fitting tube that stays in place to protect fragile skin from pressure, friction and minor traumas that result in tears, bruising and minor abrasions.Â For extra protection, 4 layers of MicroSpring Textile put 16,000 micro-filaments per square inch over the elbow.Simply slip the tube over the arm, there are no hook and loop fasteners or tight fitting spandex. The narrower end of the tube gently rests on the wrist to keep it from falling off. The cross microfilaments in the MicroSpring Textile allows these soft tubes to be self-supporting - they wonâ€™t slip down or bunch up. | large-arm-tube-with-double-elbow-protection-c79.jpg
SKU: DERSFP3524 | DermaSaver Area Flat Pad | Perfect for torso areas such as scapula, sacrum, ribs, trochanter, ischial tuberosity and condoyles. | area-flat-pad-2cd.jpg
SKU: CHPCKCP-02 | Cho-Pat Dual Action Knee with Small Strap | Feature Cho-Pat s newly patented Dual Action Knee Strap provides an extra dimension of relief for painful and weakened knees. The strap applies pressure upon the patellar tendon below the kneecap to stabilize and tighten up the kneecap mechanism, which improves patellar tracking and elevation and reduces patellar subluxation. It adds further strengthening to the kneecap mechani The device s design and construction apply constant dynamic forces to the surrounding areas of the knee reducing the likelihood of overuse syndromes. At the same time, the strap allows for full mobility while providing maximum benefits.Size 12-14 Inch; 30-36 cm. | dual-action-knee-with-small-strap-8d9.jpeg
SKU: CHPCKCP-03 | Cho-Pat Dual Action Knee with Medium Strap | The strap applies pressure upon the patellar tendon below the kneecap to stabilize and tighten up the kneecap mechanism, which improves patellar tracking and elevation and reduces patellar subluxation. It adds further strengthening to the kneecap mechaniThe device s design and construction apply constant dynamic forces to the surrounding areas of the knee reducing the likelihood of overuse syndromes. At the same time, the strap allows for full mobility while providing maximum benefits.Cho-Pat s newly patented Dual Action Knee Strap provides an extra dimension of relief for painful and weakened knees.Â | dual-action-knee-with-medium-strap-2fd.jpg
SKU: DRVRTLPC23289 | Drive Medical Soft Foam Cervical Collar | The Cervical Collar by Drive provides firm, comfortable support which helps to relieve neck discomfort while providing extra support. Cervical Collar has a convenient hook and loop closure which allows the unit to be adjusted for a proper fit. The Cervical Collar is constructed of soft, porous cotton cover for comfort which is over polyfoam for the best support. | soft-foam-cervical-collar-da6.jpg
SKU: DJO79-82300 | DJO Global ProCare Universal Wrist Wrap | Specially designed neoprene wrist wrap offers improved compressive support for weak or injured wrist. Adjustable design provides a secure fit. Fits right or left. Two styles. | procare-universal-wrist-wrap-8ad.jpg
SKU: DJO79-87098 | DJO Global Universal Elastic Wrist Brace Extra Large | Cotton/elastic construction provides compressive support. | universal-elastic-wrist-brace-extra-large-e71.jpg
SKU: CM8612A | Philadelphia Collar Philadelphia Collar With Trach Hole Small 10-13 4.25 H | Philadelphia Collar with Trach Hole Sm 10-13 4 1/4 H. | philadelphia-collar-with-trach-hole-small-10-13-425-h-416.jpg
SKU: CM8612C | Philadelphia Collar With Trach Hole Large 16-19 4.25 H | Philadelphia Collar With Trach Hole Large 16-19 4.25 H. | with-trach-hole-large-16-19-425-h-236.jpg
SKU: SAMP081510445 | Sammons Preston TheraBand Stability Disc | Specially Designed Stability DiscThe TheraBand Stability Disc is a high-quality, durable training tool specially designed to offer intensity and instability to your current exercises, strength training and rehabilitation. This product is the most challenging of all TheraBand stability products. The design of this multi-purpose balance disc is made to be used as a progressive stability product, effective core exerciser and seat cushion for your home, work or travel. Each disc comes inflated and ready for your intended use, and does not require an inflator.Professional-Grade QualityThis stability disc is 13â€ in diameter, and is constructed of durable PVC. The wipe-clean surface allows for easy, wipe-clean sanitation between exercises or rehabilitation for shared or personal usage. This product features a dual surface that allows you to pick the surface of your choice based on intended use. The unstable and sensory-stimulating surface facilitates automatic postural reactions while sitting. This feature helps activate core muscles and encourages proprioception during exercise, active or dynamic sitting.Stability and Strength ExercisesDesigned to be used for a variety of purposes, this stability disc is excellent for all around training and more. Use this disc for balance and proprioception training, core, upper and lower extremity strength and stability training and ankle range of motion and flexibility training. In addition, you are able to use this product for sport-specific training, sensorimotor training, closed kinetic chain exercises, targeted injury prevention and total body conditioning. Whether you are at home or traveling, this stability disc allows you to take your exercises on-the-go. | theraband-stability-disc-e6e.jpg
SKU: STISH-2 | STI ShoulderHorn Size 2 | The ShoulderHorn is made from a single length of formed steel tubing, and is covered in dense foam padding. It's extremely strong, yet surprisingly light in weight (under 3 lbs), and is available in three sizes. | shoulderhorn-size-2--314.jpg
SKU: CERPCLR-6259 | Core Products 2â€ Cervical Collar Black | Contoured design and hook and loop closure provides support and act as a gentle reminder to limit motion. One-inch-thick polyfoam covered in a wasable cotton stockinette. | 2-cervical-collar-black-52f.jpg
SKU: CERPCLR-6260 | Core Products Foam Cervical Collar Black 2.5" | Made from 1â€ low density foam and covered with a 100% cotton stockinette, this collar provides mild support and beneficial proprioceptive feedback. | foam-cervical-collar-black-25-d86.jpg
SKU: CERPCLR-6261 | Core Products Cervical Collar Black 3â€ | Made from 1â€ low density foam and covered with a 100% cotton stockinette, this collar provides mild support and beneficial proprioceptive feedback. Low contour design maintains the head in a neutral position and serves as a reminder to limit head and neck motion. One size fits most, up to 24â€ (61cm) neck. To measure, keep head in neutral position and measure from tip of mandible to sternal notch. | cervical-collar-black-3-b99.jpg
SKU: ROSPP3135 | Roscoe Medical Memory Foam Cervical Indentation Pillow | Cervical Indentation Pillow, filled with memory foam chips, velour cover size:23"x16" | memory-foam-cervical-indentation-pillow-f3e.jpg
SKU: EGN017-1001 | Elgin Pain Relief Gel - Pillow Pack, Cooling Topical Analgesic | Elgin Pain Relief Gel offers a more natural formula to clinicians and their patients that includes Organic Ilex, Organic Aloe and Vitamin E for healthier skin. Elgin Pain Relief Gel features the latest generation of carbomer (gel). So it is stain-free, greaseless and it dissipates quickly - no stickiness, or pungent lingering odors. Elgin Pain Relief Gel provides fast relief from minor aches and pains from sore muscles and joints associated with arthritis, backache, strains and sprains. Also acts as a natural anti-inflammatory and calms muscle spasms. Active ingredient: 3.5% menthol. Latex Free. Cruelty Free Testing. | pain-relief-gel-pillow-pack-cooling-topical-analgesic-db4.jpg
SKU: ISG558CCL | Invacare Universal Cervical Collar, Fits Most, White | Therapeutic cervical collar helps realign the spinal cord through the neck to relieve pain. Soft foam collar is slightly contoured for comfort. 1" thick foam is covered with stockinette and has loop/lock closure. Universal style fits most. Specifications: 2 1/2" Wide at the Chin, Fits Neck Circumference: 12" - 22", Color: White. | universal-cervical-collar-fits-most-white-f4c.jpg
SKU: CERPCLR-6231 | Core Products Shoulder Immobilizer 24â€ - 55â€ | For dislocation or postsurgical applications, our Shoulder Immobilizer gently secures humerus and forearm to torso for shoulder immobilization. Plush elastic with 6â€ (15cm) low-pile laminate body. Durable yet comfortable wrist and humerus cuff with hook and loop closure for easy positioning. One size fits most, 24â€ - 55â€ (61cm - 140cm). Larger sizes available. | shoulder-immobilizer-24-55-e70.jpg
SKU: CERPCLR-6239 | Core Products Cervical Collar with Vinyl Strap 2" | Made from 1â€ low density foam and covered with a 100% cotton stockinette, this collar provides mild support and beneficial proprioceptive feedback. | cervical-collar-with-vinyl-strap-2-96b.jpg
SKU: CERPCLR-6240 | Core Products Cervical Collar with Vinyl Strap 2.5" | Contoured foam design with adjustable vinyl strap provides additional support. | cervical-collar-with-vinyl-strap-25-711.jpg
SKU: CERPCLR-6241 | Core Products Cervical Collar with Vinyl Strap 3â€ | Made from 1â€ low density foam and covered with a 100% cotton stockinette, this collar provides mild support and beneficial proprioceptive feedback. Low contour design maintains the head in a neutral position and serves as a reminder to limit head and neck motion. One size fits most, up to 24â€ (61cm) neck. To measure, keep head in neutral position and measure from tip of mandible to sternal notch. | cervical-collar-with-vinyl-strap-3-55f.jpg
SKU: CERPCLR-6242 | Core Products Cervical Collar with Vinyl Strap 3 1/2" | Made from 1â€ low density foam and covered with a 100% cotton stockinette, this collar provides mild support and beneficial proprioceptive feedback. Low contour design maintains the head in a neutral position and serves as a reminder to limit head and neck motion. One size fits most, up to 24â€ (61cm) neck. To measure, keep head in neutral position and measure from tip of mandible to sternal notch. | cervical-collar-with-vinyl-strap-3-1-2-1e7.jpg
SKU: CERPCLR-6262 | Core Products Cervical Collar Black 3 1/2" | Made from 1â€ low density foam and covered with a 100% cotton stockinette, this collar provides mild support and beneficial proprioceptive feedback. Low contour design maintains the head in a neutral position and serves as a reminder to limit head and neck motion. One size fits most, up to 24â€ (61cm) neck. To measure, keep head in neutral position and measure from tip of mandible to sternal notch. | cervical-collar-black-3-1-2-d39.jpg
SKU: CERPFOM-171 | Core Products Double Core Cervical Pillow Firm/Extra Firm Support | Choose the level of neck support most comfortable for you. Precision cut foam with special color-coded lobe inserts (see color chart at left) provides two levels of support in one pillow. Available in Medium/Firm or Firm/Extra Firm. Fits a standard pillowcase. Washable, cotton/polyester cover included. 22â€ x 16â€ (56cm x 41cm) with 4â€ (10cm) lobes. | double-core-cervical-pillow-firm-extra-firm-support-8ab.jpg
SKU: DKL30113 | Dukal Cotton Stockinette Non-Sterile, 3â€ x 25yds | Cotton Stockinette Non-Sterile, 3â€ x 25yds. | cotton-stockinette-non-sterile-3-x-25yds-6f4.jpg
SKU: DKL30114 | Dukal Cotton Stockinette Non-Sterile, 4â€ x 25yds | Cotton Stockinette Non-Sterile, 4â€ x 25yds. | cotton-stockinette-non-sterile-4-x-25yds-427.jpg
SKU: EGN011-WCS12 | Elgin Cuff Weight Value Sets 12 Piece Set | Original Elgin Long Strap Cuff Weight Value Sets - Made in the USA Since 1985 - 2 ea. 1, 2, 3, 4, 5 & 1 ea. 7 1/2 & 10 lb. | cuff-weight-value-sets-12-piece-set-64e.jpg
SKU: EGN011-WCS32 | Elgin Cuff Weight Value Sets, 32 Piece | Elgin Cuff Weight Value Sets Elgin cuff weights - the industry standard for most physical therapy facilities - are designed for rehab & therapeutic exercise. The extra long Velcro straps (10"-14"L) make it possible for layering and added security. Elgin cuff weights are the most comfortable weights, because they are made with choice-quality vinyl that conforms to the bodyâ€™s curves. Unlike other cuff weights, Elgin brand ankle and wrist weights last and last. Elgin cuff weights have double-sewn, leak-free outer seams. Flimsy, imported wrist and ankle cuffs sag when hung on racks. Not Elgin; each cuff has a grommet stamped right through the strap and vinyl material for added durability. Filled with the purest U.S.A.-made lead-free steel shot. 1-5 lb. feature 1 grommet, 6-10 lb. feature 2 grommets. 12-25 lb. do not have grommets for hanging. | cuff-weight-value-sets-32-piece-e2c.jpg
SKU: EGN011-WCS9 | Elgin Cuff Weight Value Set, 9 Piece | Elgin Cuff Weight Value Sets Elgin cuff weights - the industry standard for most physical therapy facilities - are designed for rehab & therapeutic exercise. The extra long Velcro straps (10"-14"L) make it possible for layering and added security. Elgin cuff weights are the most comfortable weights, because they are made with choice-quality vinyl that conforms to the bodyâ€™s curves. Unlike other cuff weights, Elgin brand ankle and wrist weights last and last. Elgin cuff weights have double-sewn, leak-free outer seams. Flimsy, imported wrist and ankle cuffs sag when hung on racks. Not Elgin; each cuff has a grommet stamped right through the strap and vinyl material for added durability. Filled with the purest U.S.A.-made lead-free steel shot. 1-5 lb. feature 1 grommet, 6-10 lb. feature 2 grommets. 12-25 lb. do not have grommets for hanging. | cuff-weight-value-set-9-piece-6d2.jpg
SKU: EGN011-WCS20 | Elgin Cuff Weight Value Sets, 20 Piece | Elgin Cuff Weight Value Sets Elgin cuff weights - the industry standard for most physical therapy facilities - are designed for rehab & therapeutic exercise. The extra long Velcro straps (10"-14"L) make it possible for layering and added security. Elgin cuff weights are the most comfortable weights, because they are made with choice-quality vinyl that conforms to the bodyâ€™s curves. Unlike other cuff weights, Elgin brand ankle and wrist weights last and last. Elgin cuff weights have double-sewn, leak-free outer seams. Flimsy, imported wrist and ankle cuffs sag when hung on racks. Not Elgin; each cuff has a grommet stamped right through the strap and vinyl material for added durability. Filled with the purest U.S.A.-made lead-free steel shot. 1-5 lb. feature 1 grommet, 6-10 lb. feature 2 grommets. 12-25 lb. do not have grommets for hanging. | cuff-weight-value-sets-20-piece-68f.jpg
SKU: DKL30112 | Dukal Cotton Stockinette Non-Sterile, 2â€ x 25yds | Cotton Stockinette Non-Sterile, 2â€ x 25yds. | cotton-stockinette-non-sterile-2-x-25yds-927.jpg
SKU: DKL30116 | Dukal Cotton Stockinette Non-Sterile, 6â€ x 25yds | Cotton Stockinette Non-Sterile, 6â€ x 25yds. | cotton-stockinette-non-sterile-6-x-25yds-3be.jpg
SKU: SKIL555040 | Skil Care Foam Leg Elevator with Scooped Cutouts, Small-Medium | Foam Leg Elevator w/Scoop Cutouts | foam-leg-elevator-with-scooped-cutouts-small-medium-f20.jpg
SKU: SKIL555041 | Skil Care Foam Leg Elevator with Scooped Cutouts, Medium-Large | Form Thigh Elevator w/Scoop Cutouts | foam-leg-elevator-with-scooped-cutouts-medium-large-268.jpg
SKU: ROSCBC3481 | Roscoe Medical 2.50 inch Universal Cervical Collar | Contoured design with Velcro closure, provides support and acts as a gentle reminder to limit motion. Comes complete with extra sleeve covers. | 250-inch-universal-cervical-collar-d4c.jpg
SKU: ROSCBC3487 | Roscoe Medical 3.50 inch Universal Cervical Collar | Contoured design with Velcro closure, provides support and acts as a gentle reminder to limit motion. Comes complete with extra sleeve covers. | 350-inch-universal-cervical-collar-ff7.jpg
SKU: ROSCBBLO627 | Roscoe Medical SLEEQ AP All-in-One LSO Back Brace | SLEEQ Spinal Bracing System manufactured by Quinn Medical is the worlds most advanced spinal compression LSO (Lumbar Sacral Orthosis) brace on the market that truly enables a universal fit for a vast majority of patients in a single model. With one model, it dramatically reduces the hassle and cost of unwanted inventory, while its elegant, easy-to-use, and patient-friendly design offers best-in-class comfort and support for the lubmo-sacral region of the spine. Also available, the new SLEEQ Flex, a flexible sagittal (anterior-posterior) control TLSO (Thoracic Lumbar Sacral Orthosis) brace. Both are non-pharmaceutical solutions for the relief of low back pain. PDAC approved for Medicare reimbursement.SLEEQs state-of-the-art tightening system makes it easy to achieve optimal compression for the most effective pain relief on the majority of patient profiles. Advanced eco-friendly materials promote air flow and breathability to keep patients cool and dry. The low-profile support system automatically conforms (cold molds) to a patients anatomy for a custom fit, providing optimum comfort and support for pain management and promotes patient compliance. | sleeq-ap-all-in-one-lso-back-brace-84e.jpg
SKU: ROSCBBLO631 | Roscoe Medical SLEEQ AP Plus All-in-One Enhanced Profile LSO Back Brace | SLEEQ Spinal Bracing System manufactured by Quinn Medical is the worlds most advanced spinal compression LSO (Lumbar Sacral Orthosis) brace on the market that truly enables a universal fit for a vast majority of patients in a single model. With one model, it dramatically reduces the hassle and cost of unwanted inventory, while its elegant, easy-to-use, and patient-friendly design offers best-in-class comfort and support for the lubmo-sacral region of the spine. Also available, the new SLEEQ Flex, a flexible sagittal (anterior-posterior) control TLSO (Thoracic Lumbar Sacral Orthosis) brace. Both are non-pharmaceutical solutions for the relief of low back pain. PDAC approved for Medicare reimbursement.SLEEQs state-of-the-art tightening system makes it easy to achieve optimal compression for the most effective pain relief on the majority of patient profiles. Advanced eco-friendly materials promote air flow and breathability to keep patients cool and dry. The low-profile support system automatically conforms (cold molds) to a patients anatomy for a custom fit, providing optimum comfort and support for pain management and promotes patient compliance. | sleeq-ap-plus-all-in-one-enhanced-profile-lso-back-brace-6ae.jpg
SKU: ROSCBBLO637 | Roscoe Medical SLEEQ APL All-in-One Enhanced Profile LSO Back Brace with Lateral Supports | SLEEQ Spinal Bracing System manufactured by Quinn Medical is the worlds most advanced spinal compression LSO (Lumbar Sacral Orthosis) brace on the market that truly enables a universal fit for a vast majority of patients in a single model. With one model, it dramatically reduces the hassle and cost of unwanted inventory, while its elegant, easy-to-use, and patient-friendly design offers best-in-class comfort and support for the lubmo-sacral region of the spine. Also available, the new SLEEQ Flex, a flexible sagittal (anterior-posterior) control TLSO (Thoracic Lumbar Sacral Orthosis) brace. Both are non-pharmaceutical solutions for the relief of low back pain. PDAC approved for Medicare reimbursement.SLEEQs state-of-the-art tightening system makes it easy to achieve optimal compression for the most effective pain relief on the majority of patient profiles. Advanced eco-friendly materials promote air flow and breathability to keep patients cool and dry. The low-profile support system automatically conforms (cold molds) to a patients anatomy for a custom fit, providing optimum comfort and support for pain management and promotes patient compliance. | sleeq-apl-all-in-one-enhanced-profile-lso-back-brace-with-lateral-supports-71b.jpg
SKU: ROSCBBLSOEXT | Roscoe Medical SLEEQ Extension Panel | Extension for all SLEEQ back braces, for all sizes. Lengthens any SLEEQ Spinal System brace to accomodate a waist circumference range of 54 to 62 inch. | sleeq-extension-panel-be2.jpg
SKU: ROSCBBOPT-L0627 | Roscoe Medical Cybertech Option 1 AP Control Back Brace | The Cybertech Option Brace is a multi-adjustable modular bracing system that allows for universal fit for the majority of your patients with one brace. The modular design provides the ability to conform to a variety of positions unique to each individuals level of support needed. Its unique patented one-handed Mechanical Advantage Pulley System maximizes abdominal compression (5-to-1 ratio) regardless of the patients strength. With its molded panels, it conforms to the natural shape of the thoracic-lumbar anatomy providing unparalleled control, compliance and comfort.The Cybertech Option Back Brace design is a modular step-down system ideal for progression of treatment from pre-op to post-op and all the way through rehabilitation. It provides the needed support and motion restriction through each stage of the patients recovery. The Cybertech Option is a non-pharmaceutical solutions for the relief of low back pain. Control your inventory, reduce your costs and provide immediate relief to your patients. | cybertech-option-1-ap-control-back-brace-77a.jpg
SKU: ROSCBBOPT-L0631 | Roscoe Medical Cybertech Option 2 AP Plus Control Back Brace | The Cybertech Option Brace is a multi-adjustable modular bracing system that allows for universal fit for the majority of your patients with one brace. The modular design provides the ability to conform to a variety of positions unique to each individuals level of support needed. Its unique patented one-handed Mechanical Advantage Pulley System maximizes abdominal compression (5-to-1 ratio) regardless of the patients strength. With its molded panels, it conforms to the natural shape of the thoracic-lumbar anatomy providing unparalleled control, compliance and comfort.The Cybertech Option Back Brace design is a modular step-down system ideal for progression of treatment from pre-op to post-op and all the way through rehabilitation. It provides the needed support and motion restriction through each stage of the patients recovery. The Cybertech Option is a non-pharmaceutical solutions for the relief of low back pain. Control your inventory, reduce your costs and provide immediate relief to your patients. | cybertech-option-2-ap-plus-control-back-brace-ead.jpg
SKU: ROSCBBOPT-L0637 | Roscoe Medical Cybertech Option 3 AP/L Control Back Brace | The Cybertech Option Brace is a multi-adjustable modular bracing system that allows for universal fit for the majority of your patients with one brace. The modular design provides the ability to conform to a variety of positions unique to each individuals level of support needed. Its unique patented one-handed Mechanical Advantage Pulley System maximizes abdominal compression (5-to-1 ratio) regardless of the patients strength. With its molded panels, it conforms to the natural shape of the thoracic-lumbar anatomy providing unparalleled control, compliance and comfort.The Cybertech Option Back Brace design is a modular step-down system ideal for progression of treatment from pre-op to post-op and all the way through rehabilitation. It provides the needed support and motion restriction through each stage of the patients recovery. The Cybertech Option is a non-pharmaceutical solutions for the relief of low back pain. Control your inventory, reduce your costs and provide immediate relief to your patients. | cybertech-option-3-ap-l-control-back-brace-e6f.jpg
SKU: ROSCBBSPINE-2025 | Roscoe Medical Cybertech SPINE Brace Extra Small | The Cybertech SPINE Brace is the first line of defense for the treatment of low back pain without a prescription. It offers the mechanical advantage that was originally designed to meet the demanding requirements of orthopedic surgeons. Utilizing a patented one-handed rotating type pulley mechanism, it is designed specifically to provide comfortable support and hydrostatic lift to the lower back. A single front fabric fastener makes the brace easy to adjust with one hand in seconds for standing, sitting, walking or driving. The brace is made of a breathable mesh, promoting airflow tokeep users cool and clean. | cybertech-spine-brace-extra-small-364.jpg
SKU: ROSCBBSPINE-2530 | Roscoe Medical Cybertech SPINE Brace Small | The Cybertech SPINE Brace is the first line of defense for the treatment of low back pain without a prescription. It offers the mechanical advantage that was originally designed to meet the demanding requirements of orthopedic surgeons. Utilizing a patented one-handed rotating type pulley mechanism, it is designed specifically to provide comfortable support and hydrostatic lift to the lower back. A single front fabric fastener makes the brace easy to adjust with one hand in seconds for standing, sitting, walking or driving. The brace is made of a breathable mesh, promoting airflow tokeep users cool and clean. | cybertech-spine-brace-small-92c.jpg
SKU: ROSCBBSPINE-3035 | Roscoe Medical Cybertech SPINE Brace Medium | The Cybertech SPINE Brace is the first line of defense for the treatment of low back pain without a prescription. It offers the mechanical advantage that was originally designed to meet the demanding requirements of orthopedic surgeons. Utilizing a patented one-handed rotating type pulley mechanism, it is designed specifically to provide comfortable support and hydrostatic lift to the lower back. A single front fabric fastener makes the brace easy to adjust with one hand in seconds for standing, sitting, walking or driving. The brace is made of a breathable mesh, promoting airflow tokeep users cool and clean. | cybertech-spine-brace-medium-995.jpg
SKU: ROSCBBSPINE-4045 | Roscoe Medical Cybertech SPINE Brace Extra Large | The Cybertech SPINE Brace is the first line of defense for the treatment of low back pain without a prescription. It offers the mechanical advantage that was originally designed to meet the demanding requirements of orthopedic surgeons. Utilizing a patented one-handed rotating type pulley mechanism, it is designed specifically to provide comfortable support and hydrostatic lift to the lower back. A single front fabric fastener makes the brace easy to adjust with one hand in seconds for standing, sitting, walking or driving. The brace is made of a breathable mesh, promoting airflow tokeep users cool and clean. | cybertech-spine-brace-extra-large-2b7.jpg
SKU: ROSCBBSPINE-4550 | Roscoe Medical Cybertech SPINE Brace 2X Large | The Cybertech SPINE Brace is the first line of defense for the treatment of low back pain without a prescription. It offers the mechanical advantage that was originally designed to meet the demanding requirements of orthopedic surgeons. Utilizing a patented one-handed rotating type pulley mechanism, it is designed specifically to provide comfortable support and hydrostatic lift to the lower back. A single front fabric fastener makes the brace easy to adjust with one hand in seconds for standing, sitting, walking or driving. The brace is made of a breathable mesh, promoting airflow tokeep users cool and clean. | cybertech-spine-brace-2x-large-b26.jpg
SKU: ROSCBBSPINE-5055 | Roscoe Medical Cybertech SPINE Brace 3X Large | The Cybertech SPINE Brace is the first line of defense for the treatment of low back pain without a prescription. It offers the mechanical advantage that was originally designed to meet the demanding requirements of orthopedic surgeons. Utilizing a patented one-handed rotating type pulley mechanism, it is designed specifically to provide comfortable support and hydrostatic lift to the lower back. A single front fabric fastener makes the brace easy to adjust with one hand in seconds for standing, sitting, walking or driving. The brace is made of a breathable mesh, promoting airflow tokeep users cool and clean. | cybertech-spine-brace-3x-large-7ad.jpg
SKU: ROSCBBTLSO | Roscoe Medical SLEEQ FLEX All in One Enhanced Profile TLSO Back Brace | SLEEQÂ® FLEX offers all the benefits of LSO products in a TLSO design that maximizes patient comfort, control and compliance. | sleeq-flex-all-in-one-enhanced-profile-tlso-back-brace-7e9.jpg
SKU: ROSCTM-110S | Roscoe Medical TherMedic 3 in 1 Pro-Wrap Shoulder Brace | The TherMedic 3-in-1 Hot/Cold Pro-Wrap Series provides the perfect combination of hot and cold therapy along with compression for an optimum approach for treating both acute and chronic injuries. The innovative fuss-free design eliminates the need for ice cubes, bandages and hotwater bottles. The Pro-Wrap Braces can be applied directly to the skin and are ergonomically designed to fit the body accordingly. The braces are perfect for therapy clinics, rehabilitation centers, athletic facilities and at home use. All braces come complete with AC/DC adapter - perfect for patients on the go! | thermedic-3-in-1-pro-wrap-shoulder-brace-a44.jpg
SKU: ROSCTM-140LB | Roscoe Medical TherMedica 3-in-1 Pro-Wrap Lower Back Brace | The TherMedic 3-in-1 Hot/Cold Pro-Wrap Series provides the perfect combination of hot and cold therapy along with compression for an optimum approach for treating both acute and chronic injuries. The innovative fuss-free design eliminates the need for ice cubes, bandages and hotwater bottles. The Pro-Wrap Braces can be applied directly to the skin and are ergonomically designed to fit the body accordingly. The braces are perfect for therapy clinics, rehabilitation centers, athletic facilities and at home use. All braces come complete with AC/DC adapter - perfect for patients on the go! | thermedica-3-in-1-pro-wrap-lower-back-brace-aee.jpg
SKU: SAMP081530633 | Sammons Preston SafetySure Leg Up | Ideal for individuals who have trouble lifting their leg(s) in and out of bed or helps to place your leg on the footplate of a wheelchair. | safetysure-leg-up-f59.jpg
SKU: CERPRIB-6107 | Core Products Rib Belt Female 6" | Rib Belts from Core Products provide superior stabilization and support for rib and sternum injuries. Elastic body with front hook and loop closure limits chest expansion with circular compression. Holds rib cage in position and lessens the pain of everyday movements. Belts also can provide supporting pressure following surgery. Elastic body with unique CoreEdge Finish is so comfortable and soft that belts can be worn against skin, as well as over clothing. For best fit, measure around chest at base of sternum. White. Available in S, M, LG, XL, 2X, 3X, 4X, 5X or 6X. Semi-Universal in S/M or L/XL. Additional charge for sizes larger than XL. | rib-belt-female-6-cf4.jpg
SKU: METL7331 | Mettler Electronics Sonicator 730 Pencil Style Applicator, 1 cmÂ² | Sonicator 730 Pencil Style Applicator (1 cmÂ²/ 3.3 MHz). | sonicator-730-pencil-style-applicator-1-cmsup2-c32.jpg
SKU: SKIL911549 | Skil Care Roll-On Bedside Mat 68" x 36" x 1.5" | This high impact foam Fall Mat, comes with tapered edges for non trip, and easy wheelchair roll-on. | roll-on-bedside-mat-68-x-36-x-15-7fb.jpg
SKU: ARMAM-644 | Armedica Fixed Height Mat Platform 4' x 7' x 20" High | Feature AM Series Fixed Height Mat Paltform. Welded tubular steel frames and legs, with fully finished and burnished welds. 34 oz. Heavy-duty vinyl with Permablok 3(R) bacterial protection. 2" Firm density foam tops. Radiused, seamless corners on upholstered components. 900 lb. Weight capacity. | fixed-height-mat-platform-4-x-7-x-20-high-356.jpg
SKU: ARMAM-645 | Armedica Fixed Height Mat Platform 4' X 7' X 20" with Adjustable Backrest | Feature AM Series Fixed Height Mat Paltform. Welded tubular steel frames and legs, with fully finished and burnished welds. 34 oz. Heavy-duty vinyl with Permablok 3(R) bacterial protection. 2" Firm density foam tops. Radiused, seamless corners on upholstered components. 900 lb. Weight capacity. | fixed-height-mat-platform-4-x-7-x-20-with-adjustable-backrest-6d8.jpg
SKU: ARMAM-654 | Armedica Fixed Height Mat Platform 5' x 7' x 20" High | Feature AM Series Fixed Height Mat Paltform. Welded tubular steel frames and legs, with fully finished and burnished welds. 34 oz. Heavy-duty vinyl with Permablok 3(R) bacterial protection. 2" Firm density foam tops. Radiused, seamless corners on upholstered components. 900 lb. Weight capacity. | fixed-height-mat-platform-5-x-7-x-20-high-fed.jpg
SKU: ARMAM-664 | Armedica Fixed Height Mat Platform 6' x 8' x 20" High | Feature AM Series Fixed Height Mat Paltform. Welded tubular steel frames and legs, with fully finished and burnished welds. 34 oz. Heavy-duty vinyl with Permablok 3(R) bacterial protection. 2" Firm density foam tops. Radiused, seamless corners on upholstered components. 900 lb. Weight capacity. | fixed-height-mat-platform-6-x-8-x-20-high-d50.jpg
SKU: ARMAM-650 | Armedica Electric Hi-Lo Mat Platform 5' x 7' x 20" High | Feature AM Series Electric Hi-Lo Mat Paltform. Welded tubular steel frames and legs, with fully finished and burnished welds. 34 oz. Heavy-duty vinyl with Permablok 3(R) bacterial protection. 2" Firm density foam tops. Radiused, seamless corners on upholstered components. 900 lb. Weight capacity. Electric models feature 120 volts, 60 Hz motor. | electric-hi-lo-mat-platform-5-x-7-x-20-high-2a5.jpg
SKU: ARMAM-652 | Armedica Hand Crank Hi-Lo Mat Platform 5' x 7' x 20" High | Feature AM Series Hand Crank Hi-Lo Mat Paltform. Welded tubular steel frames and legs, with fully finished and burnished welds. 34 oz. Heavy-duty vinyl with Permablok 3(R) bacterial protection. 2" Firm density foam tops. Radiused, seamless corners on upholstered components. 900 lb. Weight capacity. | hand-crank-hi-lo-mat-platform-5-x-7-x-20-high-2a7.jpg
SKU: ARMAM-662 | Armedica Hand Crank Hi-Lo Mat Platform 6' x 8' x 20" High | Feature AM Series Hand Crank Hi-Lo Mat Paltform. Welded tubular steel frames and legs, with fully finished and burnished welds. 34 oz. Heavy-duty vinyl with Permablok 3(R) bacterial protection. 2" Firm density foam tops. Radiused, seamless corners on upholstered components. 900 lb. Weight capacity. | hand-crank-hi-lo-mat-platform-6-x-8-x-20-high-b8e.jpg
SKU: CLI269-47 | Clinton Industries All Laminate Upholstered Top Mat Platform - 4" x 7" | Laminated frame mat platform 4" x 7" | all-laminate-upholstered-top-mat-platform-4-x-7-07b.jpg
SKU: CLI269-57 | Clinton Industries All Laminate Upholstered Top Mat Platform - 5" x7" | Laminated frame mat platform 5" x 7" | all-laminate-upholstered-top-mat-platform-5-x7-c36.jpg
SKU: CLI269-68 | Clinton Industries All Laminate Upholstered Top Mat Platform - 6" x 8" | Laminated frame mat platform 6" x 8" | all-laminate-upholstered-top-mat-platform-6-x-8-0a6.jpg
SKU: CLI260-68 | Clinton Industries Upholstered Top Mat Platform 6" x 8" | Upholstered mat platform in Natural wood tone. | upholstered-top-mat-platform-6-x-8-54e.jpg
SKU: CLI262-57 | Clinton Industries Mat Platform with Removable Mat 5" x 7" | Mat platform w/ velcro mat 5" x 7" - value | mat-platform-with-removable-mat-5-x-7-9f3.jpg
SKU: CLI262-68 | Clinton Industries Mat Platform with Removable Mat 6" x 8" | Mat platform w/ velcro mat 6" x 8" - value | mat-platform-with-removable-mat-6-x-8-a96.jpg
SKU: CLI240-68 | Clinton Industries Upholstered Mat Platform - 6" x 8" | Uplostered mat platform 6" x 8" - classic | upholstered-mat-platform-6-x-8-a42.jpg
SKU: CLI243-47 | Clinton Industries Space Saving, Folding Mat Platform - 4' Width | Wall mtd mat platform 4'x7'-Classic | space-saving-folding-mat-platform-4-width-c46.jpg
SKU: CLI243-57 | Clinton Industries Space Saving Folding Mat Platform 5' Width | Wall mtd mat platform 5'x7'-Classic. NOTE: Mounting hardware not included. Check with your building manager for the proper type of fasteners needed for your specific wall structure. | space-saving-folding-mat-platform-5-width-cf4.jpg
SKU: CLI241-47 | Clinton Industries Upholstered Mat Platform with Adjustable Backrest 4" x 7" | Mat platform w/ adj backrest 4" x 7" - classic | upholstered-mat-platform-with-adjustable-backrest-4-x-7-e3c.jpg
SKU: CLI230-47 | Clinton Industries Upholstered Top Mat Platform - 4" x 7" | Uplostered mat platform 4" x 7" - Alpha | upholstered-top-mat-platform-4-x-7-cf3.jpg
SKU: CLI230-57 | Clinton Industries Upholstered Top Mat Platform - 5" x 7" | Uplostered mat platform 5" x 7" - Alpha | upholstered-top-mat-platform-5-x-7-611.jpg
SKU: CLI231-47 | Clinton Industries Upholstered Top Mat Platform with Adjustable Backrest 4" x 7" | Mat platform w/ adj backrest 4" x 7" -Alpha | upholstered-top-mat-platform-with-adjustable-backrest-4-x-7-ec5.jpg
SKU: CLI231-57 | Clinton Industries Upholstered Top Mat Platform with Adjustable Backrest 5" x 7" | Mat platform w/ adj backrest 5" x 7" -Alpha | upholstered-top-mat-platform-with-adjustable-backrest-5-x-7-bf7.jpg
SKU: CLI231-68 | Clinton Industries Upholstered Top Mat Platform with Adjustable Backrest 6" x 8" | Mat platform w/ adj backrest 6" x 8" -Alpha | upholstered-top-mat-platform-with-adjustable-backrest-6-x-8-6ea.jpg
SKU: CLI232-47 | Clinton Industries Mat Platform with Removable Top 4" x 7" | Mat platform w/ velcro mat 4" x 7" -Alpha | mat-platform-with-removable-top-4-x-7-19a.jpg
SKU: CLI232-57 | Clinton Industries Mat Platform with Removable Top 5" x 7" | Mat platform w/ velcro mat 5" x 7" -Alpha | mat-platform-with-removable-top-5-x-7-945.jpg
SKU: CLI232-68 | Clinton Industries Mat Platform with Removable Top 6" x 8" | Mat platform w/ velcro mat 6" x 8" -Alpha | mat-platform-with-removable-top-6-x-8-dbf.jpg
SKU: CLI252-68 | Clinton Industries Hi-Lo Mat Platform with Removable Mat 6" x 8" | Hi-lo mat platform 6" x 8" w/ velcro mat | hi-lo-mat-platform-with-removable-mat-6-x-8-560.jpg
SKU: CLI8711 | Clinton Industries Bedside Cabinet | Bedside cabinet | bedside-cabinet-180.jpg
SKU: CLI8711-A | Clinton Industries Molded Top Bedside Cabinet | Molded top bedside cabinet | molded-top-bedside-cabinet-d19.jpg
SKU: CLI8720-A | Clinton Industries Mobile, Molded Top Bedside Cabinet | Mobile, molded top bedside cabinet | mobile-molded-top-bedside-cabinet-b2d.jpg
SKU: HAU1420 | Hausmann Industries Space Saver Mat Platform | Space saver mat platform | space-saver-mat-platform-698.jpg
SKU: HAU1421 | Hausmann Industries Space Saver Mat Platform | Space saver mat platform | #NAME?
SKU: HAU1449-47 | Hausmann Industries Dual Lift Powermatic Mat Platforms with Black Laminate Tops | Dual lift powermatic mat platforms with black laminate tops | dual-lift-powermatic-mat-platforms-with-black-laminate-tops-eca.jpg
SKU: HAU1449-47 | Hausmann Industries Dual Lift Powermatic Mat Platforms with Black Laminate Tops | Dual lift powermatic mat platforms with black laminate tops | dual-lift-powermatic-mat-platforms-with-black-laminate-tops-eca.jpg
SKU: HAU1449-47 | Hausmann Industries Dual Lift Powermatic Mat Platforms with Black Laminate Tops | Dual lift powermatic mat platforms with black laminate tops | dual-lift-powermatic-mat-platforms-with-black-laminate-tops-eca.jpg
SKU: INVIH30430 | Invacare Concorde Series Oak Bedside Cabinet with Raised Panel | The Concorde Series is a timeless style. | concorde-series-oak-bedside-cabinet-with-raised-panel-a91.jpg
SKU: INVIH30431 | Invacare ConConcorde Series Bedside cabinet Flat Panel | The Concorde Series is a timeless style. | conconcorde-series-bedside-cabinet-flat-panel-777.jpg
SKU: INVIH23530 | Invacare Glendale Series Bedside Cabinet | Create your desired style with the highly configurable Glendale Series. | glendale-series-bedside-cabinet-81a.jpg
SKU: INVIH35030 | Invacare Hamilton Bedside Cabinet | The Hamilton features value prices, quality laminate products and an elegant, inviting design. | hamilton-bedside-cabinet-e69.jpg
SKU: INVIH28430 | Invacare Torrington Bedside Cabinet | The Torrington Series showcases traditional Georgian styling constructed in high-pressure laminate with wood solid edges on doors, drawers and tops. The drawers are vinyl wrapped and have positive stop drawer guides. Available with three toe kick panel options and numerous finishes. | torrington-bedside-cabinet-f22.jpg
SKU: HAU9018-10-346 | Hausmann Industries Stationary Bedside Cabinet Oak | Door,Drawer,Oak | stationary-bedside-cabinet-oak-259.jpg
SKU: HAU9018-10-927 | Hausmann Industries Stationary Bedside Cabinet Gray | Door,Drawer,Gray | stationary-bedside-cabinet-gray-422.jpg
SKU: HAUS-201 | Hausmann Industries Econo Mat Platforms | SilverStar,Mat Platform,4X7,Blue Upholstered | econo-mat-platforms-756.jpg
SKU: HAUS-201 | Hausmann Industries Econo Mat Platforms | SilverStar,Mat Platform,4X7,Blue Upholstered | econo-mat-platforms-756.jpg
SKU: HAUS-201 | Hausmann Industries Econo Mat Platforms | SilverStar,Mat Platform,4X7,Blue Upholstered | econo-mat-platforms-756.jpg
SKU: HAUS-201 | Hausmann Industries Econo Mat Platforms | SilverStar,Mat Platform,4X7,Blue Upholstered | econo-mat-platforms-756.jpg
SKU: BALYBB9920 | Bailey Upholstered Mat Table | Bailey Basics are manufactured to a standard size and in a single color. READY TO SHIP IN JUST 3 BUSINESS DAYS! Thus, offering you a practical solution to your equipment budget needs. | upholstered-mat-table-1d6.jpg
SKU: BALYBB9925 | Bailey Wall Mounted Mat Platform | The Bailey Basic product line was created exclusively for customers whose need for a mat platform simply will not wait for 3 to 4 weeks. This 4 x 7 wall mounted mat platform has a hardwood frame and a 2" black vinyl top and is 20" high. It is typically shipped within 3 to 4 days of ordering. | wall-mounted-mat-platform-5e1.jpg
SKU: HAU1449-46 | Hausmann Industries Dual Lift Powermatic Mat Platforms with Black Laminate Tops | Dual lift powermatic mat platforms with black laminate tops | dual-lift-powermatic-mat-platforms-with-black-laminate-tops-a61.jpg
SKU: SAMP922230AB | Sammons Preston 4'W x 7'L Colonial Blue | This cost-effective mat platform is ideal for sub-acute and long-term care facilities. Vinyl upholstered, 2" foam padding provides extra cushioning and support for therapy treatments. 20" height provides convenient access for wheelchair and ambulatory clients. 450-lb. weight capacity. | 4w-x-7l-colonial-blue-a27.jpg
SKU: CLI262-47 | Clinton Industries Mat Platform with Removable Mat 4" x 7" | 2" mat attached with VelcroÂ® strips to the rimless subtop, Replaceable mat included. 5-leg design with center support adds stability. | mat-platform-with-removable-mat-4-x-7-9fe.jpg
SKU: CLI260-57 | Clinton Industries Upholstered Top Mat Platform 5" x 7" | Upholstered mat platform in Natural wood tone, 5-leg design with center support adds stability. | upholstered-top-mat-platform-5-x-7-0d2.jpg
SKU: CLI260-47 | Clinton Industries Value Upholstered Top Mat Platform 4" x 7" | Upholstered mat platform in Natural wood tone includes Replaceable mat, 5-leg design with center support adds stability. Triple-bolted, corner legs. Solid hardwood legs and plywood frame. Frame attached with steel angles. Laminate sub-top features black edge bumper strip. | value-upholstered-top-mat-platform-4-x-7-8bc.jpg
SKU: CLI240-47 | Clinton Industries Upholstered Mat Platform 4" x 7" | Heavy duty, upholstered mat platform in Natural wood tone, 6-leg design with center support adds stability. | upholstered-mat-platform-4-x-7-766.jpg
SKU: CLI240-57 | Clinton Industries Upholstered Mat Platform 5" x 7" | Uplostered mat platform 5" x 7" - classic Heavy duty, upholstered mat platform in Natural wood tone. 6-leg design with center support adds stability..= | upholstered-mat-platform-5-x-7-619.jpg
SKU: CLI241-57 | Clinton Industries Upholstered Mat Platform with Adjustable Backrest 5" x 7" | Mat platform w/ adj backrest 5" x 7" - classic | upholstered-mat-platform-with-adjustable-backrest-5-x-7-0e5.jpg
SKU: CLI241-68 | Clinton Industries Upholstered Mat Platform with Adjustable Backrest 6" x 8" | Mat platform w/ adj backrest 6" x 8" - classic | upholstered-mat-platform-with-adjustable-backrest-6-x-8-71e.jpg
SKU: CLI230-68 | Clinton Industries Upholstered Top Mat Platform | Upholstered mat platform with ultra-heavy duty, welded, steel frameEasy-clean, good looking gray finish6-leg design with center support adds stabilityHeavy duty 1-1/2" x 3" , all steel legs bolt through frameSolid plywood top2" ultra-firm, foam paddingGray edge bumper guard, helps protect top from tearsHeavyweight, knit-backed vinyl upholstery1000 lbs. load capacity under normal use | upholstered-top-mat-platform--188.jpg
SKU: CLI252-47 | Clinton Industries Hi-Lo Mat Platform with Removable Mat 4" x 7" | Hi-Lo mat platform with removable 2" mat which is held in place with VelcroÂ® strips. | hi-lo-mat-platform-with-removable-mat-4-x-7-f91.jpg
SKU: CLI252-57 | Clinton Industries Hi-Lo Mat Platform with Removable Mat 5" x 7" | Hi-lo mat platform 5" x 7" w/ velcro mat | hi-lo-mat-platform-with-removable-mat-5-x-7-a74.jpg
SKU: ARMAM-660 | Armedica Electric Hi Lo Mat Platform 6' x 8' | All you have to do is examine our welded, all steel frame mat platforms with their 900 lb. lifting capacity and you will be convinced of this! With three models and three sizes of each model to select from, you're guaranteed the find just the right choice for your clinic's needs. All of the steel frame mat platforms share these quality features: | electric-hi-lo-mat-platform-6-x-8-6ea.jpg
SKU: TRITG1847 | Tri W-G Motorized Hi-Lo Mat Table 4' x 7' | Motorized Hi-Lo Mat Table 4' x 7' 750 lb weight capacity. | motorized-hi-lo-mat-table-4-x-7-e0a.png
SKU: SAMP1705 | Sammons Preston Platform Attachment | Adjusts quickly, easily without tools. Velcro | platform-attachment-c16.jpg
SKU: CM10026G | Complete Medical Mat for Raised Rim Mat Table 5' X 7' X 2 | Mats for raised rim mat platform tables. | mat-for-raised-rim-mat-table-5-x-7-x-2-80a.jpg
SKU: HAU6175 | Hausmann Industries Hi Lo Econo Line Stand In Table with Electric Patient Lift | Motorized patient lift can elevate a 300 lb. patient from sitting to standing position. | hi-lo-econo-line-stand-in-table-with-electric-patient-lift-91b.jpg
SKU: WIN8500 | Winco Flat Top Treatment Table Standard Height 30" | The 8500 is Winco's most versatile and popular table. It includes such standard features as Dove-Gray Powder Coated Steel Frame, paper holder and cutter, adjustable leveling feet, comfortable 2" medium density foam and heavy gauge expanded vinyl. | flat-top-treatment-table-standard-height-30-f01.jpg
SKU: OKSPW27-SH | Oakworks PowerLine Treatment Table with Shelf 27" | The PowerLine Treatment table from Oakworks is a cost effective stationary treatment table. The table arrives partially assembled for quick & easy set up. The flat top offers an even work surface with multiple width and padding options. Outlets in both ends of the table allow you to use your face rest or table extender for added client comfort. The storage shelf offers a convenient location to store your accessories close at hand | powerline-treatment-table-with-shelf-27-c5b.jpg
SKU: PFXM3991BW | Profex Medical Bellwood Style Mat Table 2" Upholstered Top | Exercise Mat Table with raised rim (mat not included). | bellwood-style-mat-table-2-upholstered-top-639.jpg
SKU: TRITG2724 | Tri W-G Motorized Tilt Table | Motorized Tilt Table. | motorized-tilt-table-d2e.png
SKU: TRITG2358 | Tri W-G Removable Mat 30" x 72" | Therapy Trainer Remover Mat 30" x 72". | removable-mat-30-x-72-33c.jpg
SKU: ARMAM-616 | Armedica Maple Hardwood Treatment Table With Plain Shelf Adjustable Backrest | Armedica wood tables and mat platforms offer elegance in practical designs, and a natural wood finish adds to the attractiveness of these full size treatment tables. Whether your needs are for a plain table or one of the many variations available, you are sure to find the exact model you need. All of our wood tables and mat platforms have these outstanding features: | maple-hardwood-treatment-table-with-plain-shelf-adjustable-backrest-fbf.jpg
SKU: ARMAM-630 | Armedica Height Adjustable Hand Therapy Table | Armedica wood tables and mat platforms offer elegance in practical designs, and a natural wood finish adds to the attractiveness of these full size treatment tables. Whether your needs are for a plain table or one of the many variations available, you are sure to find the exact model you need. Height conveniently adjusts and indicators assure correct setting. Laminated top for easy cleaning. | height-adjustable-hand-therapy-table-e70.jpg
SKU: CLI9070-30 | Clinton Industries Cabinet Style Laminate Treatment Table 30" Width | Cabinet style laminate treatment table. | cabinet-style-laminate-treatment-table-30-width-18d.jpg
SKU: ARMAM-SX 3000 | Armedica Three Section Hi Low Treatment Table | Armedica AM-SX 3000 treatment table has three piece top section; one piece head section (15" x 27") that raises 25Âº & lowers 60Âº, one piece center section (19" x 27") motorized to raise 20Âº and one piece foot section (38" x 27") that raises 70Âº. Armedica AM-SX 3000 treatment table comes with four total-lock swivel casters and a dual-function footswitch control. | three-section-hi-low-treatment-table-9d2.jpg
SKU: TRITWG9372.BM | Tri W-G Bariatric Motorized Hi Lo Mat Table 3 Section 1000 Lb. Capacity | Bariatric Motorized Hi-lo Mat Table, 3-section, 1000 Lb. Capacity. | bariatric-motorized-hi-lo-mat-table-3-section-1000-lb-capacity-169.png
SKU: CLI9333 | Clinton Industries Adult Stand In Table | Adult stand-in table | adult-stand-in-table-3e8.jpg
SKU: CLI7840 | Clinton Industries Pediatric Scale Treatment Table | Table features two doors and two drawer storage. | pediatric-scale-treatment-table-840.jpg
SKU: CLI7936 | Clinton Industries Ocean Commotion Treatment Table | Table features large storage capacity and adjustable backrest. Also available without adjustable backrest as model number 7936-1. | ocean-commotion-treatment-table-091.jpg
SKU: CLI7936-1 | Clinton Industries "Ocean Commotion" Treatment Table | Table features large storage capacity and adjustable backrest. Also available without adjustable backrest as model number 7936-1. | ocean-commotion-treatment-table-ba7.jpg
SKU: HAU6100 | Hausmann Industries Hydraulic Adjustable Stand in Table | Hydraulic adjustable stand in table6100 | hydraulic-adjustable-stand-in-table-23b.jpg
SKU: HAU6125 | Hausmann Industries Economy Stand In Table | Economy stand in table basic adult model is designed to promote vertical weight bearing activities. | economy-stand-in-table-06e.jpg
SKU: HAU4643 | Hausmann Industries Cabinet Exam Table | Hausmann Two-In-One Tables save space and costs by providing a readily adjustable examinationnand treatment table in a single, attractive and functional unit. | cabinet-exam-table-e07.jpg
SKU: HAU4723 | Hausmann Industries ADA Hi Lo Power Plinth Table | ADA Hi-Lo Power Plinth Table Sturdy black powder-coated steel frame with black laminate storage shelf. | ada-hi-lo-power-plinth-table-438.jpg
SKU: HAU4061 | Hausmann Industries Convertible Two Person Taping and Treatment Table | Two person taping table convertible treatment table Solid one-piece construction (not modular). Simply add or remove middle top pad for use as taping station or treatment table. | convertible-two-person-taping-and-treatment-table-921.jpg
SKU: OKSP4B2 | Oakworks Celesta PerformaLift Back Rest Top | Offers unparalleled strength, stability, and many top options for a variety of massage, bodywork, therapeutic manipulation, and esthetic services. | celesta-performalift-back-rest-top-85b.jpg
SKU: BRW2240-01 | Brewer Treatment Table Model Includes Adjustable Backrest Built In Pillow and Shelf Drawers Clamshell | The Brewer Element Treatment Table offers fundamental features every practice needs. A robust steel frame construction ensures maximum stability and safety for patients while its contemporary design adds style to any healthcare facility. Ideal for basic examinations, pediatrics, orthopedics, physical therapy, industrial areas, and school nurse stations. | treatment-table-model-includes-adjustable-backrest-built-in-pillow-and-shelf-drawers-clamshell-206.jpg
SKU: CLI3600-27-RR | Clinton Industries Ready Room School Nurse Furniture Package | The best and most affordable way to quickly furnish and entire exam room or school nurse's office. What you see is what you get: our most popular recovery couch; 48" wall and base cabinets with stainless steel sink and faucet; single, stainless steel glove box holder; 5-leg pneumatic stool; stainless steel waste receptacle and coordinating padded side chair.Save time and save money with this inclusive, exclusive offer from Clinton!3600-27 Chrome Leg CouchÂ Dual frame construction with separate base & headrest sections. Non-adjustable wedge headrest. Chrome-plated, round, steel legs. Paper dispenser included. 2" firm foam padding. Heavyweight, knit backed upholstery. 250 lbs. load capacity under normal use.Â 8248 Wall Cabinets in FossilThe Fossil Wall Cabinets include 2 doors and 1 adjustable shelf. The tough, chip resistant edges are pre-assembled to save installation time. The cabinets easily mount with a hook and rail mounting system. These are fully adjustable soft-close cabinets with Euro-style hinges. The cabinets measure 48" Length x 12" Depth. | ready-room-school-nurse-furniture-package-057.jpg
SKU: CLI3600-27 | Clinton Industries Recovery Couch with Chrome Legs 27" Width | Clinton Industries' chrome leg recovery couch is a sleek, minimalist couch designed to discreetly match the decor of any office and surgery center. The couch features dual frame construction with separate base and headrest sections, middle support for stability, and round, chrome-plated steel legs. It includes an integrated paper dispenser, heavyweight knit-back upholstery in 18 colors, 2" firm foam padding, and a comfortable non-adjustable wedge headrest. | recovery-couch-with-chrome-legs-27-width-c9a.jpg
SKU: BALY487 | Bailey Classroom Treatment Table H Brace With 2" Removable Mat | The Bailey flat top treatment tables are made with the high quality materials and workmanship for which Bailey has always been known. The 2" extra comfort vinyl top is made of high density foam and is available in your choice of colors. The sturdy frame is made of hardwood and birch Plywood to offer the rigidity that your applications demand. This class room table has a removable mat which is held in place with hook and loop fasteners. Optional frame colors, table height, width, and length are available. This table requires simple on-site assembly. | classroom-treatment-table-h-brace-with-2-removable-mat-939.jpg
SKU: BALY10 | Bailey Fully Enclosed Taping Table Model 10 | Taping Tables are designed to make the taping of athletes quick and efficient. Built-in shelves and cabinets put tape, scissors and other supplies within easy reach. Enclosed bottom ensures items stay safe and organized inside. | fully-enclosed-taping-table-model-10-f38.png
SKU: BALY26 | Bailey Model 26 Dual Taping Station | Taping Tables are designed to make the taping of athletes quick and efficient. Built-in shelves and cabinets put tape, scissors and other supplies within easy reach. | model-26-dual-taping-station-e56.png
SKU: BALY432 | Bailey Treatment Table with plain shelf | This treatment tables are therapeutically designed and tested to offer work surfaces that are durable, rigid and comfortable. These handsome and functional tables are available in several widths and heights in either upholstered or raised rim tops. | treatment-table-with-plain-shelf-8dd.jpg
SKU: BALY441 | Bailey Treatment Table with Adjustable Back and Plain Shelf | This treatment tables are therapeutically designed and tested to offer work surfaces that are durable, rigid and comfortable. These handsome and functional tables are available in several widths and heights in either upholstered or raised rim tops. | treatment-table-with-adjustable-back-and-plain-shelf-317.jpg
SKU: BALY447 | Bailey Treatment Table with Enclosed Cabinet Sliding Door and Drawer | This treatment tables are therapeutically designed and tested to offer work surfaces that are durable, rigid and comfortable. These handsome and functional tables are available in several widths and heights in either upholstered or raised rim tops. | treatment-table-with-enclosed-cabinet-sliding-door-and-drawer-4e3.jpg
SKU: BALY491 | Bailey Examination Table with H-Brace | These space saving examination tables with fold down head and foot rests make every inch count in smaller areas. Standard upholstery is Camel | examination-table-with-h-brace-7b3.jpg
SKU: BALY741 | Bailey Mat Hanger | Bailey's line of Mat Hanger hangs up to four 2" thick mats. When not in use, the hook swings to the side. Brackets and hooks are made of strong electro-plated steel and are mounted on wooden bases. Mounting hardware not included in this product. | mat-hanger-f15.jpg
SKU: BALY742 | Bailey Mobile Mat Truck for Mat Storage | Bailey's line of Mobile Mat Truck for Mat Storage has a capacity of up to 2" thick mats, 6' x 8' or smaller. | mobile-mat-truck-for-mat-storage-5cf.jpg
SKU: BALY4310 | Bailey Cabinet Treatment Table with Adjustable Dual Legrest and Adjustable Backrest | Model 4310 Cabinet Table features 49 Sliding Door Cabinet, 484 Legrests and 485 Backrest 2" Sewn Top. | cabinet-treatment-table-with-adjustable-dual-legrest-and-adjustable-backrest-8ed.jpg
SKU: BALY4311 | Bailey Model 4311 Cabinet Treatment Table with Adjustable Dual Legrest and Adjustable Backrest | Model 4311 Cabinet Table Features 4-Door Cabinet, 484 Legrests and 485 Backrest 2" Sewn Top Shown in American Beauty Upholstery, in Natural Wood Finish. | model-4311-cabinet-treatment-table-with-adjustable-dual-legrest-and-adjustable-backrest--86d.jpg
SKU: BALYBB9901 | Bailey H-Brace Treatment Table | The Bailey Basics - Treatment Table - Quick Ship are very durable basic hardwood treatment tables with a weight capacity of 350 lbs. Bailey Basics are products that are manufactured to a standard size and in a single color, so they can ship in 3 business days. | h-brace-treatment-table-10d.jpg
SKU: BALYBB9910 | Bailey Shelf Treatment Table | The Bailey Basics - Treatment Table - Quick Ship are very durable basic hardwood treatment tables with a weight capacity of 350 lbs. Bailey Basics are products that are manufactured to a standard size and in a single color, so they can ship in 3 business days. | shelf-treatment-table-558.jpg
SKU: OKS48848-T | Oakworks 40 Inch Wide Firm Response Storable Mat Table | 16"-25" height rangeUltra stiff leg bracingSpace saving design40" width optionADA Compliant | 40-inch-wide-firm-response-storable-mat-table-9e4.jpg
SKU: MDSF32089 | MedSurface 3 Section Hi-Lo Treatment Table | A treatment table that delivers the functionality, flexibility you need at a price that also delivers unmatched value. | 3-section-hi-lo-treatment-table-4fc.jpg
SKU: MDSF32060 | MedSurface 2 Section Hi-Lo Bo-Bath Treatment Table | A low-cost treatment table that delivers unmatched functionality and flexibility at a price that delivers unmatched value. Our Bo Bath Electric Powered Treatment Table is affordable, yet has all the features your customers want. | 2-section-hi-lo-bo-bath-treatment-table-06a.jpg
SKU: MDSF30500 | MedSurface 5 Section Hi-Lo Treatment Table | An affordable electric treatment table that will provides the functionality and flexibility at a price that delivers real value. Our seven-section treatment table could be just the product youâ€™re looking for â€“ itâ€™s affordable plus has all the features youâ€™re looking for in a treatment table. Itâ€™s also backed by our three- year warranty. | 5-section-hi-lo-treatment-table-461.jpg
SKU: MDSF30805 | MedSurface 7 Section Hi-Lo Treatment Table | An affordable electric treatment table that will provides the functionality and flexibility at a price that delivers real value. Our seven-section treatment table could be just the product youâ€™re looking for â€“ itâ€™s affordable plus has all the features youâ€™re looking for in a treatment table. Itâ€™s also backed by our three- year warranty. | 7-section-hi-lo-treatment-table-4b3.jpg
SKU: OSK2000 | Osaki Heated Reclining Massage Chair | Osaki 2000 Massage Chair features an extensive range of motion allowing roller heads to target from your neck all the way down to your tail bone. Featuring an automatic power recline through the backrest and ottoman, heated back and foot rest, 20 air bags target fatigue through your legs, thighs and feet and a single remote control. The Osaki 2000 is sure to relax and sooth you after a long day. | heated-reclining-massage-chair-b4f.jpg
SKU: OSK3000 | Osaki Chiro Massage Chair | The OS-3000 is the latest technological innovation from Osaki. Its extended massage track now reached the buttocks and the thighs, boasting the longest massage range in the Osaki massage chair line up. For those that desire a roller massage beyond the lower back, this is the chair for you. | chiro-massage-chair-7cd.png
SKU: OSK4000T | Osaki Zero Gravity Deluxe Massage Chair | Equipped with the latest technology, it allows for the rollers to map the back curvature with even more accuracy, which translates into a more precise massage hitting all the key areas. Regardless of your body type, this highly advanced chair will self-adjust making each massage experience feel customized. | zero-gravity-deluxe-massage-chair-756.png
SKU: OSK2000 | Osaki Heated Reclining Massage Chair | Osaki 2000 Massage Chair features an extensive range of motion allowing roller heads to target from your neck all the way down to your tail bone. Featuring an automatic power recline through the backrest and ottoman, heated back and foot rest, 20 air bags target fatigue through your legs, thighs and feet and a single remote control. The Osaki 2000 is sure to relax and sooth you after a long day. | heated-reclining-massage-chair-b4f.jpg
SKU: OSKDREAMER | Osaki OS-3D Pro Dreamer Zero Gravity Massage Chair | Experience the most humanlike massage from Osaki. The newly enhanced 3D massage designed to massage wider and deeper than the conventional massage rollers. The 3D technology allows you to extend out the massage heads up to 8 cm for an intense deep massage. The 3D intensity has 5 different levels, ranging from mild to strong. With the 3D technology, reaching and massaging the acupuncture points becomes effortless with accurate precision and depth, leaving you revitalized. | os-3d-pro-dreamer-zero-gravity-massage-chair-3f1.png
SKU: OSKPROCYBER | Osaki OS 3D Pro Cyber Zero Gravity Massage Chair | The next generation of 3D massage rollers are designed for outstanding range and flexibility. The 3D technology allows the user to control the length of rollers that extend out from the backrest. From the original start position, the massage heads can extend out up to 8 cm delivering an extremely deep tissue massage. | os-3d-pro-cyber-zero-gravity-massage-chair-5fe.png
SKU: OSK7200CR | Osaki Massage Chair | The All New OS-7200CR is the latest and most advanced massage chair in the Osaki series. Equipped with a micro-computer, it is engineered to perform various intelligent massage styles and combinations with precision and now has the aded feature of heat therapy. he newly designed and equipped OS-7200CR is built on an S-track rolling technology so that the roller heads can provide a more consistent pressure massage throughout the back. Traditionally massage chairs have been designed with a linear vertical motion (L track), preventing even pressure in the lower and upper back. Designed with a set of S-tracks & Deep tissue technology, the OS-7200CR allows the rollers to focus on the neck, shoulder, and lumbar areas according to one's body curvatures. | massage-chair-0f8.png
SKU: ARMAM-200 | Armedica Hi-Lo Treatment Table with Two Section Top | These treatment tables are what put Armedica on the map... strong, stylish and affordable. For the clinician, the AM-Series offers full height adjustment and section mobility so the patient can be placed in the proper position for maximum results with minimum effort. For the patient, comfort and easy access getting on and off the table. | hi-lo-treatment-table-with-two-section-top-6eb.jpg
SKU: ARMAMBA-334 | Armedica 3 Section Treatment Table | Heavy duty steel tube Hi Lo control allows adjustment of the table height while keeping both hands on the patient and both feet on the floor. The control is designed to allow easy access from anywhere around the table without disrupting the treatment. | 3-section-treatment-table-b15.jpg
SKU: ARMAM300 | Armedica Power Adjustable Treatment Table Three Section Top | Heavy duty steel tube Hi Lo control allows adjustment of the table height while keeping both hands on the patient and both feet on the floor. The control is designed to allow easy access from anywhere around the table without disrupting the treatment. | power-adjustable-treatment-table-three-section-top-caf.jpeg
SKU: METLME4100 | Mettler Electronics Complete Neural Flex Decompression System | The Mettler Neural-Flex system is the first Decompression System which adds the capability of advanced treatment of nerve and foraminal encroachment syndromes as well as a new option for patients suffering with spinal stenosis. Only the Mettler Neural-Flex Technology maintains an axial pull vector while allowing the patientâ€™s lower torso to be dropped into deep flexion. The flexion caudal section is fully powered for effortless transition to the pain relieving position. | complete-neural-flex-decompression-system-e60.jpg
SKU: METLME4200 | Mettler Electronics Mettler Traction System | The ME4200, Mettler Traction System, is the equipment used by chiropractors and physical therapists for traction and decompression therapy and help to treat patients suffering with pain and limited function due to lower back and neck conditions.The Mettler Traction System is equipped with the all new â€œcenter arching mechanismâ€ for motorized lumbar elevation. This facilitates any pulling traction force on the lumbar area with a slight upward lifting support (up to 26Â° Rise) especially when the patient is lying in the prone position or facing down.A â€œgas-driven damper strutâ€ is used on the â€œlower body (3rd & 4th) section of table topâ€ of the Mettler Traction System for auto-progressive returning during therapy. This feature helps to smoothly and safely reduce the gap between the stationary and floating sections. This means that the 3rd and 4th sections will always stay afloat and not hitting the end of frame during therapy. At the end of a session, the lower body (3rd & 4th) section will gradually return to its original position as the traction force decreases. | mettler-traction-system-f7f.png
SKU: METLME4400 | Mettler Electronics Three Section Treatment Tables | The Motorized Mettler Electronics Three Section Treatment Tables are high quality tables with one motorized actuator for Hi/Lo adjustment, hand and foot controls, with adjustable head and foot rests (no drop foot) and sides elevating bar. The leg section is supported by a bracket frame for added strength and reliability. Due to the added support for the leg section, it cannot be dropped down. | three-section-treatment-tables-df5.png
SKU: CLI005 | Clinton Industries Special Height 36" (91.44 cm) maximum, 24" (61 cm) minimum | Special height Flat Top Classic Series Straight Line Treatment Table; Models 1010, 1020, 100 & 200 and 1013, 1030, 1300 & 300. | special-height-36-9144-cm-maximum-24-61-cm-minimum-dde.jpg
SKU: OKS78027 | Oakworks PerformaLift Lift Assist Backrest Top | The PerformaLift Lift-Assist Backrest is versatile and the most comfortable spa tableon the market. The Lift-Assist backrest and choice of 4â€ or 6â€ aerocel padding, coupled with the ability to tilt the table to a Zero Gravity Chair position insures the ultimate in comfort. Even when the table is flat, the ability to raise the head end of the table 1-2 inches can make a huge difference in comfort for people who experience sinus pressure when lying flat. It has our largest height range in our premium spa table line, with a full 16 inch height range. The beautiful open wood base is available in a wide range of finishes to match any dÃ©cor. | performalift-lift-assist-backrest-top-482.jpg
SKU: BALY28 | Bailey MATT Portable Sideline Treatment Table | The MATTÂ® was designed to allow athletic training staff and medical professionals to provide a comprehensive exam and quality treatment to athletes in a variety of locations. Extremely durable materials and sturdy construction allow The MATTÂ® to be used indoors or outdoors and hold even the largest athletes. While being tough and durable, The MATTÂ® is lightweight and easily portable to sidelines, courtside, and away games where it can be set up in under 10 seconds. Invented/Trademarked (Patent Pending) by Pete Miller, veteran Athletic Trainer | matt-portable-sideline-treatment-table-aa8.jpg
SKU: CLI020 | Clinton Industries Small Pillow | The small pillow for the Flat Top Classic Series Straight Line Treatment Table is a safe and convenient option that ensures the utmost level of comfort for clients. | small-pillow-6e6.jpg
SKU: CLI060 | Clinton Industries Large Pillow | The large pillow for the Flat Top Classic Series Straight Line Treatment Table is a safe and convenient option that ensures the utmost level of comfort for clients. | large-pillow-df6.jpg
SKU: CLI7020-RR | Clinton Industries Zoo Bus, Pediatric Ready Room | Who doesnâ€™t like friendly animals? And better yet, who doesnâ€™t like the convenience of an entire pediatric exam room designed for you? Get some of the best young patient and parent pleasing Clinton Kidsâ„¢ products all packaged at a price that is ready to go.Save time and save money with this inclusive, exclusive offer from Clinton!7020 Zoo Bus with Jungle Friends Â Clinton original illustrations. All graphics are permanently embedded in the high pressure laminate and will not peel off. Graphics are on two long side and two short ends, manufactured as pictured. Optional locking doors available. All colors are as shown. 3 Storage compartments with one adjustable shelf each. Soft-close, Euro style door hinges. Chip resistant PVC edges. Seamless rounded corner top. Premium stain resistant woven knit back upholstery (black). Adjustable feet. Doors are only on one side. Paper dispenser included. Special order reverse side doors are available (call for more info). 350 lbs. load capacity under normal useÂ 6120-BW Schoolhouse Cabinets School House Base Cabinets 4 doors with adjustable shelves and 3 drawers. Shipped in one unit. School House Wall Cabinet 4 doors with adjustable shelves. Shipped in one unit. Base & wall cabinets are only sold in sets Clinton original illustrations. Pre-assembled units save time. Easy-clean all laminate construction. All graphic are permanently embedded in the high pressure laminate and will not peel off. Tough, chip-resistant PVC edges. Assembled with steel fasteners. 4 adjustable leveling feet on each unit. 3-way adjustable, soft-close 110Â° hinges. Flat panel drawer fronts with metal sides that hold up to 75 lbs. Recessed toe kick. Alternate wall unit graphics available (please specify). Easy hook and rail installation for upper cabinets. Slate Gray edgebanding on all edges. Black chrome door/drawer pulls. Customizable with 4 options. Easily removes for relocation. Drawers can be added to any base unit. Doors and drawer can be moved to accommodate sink location. | -zoo-bus-pediatric-ready-room-669.jpg
SKU: CLI1013-27-RR | Clinton Industries Classic Ready Room | The best and most affordable way to quickly furnish and entire exam all for a single delivered price. What you see is what you get:Â our mostpopular exam table; 48" wall and base cabinets with stainless steel sink andÂ faucet; single, stainless steel glove box holder; 5-leg pneumatic stool;Â stainless steel waste receptacle and coordinating padded side chair.Â Save time and save money with this inclusive, exclusive offer from Clinton!1013 Treatment Table with DrawersÂ The all Fossil Laminate Family Practice Table features a chip-resistant laminate base with an easily accessible overall height of 31 inches. The table includes a pneumatic backrest that adjusts from either side. The compact design offers cleverly integrated storage space such as two Euro-style drawers with steel slides, a pull-out leg rest, and a pull-out two-position stirrups that are built in at the foot of the table. The laminate and plywood paneled table supports up to 400 pounds, and is available in a choice of 5 popular upholstery colors.Â 8348 Fashion Finish 48" Wall Cabinet with 2 DoorsThe Fossil Wall Cabinets include 2 doors and 1 adjustable shelf. The tough, chip resistant edges are pre-assembled to save installation time. The cabinets easily mount with a hook and rail mounting system. These are fully adjustable soft-close cabinets with Euro-style hinges. The cabinets measure 48" Length x 12" Depth. | classic-ready-room-236.jpg
SKU: ARMAMQ400 | Armedica Quantum 400 Intersegmental Traction Table | Features spring-loaded rollers for a more comfortable and even distribution of pressure along the spine. Adjustable massage pressure and reversible rollers can belimited to a small area for sustained treatment. Rollers retract automatically at end of treatment. Comes with knee pillow, Elasto-Gel Neck Roll and protective cover for foot area.The Quantum 400 IST Table has triangle, Three Roller configuration that lifts a separates each vertebrae.The 6 inch rollers are made of a very strong PTF compound that eliminates roller squeak and wear (hence the lifetime warranty on Rollers) The Top more massage area. | quantum-400-intersegmental-traction-table-e59.png
SKU: CLI8870 | Clinton Industries Family Practice Exam Table | For comfort, economy, overall functional and storage, there's nothing better than Clinton's Family Practice Tables. These versatile tables have many convenient features that make them perfect for private practice or clinic. Family Practice Tables are available in your choice of upholstery and laminate colors. | family-practice-exam-table-07d.jpg
SKU: HAU1671 | Hausmann Industries Portable Single Mirror | Hausmann Portable Single Mirror High quality, full view, distortion-free glass mirror with ANSI safety backing. | portable-single-mirror-d80.jpg
SKU: ARMAM-SX1072 | Armedica Hi-Lo Changing Treatment Table | Hi-Lo Changing Table with one section top piece and side rails that pivot down for easy patient transfer and access. Sturdy X-Frame design uses 11 gauge steel tubing. The motorized table effectively lowers to 18" above the floor for easy access, allowing patient transfer with little assistance. This helps eliminate back strain and pain from lifting and transferring patients. Also, with a motorized elevation of 37", the caregiver can tend to the patient in an upright position. The AM-SX Series Changing Tables are ideal for those facilities accommodating children and adults with special needs. | hi-lo-changing-treatment-table-1b1.jpg
SKU: ARMAM-BA500 | Armedica 5 Section Top Hi Low Treatment Table | Heavy duty steel tube Hi Lo control allows adjustment of the table height while keeping both hands on the patient and both feet on the floor. The control is designed to allow easy access from anywhere around the table without disrupting the treatment.Â | 5-section-top-hi-low-treatment-table-f61.jpg
SKU: WIN8550 | Winco Recovery Couch | The 8550 Recovery Couch is engineered to provide years of service in any Healthcare setting and is perfect for geriatric or pediatric use. The comfortable contoured headrest and 2.5" medium density foam provide exceptional comfort. Includes paper holder and cutter. | recovery-couch-45e.jpg
SKU: SAMP920983 | Sammons Preston P.T. Prone Positioning Pillow | Tumble Forms 2Â® molded pillow provides comfortable breathing and support in a prone position during massage, traction or other treatment. | pt-prone-positioning-pillow-2e7.jpg
SKU: ARMAM-SX1060 | Armedica Hi Lo Electric Medical Changing Table | Hi-Lo Changing Table with one section top piece and side rails that pivot down for easy patient transfer and access. Sturdy X-Frame design uses 11 gauge steel tubing.The motorized table effectively lowers to 18" above the floor for easy access, allowing patient transfer with little assistance. This helps eliminate back strain and pain from lifting and transferring patients. Also, with a motorized elevation of 37", the caregiver can tend to the patient in an upright position.The AM-SX Series Electric Changing Tables are ideal for those facilities accommodating children and adults with special needs. | hi-lo-electric-medical-changing-table-900.jpeg
SKU: ARMAM-350 | Armedica 3 Section Hi Lo Treatment Table | Heavy duty steel tube Hi Lo control allows adjustment of the table height while keeping both hands on the patient and both feet on the floor. The control is designed to allow easy access from anywhere around the table without disrupting the treatment. | 3-section-hi-lo-treatment-table-200.jpg
SKU: ARMAM-500 | Armedica 5 Piece Hi-Lo Treatment Table | These treatment tables are what put Armedica on the map... strong, stylish and affordable. For the clinician, the AM-Series offers full height adjustment and section mobility so the patient can be placed in the proper position for maximum results with minimum effort. For the patient, comfort and easy access getting on and off the table. | 5-piece-hi-lo-treatment-table-fc2.jpg
SKU: ARMAM-612 | Armedica Maple Hardwood Treatment Table with Enclosed Cabinet | Armedica wood tables and mat platforms offer elegance in practical designs, and a natural wood finish adds to the attractiveness of these full size treatment tables. Whether your needs are for a plain table or one of the many variations available, you are sure to find the exact model you need. | maple-hardwood-treatment-table-with-enclosed-cabinet-51d.jpg
SKU: HAU6065 | Hausmann Industries Electric Hi Lo Bo Bath Table | Electric hi lo bo bath table Combination treatment table and mat table. | electric-hi-lo-bo-bath-table-3df.jpg
SKU: HAU6040-709 | Hausmann Industries Therapy Electric Tilt Table | Provide superior care for patients in rehab or physical therapy with this tilt table from Hausmann. Built from a sturdy steel frame powder coated in a neutral cream finish, these electrical tilt tables are built to last. This medical tilt table offers a fixed height of 33 inches with a 3.5-inch under frame clearance. The table also features pneumatic hand controls, operable from either side of the table, and can be tilted to 90Â° at a rate of 3Â° per second. A tilt angle indicator guarantees accuracy. A 2-inch urethane foam cover, extra wide safety straps, and removable padded footboard ensure your patient's comfort and safety throughout each session.Â 4MD Medical is here to provide quality medical equipment from brands you trust at a discounted price, giving you more time and money to focus on patient care. We even offer free shipping on all qualifying orders over $250. If you have any questions, feel free to send us a message through our contact form or give us a call at (877) 463-5818. Shop our current inventory and save today! | therapy-electric-tilt-table-3b1.jpg
SKU: HAU6058 | Hausmann Industries Wheelchair Accessible Hi Lo Tilt Table | Unique wheelchair accessible design is ideal for rehabilitation or nursing home use. | wheelchair-accessible-hi-lo-tilt-table-e3c.jpeg
SKU: HAU4756 | Hausmann Industries Powermatic Table with Gas Spring Backrest | Folkstone Gray lift enclosure. Power height adjustment from 19â€ wheelchair height to 31â€ high. | powermatic-table-with-gas-spring-backrest-c21.jpg
SKU: HAU4719 | Hausmann Industries Hi Lo Power Plinth Table with Shelf | Hausmann Bariatric Hi lo power plinth table with shelf is equipped with a shelf for storage. It will adjust from 27 inches to 37 inches in height with the motorized hydraulic system. Each hydraulic cylinder is located in the corner of each telescoping leg and is electrically activated. It uses a "Hands-Free" foot control so that there is no manual labor being put in to adjusting the height of the table. | #NAME?
SKU: HAUA9065 | Hausmann Industries Split Leg Table | Split leg table | split-leg-table-672.jpg
SKU: HAU7604-752 | Hausmann Industries Portable Massage Table | The Hausmann 7604 treatment table is a lightweight, versatile table designed for easy transport and portability. | portable-massage-table-fb9.jpg
SKU: CHATADP400 | DJO Global Traction Table | This four-section traction table features a friction-free gliding lumbar section and a turret-mounted traction pedestal, with head and foot sections that incline up to 90Â°.The head section has a face slot and lowers to 25Â°; the table height adjusts from 21.5â€ to 41.5â€. The split-section design allows the clinician to perform treatment with lower intensities than a continuous slab, as well as more effective intermittent traction. The elevating foot section can be used as a head section when providing cervical traction, positioning the patient in the semi-Fowler's position; this also allows the clinician to change the angle of applied cervical traction. The adjustable head section allows for comfort in both prone and supine traction when delivering lumbar treatments. The table has a lift and can be used as an additional treatment table when not delivering traction; up to 400-pound lifting capacity. A hand control comes standard with the unit, with optional foot control and retractable front caster available. Traction unit sold separately. | traction-table--9d0.jpeg
SKU: OKSPW27-BR | Oakworks PowerLine Treatment & Exam Table | Oakworks has created a whole new standard in exam and treatment tables. The Oakworks Powerline treatment table is built from bamboo, ensuring long-lasting strength and durability and easy setup. The Oakworks treatment table has a load capacity of 500 pounds and offers 2.5 inches of comfort foam. Unlike fiberboard or pressboard, the table's bamboo construction eliminates the chances of swelling or flaking in humid or wet conditions.Â At 4MD Medical, you are treated to a wide variety of medical equipment from brands that you trust. Our goal is to give you great products and peace of mind without breaking the bank, ensuring that you concentrate on your patients and personnel. Receive free shipping on all qualifying orders over $250. If you have questions or need help finding the right product, feel free to give us a call or fill out our contact form. Shop now to save on great medical equipment. | powerline-treatment-exam-table-bac.jpg
SKU: ARMAM-300 | Armedica 3 Section High Low Treatment Table | These treatment tables are what put Armedica on the map... strong, stylish and affordable.Â For the clinician, the AM-Series offers full height adjustment and section mobility so the patient can be placed in the proper position for maximum results with minimum effort.Â For the patient, comfort and easy access getting on and off the table. | 3-section-high-low-treatment-table-d46.jpeg
SKU: WIN8510 | Winco Treatment Table with Face Cutout | The 8510 adds a face cutout to Winco's most versatile and popular table. It includes such standard features as a Dove-Gray Powder Coated Steel Frame, paper holder and cutter, adjustable leveling feet, comfortable 2" medium density foam and heavy gauge expanded vinyl. | treatment-table-with-face-cutout-e84.jpg
SKU: WIN8570 | Winco Adjustable Back Treatment Table | Winco's 8570 table includes standard features such as a Dove-Gray Powder Coated Steel Frame, paper holder, comfortable 2" medium density foam, adjustable leveling feet and heavy gauge expanded vinyl. The back is gas spring operated and uses a 'one touch' adjustment control. | adjustable-back-treatment-table-46e.jpeg
SKU: CHAT3531107US | DJO Global Montane Atlas 3 Section Treatment Table, Graphite Gray | Your table is the core of your practice, and with Montane, you have a trusted partner. Every detail has been designed, engineered and crafted to elegant, exacting standards, delivering a refined experience that maximizes patient comfort while optimizing practitioner access and ease of operation. | montane-atlas-3-section-treatment-table-graphite-gray-bf1.jpg
SKU: CHAT3551102US | DJO Global Montane Alps 5 Section Treatment Table, Blue | Your table is the core of your practice, and with Montane, you have a trusted partner. Every detail has been designed, engineered and crafted to elegant, exacting standards, delivering a refined experience that maximizes patient comfort while optimizing practitioner access and ease of operation. | montane-alps-5-section-treatment-table-blue-41d.jpg
SKU: CHAT3551106US | DJO Global Montane Alps 5 Section Treatment Table Gray | Your table is the core of your practice, and with Montane, you have a trusted partner. Every detail has been designed, engineered and crafted to elegant, exacting standards, delivering a refined experience that maximizes patient comfort while optimizing practitioner access and ease of operation. | montane-alps-5-section-treatment-table-gray-4ba.jpg
SKU: TRITG8350 | Tri W-G 27" x 76" Three Section Motorized Hi-Lo Treatment Table with Fixed Center | Feature Non-skid adjustable glides. Motorized height adjustable. Casters. Three section top. Includes foot control. 1 1/2" firm density foam with radiused seamless corners. 110V, 60Hz, hospital grade plug. Facial slot included. 400 lb. weight capacity. | 27-x-76-three-section-motorized-hi-lo-treatment-table-with-fixed-center-7e1.jpg
SKU: TRITG8300 | Tri W-G Motorized Hi-Lo Treatment Table 3 Section w/Raising Center 27" x 76" | Non-skid adjustable glides, Casters, Motorized height adjustable, Three Section top, Includes foot control. | motorized-hi-lo-treatment-table-3-section-w-raising-center-27-x-76-f2d.jpg
SKU: TRITG83500SX | Tri W-G Three Section Mobile Motorized Hi Lo Treatment Table with Fixed Center | Non-skid adjustable glides. | three-section-mobile-motorized-hi-lo-treatment-table-with-fixed-center-65a.jpg
SKU: CLI81013-27 | Clinton Industries Eco Friendly Wood Treatment Table With Drawers 27" Width | Eco-Friendly Wood Treatment Table with Drawers. | eco-friendly-wood-treatment-table-with-drawers-27-width-73f.jpg
SKU: CLI81360 | Clinton Industries Shrouded Power Table with Stirrups, Adjustable Backrest & Drop Section | Features an adjustable, pneumatic backrest and friction lock drop section which are accessible from either side, Retractable, 2-position, length adjustable stirrups, | shrouded-power-table-with-stirrups-adjustable-backrest-drop-section-33c.jpg
SKU: CLI80330 | Clinton Industries Power Table with Adjustable Backrest and Drop Section | Power able with adjustable backrest & drop section Pneumatic backrest, adjustable from either side and raises up to 80Â° from flat position | power-table-with-adjustable-backrest-and-drop-section-f34.jpg
SKU: ARMAM-SX3500 | Armedica 3 Piece Hi-Lo Treatment Table | The AM-SX Series Treatment Tables offer a unique design which will work well for smaller areas in the clinic. This design has exceptional stability, full height adjustment and section mobility. The flexibility of these tables allows the patient to be placed in the proper position to achieve maximum results with minimum effort. | 3-piece-hi-lo-treatment-table-e10.jpg
SKU: ARMAM-SX 5000 | Armedica 5 Piece Hi-Lo Treatment Table | Arm rests have a 6" vertical adjustment while remaining on a plane with the center section. | 5-piece-hi-lo-treatment-table-54c.jpg
SKU: ARMAM-SX3500 | Armedica 3 Piece Hi-Lo Treatment Table | The AM-SX Series Treatment Tables offer a unique design which will work well for smaller areas in the clinic. This design has exceptional stability, full height adjustment and section mobility. The flexibility of these tables allows the patient to be placed in the proper position to achieve maximum results with minimum effort. | 3-piece-hi-lo-treatment-table-e10.jpg
SKU: ARMAM-SP500 | Armedica 5 Piece Hi Lo Treatment Table | The unique design of the AM-SP Series brings the future to you today! Based on a single pedestal approach, the AM-SP Series offers solid stability and loads of leg room and maneuverability for the clinician along with luxurious comfort for the patient. | 5-piece-hi-lo-treatment-table-513.jpg
SKU: ARMAM-SP575 | Armedica Hi Low Treatment Table Mobilization Table | Armedica AM-SP 575 mobilization table comes with a six piece top section (77â€ X 25â€) which allows side bending (15Âº) and rotation (15Âº) of foot section (41â€ X 25â€) that raises 20Âº & lowers 20Âº. AM-SP 575 table has head section (17â€ X 13â€) that raises 25Âº & lowers 20Âº, arm rests (15â€ X 5â€) that lowers 10Âº and center section (17Â½â€ X 25â€). Armedica single pedestal table comes with four heavy duty 3Â½" total lock ball bearing casters and 1Â¾" firm density foam top. | hi-low-treatment-table-mobilization-table--400.jpg
SKU: ARMAM-1227 | Armedica Hi Low Two Section Top Treatment Table | These treatment tables are what put Armedica on the map... strong, stylish and affordable.Â For the clinician, the AM-Series offers full height adjustment and section mobility so the patient can be placed in the proper position for maximum results with minimum effort.Â For the patient, comfort and easy access getting on and off the table. | hi-low-two-section-top-treatment-table-491.jpg
SKU: ARMAM-334 | Armedica Hi Low Treatment Table Bariatric | These treatment tables are what put Armedica on the map... strong, stylish and affordable. For the clinician, the AM-Series offers full height adjustment and section mobility so the patient can be placed in the proper position for maximum results with minimum effort. For the patient, comfort and easy access getting on and off the table. | hi-low-treatment-table-bariatric-98f.jpg
SKU: ARMAM-604 | Armedica Maple Hardwood Treatment Table with Plain Shelf | Feature AM Series Maple Hardwood Treatment Table. Full 3" Maple hardwood legs for stability and strength. 34 oz. Heavy-duty vinyl with Permablok3(R) bacterial protection. 2" firm density foam tops. Radiused, seamless corners on upholstered components. 350 lb. Weight capacity (unless noted otherwise). Other sizes available upon request. Assembly Required. | maple-hardwood-treatment-table-with-plain-shelf-14d.jpg
SKU: ARMAM-608 | Armedica Maple Hardwood Treatment Table with Drawer & Adjustable Shelf | Armedica wood tables and mat platforms offer elegance in practical designs, and a natural wood finish adds to the attractiveness of these full size treatment tables. Whether your needs are for a plain table or one of the many variations available, you are sure to find the exact model you need. | maple-hardwood-treatment-table-with-drawer-adjustable-shelf-517.jpg
SKU: HAU7011 | Hausmann Industries Econo Line Recovery Couch | Econo line recovery couch, Wood has no added urea-formaldehyde for safer indoor air quality. Green-Line PVC-free Urethane is Eco-friendly and CAL 01350 compliant. This stylish and funcyional couch is ideal for any school or health facility. | econo-line-recovery-couch-f1a.jpg
SKU: HAU7031 | Hausmann Industries Econo-Line Recovery Storage Couch | Econo line recovery storage couch wood has no added urea-formaldehyde for safer indoor air quality. | econo-line-recovery-storage-couch-d62.jpg
SKU: CLI9074-24 | Clinton Industries Cabinet Style Laminate Treatment Table- 24" Width | 4 door table 24" wide | cabinet-style-laminate-treatment-table-24-width-e7c.jpg
SKU: CLI9133-27 | Clinton Industries Laminate Treatment Table with Stool 27" Witdth | 3 drawer table w/ stool 27" | laminate-treatment-table-with-stool-27-witdth-181.jpg
SKU: CLI7121 | Clinton Industries Combo Mirror/Cuff, Band & Dumbbell Rac | Combo mirror/band/cuff/dumbbell | combo-mirror-cuff-band-dumbbell-rac-e09.jpg
SKU: TRITWG9272.BM | Tri W-G Bariatric Motorized Hi-lo Mat Table, 2-section, 1000 Lb. Capacity | Bariatric Motorized Hi-lo Mat Table, 2-section, 1000 Lb. Capacity | bariatric-motorized-hi-lo-mat-table-2-section-1000-lb-capacity-a2c.jpg
SKU: HAU6185 | Hausmann Industries Bariatric Electric Stand In Table | Bariatric 500 lb electric stand in table Unit can Power Lift 500 Lb. patient from sitting to standing position. | bariatric-electric-stand-in-table-912.jpg
SKU: HAU6053 | Hausmann Industries 3 Section Hi Lo Multi Position Treatment Table | This multi-position hi-lo treatment table from Hausmann Industries can be used in a wide variety of treatment positions including lateral flexion and postural drainage positions.The vinyl cushioned top features nose cutouts in both head and leg/backrest sections. The motorized height adjustment ranges from 19" to 37" high and is controlled by a hands free pedal. | 3-section-hi-lo-multi-position-treatment-table-e36.jpg
SKU: HAU6674 | Hausmann Industries Horseshoe Therapy Table | Horseshoe therapy table | horseshoe-therapy-table-f84.jpg
SKU: HAU4710 | Hausmann Industries All Purpose Hi Lo Treatment Table | Electric motorized height adjustment from 18 Â½" (wheelchair height) to 35" hig | all-purpose-hi-lo-treatment-table--881.jpg
SKU: HAU6611 | Hausmann Industries Powder Board Table | Smooth, scratch resistant, oak laminate top with durable 3mm edging. | powder-board-table-b52.jpg
SKU: CHAT60000 | DJO Global 20" Table Paper Holder for Adapta Treatment Tables | Feature For use with Adapta treatment tables. | 20-table-paper-holder-for-adapta-treatment-tables-1b2.jpg
SKU: HAU4102 | Hausmann Industries Space Saver Treatment Table | Hausmann Space-Saver Tables meet your needs for a full size table in a compact space. When closed, tables are only 52â€ long. When open, they extend to a conventional 72â€. | space-saver-treatment-table-1e6.jpg
SKU: HAU4717 | Hausmann Industries Hi Lo Power Cabinet Treatment Table | Hi lo power cabinet treatment table Electrically activated hydraulic cylinders are built into (4) corner telescoping legs. Fully enclosed oak laminate cabinet, finished inside and out, with sliding oak laminate doors. | hi-lo-power-cabinet-treatment-table-09b.jpg
SKU: HAUA9541 | Hausmann Industries 4 Seat Modular Taping Station 14 Ft. Long | 4 Seat modular taping station 14 ft. long | 4-seat-modular-taping-station-14-ft-long-3d7.jpg
SKU: HAUA9068 | Hausmann Industries Split Leg Table | Split leg table | split-leg-table-a55.jpg
SKU: HAUA9024 | Hausmann Industries Treatment Table 78" x 30" x 31" | A9002 has full width laminate shelf. 30â€ x 78â€ upholstered top with 2â€ High-Density foam. | treatment-table-78-x-30-x-31-957.jpg
SKU: HAU4795 | Hausmann Industries Bariatric Hi Lo Treatment Table with Power Backrest | Bariatric Hi-Lo Treatment Table with Power Backrest. Two direct-drive synchronized lift actuators provide unsurpassed power. Black laminate frame and base plate, with aluminum trim and levelers. 2â€ High-Density urethane foam top for patient comfort. Power height motorized elevation from 20â€ wheelchair height to 29â€ high. | bariatric-hi-lo-treatment-table-with-power-backrest-35e.jpg
SKU: CHAT3321101 | DJO Global Adapta Summit - 7 Section - Adapta I-Skin Pac Blue | We took our decades of experience and valuable therapist input to create the platform you've always wanted. Find out which platform is right for you... | adapta-summit-7-section-adapta-i-skin-pac-blue-f2f.jpg
SKU: HAUA918 | Hausmann Industries Modular Taping Station Full Extension Pull Out | Modular taping station full extension pull out | modular-taping-station-full-extension-pull-out-db6.jpg
SKU: HAUA923 | Hausmann Industries Modular Taping Station 3 Drawers In Lieu Of Doors | Modular taping station 3 drawers in lieu of doors | modular-taping-station-3-drawers-in-lieu-of-doors-148.jpg
SKU: HAUA924 | Hausmann Industries Modular Taping Station Waste Hamper And Cutout | Modular taping station waste hamper and cutout | modular-taping-station-waste-hamper-and-cutout-f54.jpg
SKU: HAUA926 | Hausmann Industries Fixed 75Â° Upholstered Back | Fixed 75Â° Upholstered Back for Single Seat Taping Station. | fixed-75-upholstered-back-e8f.jpg
SKU: CHAT3323101 | DJO Global Adapta Summit - 3 Section - PosturFlex Pac Blue | We took our decades of experience and valuable therapist input to create the platform you've always wanted. Find out which platform is right for you... | adapta-summit-3-section-posturflex-pac-blue-dab.jpg
SKU: CHAT3323102 | DJO Global Adapta Summit - 3 Section - PosturFlex Midnight | We took our decades of experience and valuable therapist input to create the platform you've always wanted. Find out which platform is right for you... | adapta-summit-3-section-posturflex-midnight-dab.jpg
SKU: CHATADP30003312F | DJO Global Treatment Table With Footswitch - midnight | This undercarriage access allows for sitting or standing upright during treatment without compromising your posturing or positioning. Never compromise your back, or your patient's comfort again, with the easy height adjustment. The Adapta adjusts from 18" to 38" (46 cm to 97 cm), lowering for easy wheelchair access or raising to 38" (97 cm) for accommodating gurneys. | treatment-table-with-footswitch-midnight-ed6.jpg
SKU: CHATADP30006112F | DJO Global Treatment Table With Footswitch - Stone Blue | This undercarriage access allows for sitting or standing upright during treatment without compromising your posturing or positioning. Never compromise your back, or your patient's comfort again, with the easy height adjustment. The Adapta adjusts from 18" to 38" (46 cm to 97 cm), lowering for easy wheelchair access or raising to 38" (97 cm) for accommodating gurneys. | treatment-table-with-footswitch-stone-blue-8b1.jpg
SKU: HAU6020-709 | Hausmann Industries Manual Crank Tilt Table | Manual crank tilt mechanism locks in at any angle. Crank handle is removable. | manual-crank-tilt-table-746.jpg
SKU: HAU6045-709 | Hausmann Industries Bariatric Electric Tilt Table | Electric Tilt Mechanism with heavy-duty motor for up to 500 lb. patients. | bariatric-electric-tilt-table-8ce.jpg
SKU: TRITG0750 | Tri W-G Siderails for Treatment Tables | Feature Option for tables TG2002,TG2006,TG2010. Stainless steel finish. | siderails-for-treatment-tables-f13.jpg
SKU: CHATADP300 | DJO Global Adapta 300 Treatment Table | 28" x 75" Adapta Treatment Tablesâ€™ practical design lets practitioners do their best work without compromising patient comfort. | adapta-300-treatment-table-6b0.jpg
SKU: CHAT66898 | DJO Global Adapta 100 and 300 Accessories Foot Switch | If purchased separatel -For use with Adapta treatment tables. | adapta-100-and-300-accessories-foot-switch-5e4.jpg
SKU: CHAT526000004 | DJO Global Deluxe Oak Mat Table Burgundy 4' X 7' | Durable MagnaMax lacquer provides a beautiful scratch-resistant finish. | deluxe-oak-mat-table-burgundy-4-x-7-969.jpg
SKU: OKSADC | Oakworks Advanta Massage Table | The name says it all. With this portable massage table you have every advantage - exceptional body mechanics, light weight, portability, incomparable client access, thanks in no small part to our patented Complementary Suspension System. This system is engineered to assure ultimate strength and stability while simultaneously reducing weight. | advanta-massage-table-02b.png
SKU: LKS8386 | Lakeside H-Brace Instrument Table, Ship Weight: 45 lbs | Tables are all-welded stainless steel construction, with 18 gauge shelves. Legs and frame are rugged 19 gauge square tubing. Shelves are turned down 1" and hemmed back 3/4" for extra strength. | h-brace-instrument-table-ship-weight-45-lbs-33e.jpg
SKU: LKS8387 | Lakeside H-Brace Instrument Table, Ship Weight: 35 lbs | Tables are all-welded stainless steel construction, with 18 gauge shelves. Legs and frame are rugged 19 gauge square tubing. Shelves are turned down 1" and hemmed back 3/4" for extra strength. | h-brace-instrument-table-ship-weight-35-lbs-340.jpg
SKU: ARMAM-368 | Armedica High Low Bariatric Treatment Table | Armedica AM-368 treatment table comes with four total lock swivel casters and 34 oz. heavy-duty vinyl with Permablok 3(R) bacterial protection for added comfort and safety. AM-368 treatment table is strong, stylish and affordable offering full height adjustment and section mobility for the patients so that they can be placed in the proper position for maximum results with minimum effort. Armedica AM-368 positioning table is helpful for the patient as it gives comfort and easy access getting on and off the table. AM-368 special therapy table offers pivoting joints house hardened steel shoulder bolts with locking nuts to ensure years of trouble-free operation. AM-368 treatment table's head section (15" x 36") with contoured face/nose opening raises the section to 45Â° and lowers to 90Â°. | high-low-bariatric-treatment-table-910.jpeg
SKU: ARMAM-BA350 | Armedica Power Adjustable Treatment Table | Heavy duty steel tube Hi Lo control allows adjustment of the table height while keeping both hands on the patient and both feet on the floor. The control is designed to allow easy access from anywhere around the table without disrupting the treatment. | power-adjustable-treatment-table-4da.jpeg
SKU: CHAT3521102US | DJO Global Montane Tatras 2 Section Treatment Table Blue | Your table is the core of your practice, and with Montane, you have a trusted partner. Every detail has been designed, engineered and crafted to elegant, exacting standards, delivering a refined experience that maximizes patient comfort while optimizing practitioner access and ease of operation. | montane-tatras-2-section-treatment-table-blue-5d1.jpg
SKU: CHAT3521106US | DJO Global Montane Tatras 2 Section Treatment Table, Gray | Your table is the core of your practice, and with Montane, you have a trusted partner. Every detail has been designed, engineered and crafted to elegant, exacting standards, delivering a refined experience that maximizes patient comfort while optimizing practitioner access and ease of operation. | montane-tatras-2-section-treatment-table-gray-bb0.jpg
SKU: CHAT3521107US | DJO Global Montane Tatras 2 Section Treatment Table, Gray Graphite | Your table is the core of your practice, and with Montane, you have a trusted partner. Every detail has been designed, engineered and crafted to elegant, exacting standards, delivering a refined experience that maximizes patient comfort while optimizing practitioner access and ease of operation. | montane-tatras-2-section-treatment-table-gray-graphite-044.jpg
SKU: CHAT3531102US | DJO Global Montane Atlas 3 Section Treatment Table Blue | Your table is the core of your practice, and with Montane, you have a trusted partner. Every detail has been designed, engineered and crafted to elegant, exacting standards, delivering a refined experience that maximizes patient comfort while optimizing practitioner access and ease of operation. | montane-atlas-3-section-treatment-table-blue-c38.jpg
SKU: CHAT3531106US | DJO Global Montane Atlas 3 Section Treatment Table, Gray | Your table is the core of your practice, and with Montane, you have a trusted partner. Every detail has been designed, engineered and crafted to elegant, exacting standards, delivering a refined experience that maximizes patient comfort while optimizing practitioner access and ease of operation. | montane-atlas-3-section-treatment-table-gray-21c.jpg
SKU: CHAT3551107US | DJO Global Montane Alps 5 Section Treatment Table, Graphite Gray | Your table is the core of your practice, and with Montane, you have a trusted partner. Every detail has been designed, engineered and crafted to elegant, exacting standards, delivering a refined experience that maximizes patient comfort while optimizing practitioner access and ease of operation. | montane-alps-5-section-treatment-table-graphite-gray-b8f.jpg
SKU: CHAT3581102US | DJO Global Montane Taurus Bobath Treatment Table, Blue | Your table is the core of your practice, and with Montane, you have a trusted partner. Every detail has been designed, engineered and crafted to elegant, exacting standards, delivering a refined experience that maximizes patient comfort while optimizing practitioner access and ease of operation. | montane-taurus-bobath-treatment-table-blue-4f3.jpg
SKU: CHAT3581106US | DJO Global Montane Taurus Bobath Treatment Table, Gray | Your table is the core of your practice, and with Montane, you have a trusted partner. Every detail has been designed, engineered and crafted to elegant, exacting standards, delivering a refined experience that maximizes patient comfort while optimizing practitioner access and ease of operation. | montane-taurus-bobath-treatment-table-gray-a41.jpg
SKU: CHAT3581107US | DJO Global Montane Taurus Bobath Treatment Table, Graphite Gray | Your table is the core of your practice, and with Montane, you have a trusted partner. Every detail has been designed, engineered and crafted to elegant, exacting standards, delivering a refined experience that maximizes patient comfort while optimizing practitioner access and ease of operation. | montane-taurus-bobath-treatment-table-graphite-gray-eb0.jpg
SKU: CHAT3595100 | DJO Global Montane Columbia Fixed Height Treatment Table, Cream | Your table is the core of your practice, and with Montane, you have a trusted partner. Every detail has been designed, engineered and crafted to elegant, exacting standards, delivering a refined experience that maximizes patient comfort while optimizing practitioner access and ease of operation. | montane-columbia-fixed-height-treatment-table-cream-1d5.jpg
SKU: CHAT3595101 | DJO Global Montane Columbia Fixed Height Treatment Table, Beige | Your table is the core of your practice, and with Montane, you have a trusted partner. Every detail has been designed, engineered and crafted to elegant, exacting standards, delivering a refined experience that maximizes patient comfort while optimizing practitioner access and ease of operation. | montane-columbia-fixed-height-treatment-table-beige-ebf.jpg
SKU: CHAT3595108 | DJO Global Montane Columbia Fixed Height Treatment Table, Black | Your table is the core of your practice, and with Montane, you have a trusted partner. Every detail has been designed, engineered and crafted to elegant, exacting standards, delivering a refined experience that maximizes patient comfort while optimizing practitioner access and ease of operation. | montane-columbia-fixed-height-treatment-table-black-a81.jpg
SKU: HAU4704 | Hausmann Industries Electric Hi-Lo Changing Treatment Table with Drawers | Space-saving size. Only 52"L x 30"W with leg rest folded 90Â°. 16"L legrest extends overall top length to 68". (2) Natural Oak laminate drawers on nylon rollers. Black powder coated steel frame with laminate shelf. Legs have Levelers for uneven floors. Includes Paper Cutter and Dispenser. Vinyl upholstered top with 2â€ High-Density urethane foam. | electric-hi-lo-changing-treatment-table-with-drawers-ad3.jpg
SKU: HAU4703 | Hausmann Industries Crank Hydraulic Changing Treatment Table | Space-saving size. Only 52"L x 30"W with leg rest folded 90Â°. 16"L legrest extends overall top length to 68". Black powder coated steel frame with laminate shelf. Legs haveLevelers for uneven floors.Includes Paper Cutter and Dispenser. Vinyl upholstered top with 2â€ High-Density urethane foam. | crank-hydraulic-changing-treatment-table-d73.jpg
SKU: CHATADP300XXXXF | DJO Global Treatment Table with Footswitch | Adapta Treatment Tablesâ€™ practical design lets practitioners do their best work without compromising patient comfort. | treatment-table-with-footswitch-b14.png
SKU: CHATADP300XXXXFC | DJO Global Treatment Table with Footswitch and Castors | Adapta Treatment Tablesâ€™ practical design lets practitioners do their best work without compromising patient comfort. | treatment-table-with-footswitch-and-castors-fed.png
SKU: CHATADP300XXXXH | DJO Global Treatment Table with Handswitch | Adapta Treatment Tablesâ€™ practical design lets practitioners do their best work without compromising patient comfort. | treatment-table-with-handswitch-ade.png
SKU: SAMP2075 | Sammons Preston Long-Handle Toenail Clippers | 18" long toenail clipper. Effective device for people with limited movement. Trigger action gives increased leverage for cutting clips thick toenails with ease. Use with right or left hand. Latex free. | long-handle-toenail-clippers-59f.jpg
SKU: ARMAM-150 | Armedica One-Section Treatment Table | The AM series treatment tables are what put Armedica on the map... strong, stylish and affordable. For the clinician, the AM-Series offers full height adjustment and section mobility so the patient can be placed in the proper position for maximum results with minimum effort. For the patient, comfort and easy access getting on and off the table. | one-section-treatment-table-0ef.jpg
SKU: CLI9074-27 | Clinton Industries Cabinet Style Laminate Treatment Table 27" Width | Cabinet Style Laminate Treatment Table features 4 doors, adjustable backrest and 2 storage compartments each with an adjustable shelf | cabinet-style-laminate-treatment-table-27-width-f79.jpg
SKU: HAU4839 | Hausmann Industries Orthopedic Hand Surgery Table | Orthopedic hand surgery table | orthopedic-hand-surgery-table-1de.jpg
SKU: ARMAM-BA340 | Armedica Three Section Hi-Lo Power Bariatric Table | Heavy duty steel tube Hi Lo control allows adjustment of the table height while keeping both hands on the patient and both feet on the floor. The control is designed to allow easy access from anywhere around the table without disrupting the treatment. | three-section-hi-lo-power-bariatric-table-fdf.jpg
SKU: ARMAM-353 | Armedica Treatment Table | Armedica AM-353 treatment table is strong, stylish and affordable offering full height adjustment and section mobility for the patients so that they be placed in the proper position for maximum results with minimum effort. AM-353 treatment table comes with non-skid adjustable glides. AM-353 hi-lo treatment table offers pivoting joints house hardened steel shoulder bolts with locking nuts to ensure years of trouble-free operation. AM-353 treatment table has one head section (15" x 27") with contoured face/nose opening that raises the section to 45Â° and lowers to 90Â°. Armedica AM-353 positioning table is helpful for the patient as it gives comfort and easy access getting on and off the table. | treatment-table-04a.jpg
SKU: BALY9500 | Bailey Manual Professional Tilt Tables | This table requires 15 percent fewer turns than previous units. Heavy duty gears and bearings will give years of trouble-free service. | manual-professional-tilt-tables-5c5.jpg
SKU: BALY9505 | Bailey Electric Professional Tilt Tables | Powered by a quiet, heavy duty electric motor that assures smooth, vibration-free adjustment. The pneumatic hand held control pendant provides safety and control on either side of the table and comes with an 84 inch cord. | electric-professional-tilt-tables-219.jpg
SKU: BALY9520 | Bailey Economy Manual Tilt Table | The Bailey tilt table is ideal for hospital, Rehabs, and diagnostic facilities. An affordable manual Tilt table designed for home use. At 32" high, it adjusts from horizontal to vertical. Black metal frame. Space Blue vinyl is standard. Other decorator colors are available. | economy-manual-tilt-table-085.jpg
SKU: ARMAM-BA240 | Armedica Two Section Hi-Lo Treatment Table | Heavy duty steel tube Hi Lo control allows adjustment of the table height while keeping both hands on the patient and both feet on the floor. The control is designed to allow easy access from anywhere around the table without disrupting the treatment. | two-section-hi-lo-treatment-table-978.jpg
SKU: EGN165-8565 | Elgin Bo-Bath Electric Hi-Lo Tables, 40"W | The Elgin Bo-Bath Tables have been especially designed for the treatment of patients suffering from neurological conditions. Available in 40" and 48" widths, they feature large upholstered tops which allow exercise movements to be performed with room both for the patient and the therapist. This table also offers an exceptionally low operating height of only 20"H. Excellent for patient transferring and standing exercises. The unique lifting mechanism allows a maximum height of 40" and a smooth lifting action is achieved by the electric actuator which is controlled via a foot switch. The back section can be adjusted safely and effortlessly using high quality gas struts. Breath hole + face plug are supplied standard with this table. Note, the cushion is 2" thick, a 1/2 inch thicker than most bo-bath tables and the firmness can be described as a medium to medium firm, but not rock-hard and certainly not soft, like a massage table. A foot switch comes standard on one side of the table, but an additional foot switch option is available for an additional $60.00 (see option in pricing below). | bo-bath-electric-hi-lo-tables-40w-e65.jpg
SKU: EGN165-8716 | Elgin 2-Section Electric Hi-Lo Table, 76"L x 28"W | The Elgin 2-Section Electric Hi-Lo Treatment Table features a gas strut configuration, "twin-lift" stability and open base design, the Elgin 2-Section offers great rigidity and functionality. Delron bearings allow for quiet, maintenance -free operation ensuring long-lasting durability for the table. Quality actuators and gas struts make adjusting the position of the table easy and accurate and the construction allows for a wide range of operating heights. Retractable casters allow for easy movement of the table within the clinic. The table also features the Surround Elevating Bar. This wrap-around bar allows the practitioner to activate the height adjustment of the table from any position around the table. The elongated breath hole, complete with face plug is a standard feature on all Elgin tables. | 2-section-electric-hi-lo-table-76l-x-28w-859.jpg
SKU: EGN165-8718 | Elgin 3-Section Electric Hi-Lo Treatment Table, Blue/Black, 77"L x 28"W | The Elgin 3-Section Table has been designed to offer greater rigidity than the existing standard range of treatment tables. Even at its maximum height the table offers a rigid platform for both the client and therapist. Delron bearings allow for quiet, maintenancefree operation ensuring long-lasting durability for the table. Quality actuators and gas struts make adjusting the position of the moveable part of the table easy and accurate and the construction allows for a wide range of operating heights. The table also features the surround elevating bar. This wrap-around bar allows the practitioner to activate the height adjustment of the table from any position around the table. Retractable casters allow for easy movement of the table within the clinic. The Elgin 3-Section is suited for heavy manipulation with the top section completely supported by a steel frame. The elongated breath hole (complete with face plug) gives complete freedom for patient positioning including pediatrics. | 3-section-electric-hi-lo-treatment-table-blue-black-77l-x-28w-b5d.jpg
SKU: EGN165-8720 | Elgin 7-Section Electric Hi-Lo Table with Drop, 500 lbs | The Elgin 7-Section Table w/ Drop is one of the most complete treatment tables in the industry. It offers all of the features that a therapist would want in modern table design. As well as all of the features of the Elite range of tables by Elgin, the flexible 7-Section top frame offers the therapist: Lift up and tilt down head section, Lift up backrest, Lift up center section (postural drainage), Unique massage chair head rest design, Movable armrests and Dropdown shoulders. Head Section pivots in two locations up and down for use for patient/client seated in a chair in front of the table. The Drop-down shoulders allow the therapist to position themselves closer to their client and conduct their treatment without excessive leaning and straining of their own back etc. All lift up sections are controlled by quality gas struts allowing for easy and accurate movement through the full range. The elongated breath hole, complete with face plug is a standard feature. The table also features the surround elevating bar. This wrap-around bar allows the practitioner to activate the height adjustment of the table from any position around the table. | 7-section-electric-hi-lo-table-with-drop-500-lbs-802.jpg
SKU: SAMP560385 | Sammons Preston Economy Square Stool | The tubular steel frame is powder-coated to resist chipping. | economy-square-stool-067.jpg
SKU: CHAT2780ASY | DJO Global Intelect Legend XT Therapy System Cart | Chattanooga's Therapy Cart ships fully assembled and integrates seamlessly with both the Intelect TransportÂ® as well as the Intelect LegendÂ®. The cart's six concealed storage bins conveniently house any/all clinical tools and supplies and are designed to minimize cord and cable hassles. | intelect-legend-xt-therapy-system-cart-a16.jpg
SKU: DRV13032-2 | Drive Medical Physical Therapist Stool With Square Padded Seat | Physical Therapist Stool with Square Padded Seat, Grey/Chrome | physical-therapist-stool-with-square-padded-seat-bfd.jpg
SKU: BRW22500BV | Brewer Value Plus Series Stool Backrest and Seamless Upholstery | Affordable without compromising style and reliability. | value-plus-series-stool-backrest-and-seamless-upholstery-6b9.jpg
SKU: HAU2010 | Hausmann Industries Bariatric Footstool | Bariatric footstool Durable 1" bent steel tubing in maintenance-free Silver Vein finish with safety tips. | bariatric-footstool-2dc.jpg
SKU: CLISS-2169 | Clinton Industries Stainless Steel Stool With Rubber Feet | Clinton stainless steel products are not MRI compatible | stainless-steel-stool-with-rubber-feet-137.jpg
SKU: CLI2145 | Clinton Industries Hands-Free Stool | Foot activated pneumatric stool | hands-free-stool-2c9.jpg
SKU: HAU2038 | Hausmann Industries Bariatric XL SAFE STEP with Handrail | Bariatric XL safe step with handrail2038 | bariatric-xl-safe-step-with-handrail-dca.jpg
SKU: HAU2216-346 | Hausmann Industries Laminate Foot Stools | Laminate foot stools Heavy duty, laminate wood construction in 346 Oak | laminate-foot-stools-e25.jpg
SKU: GFGF1841-2 | Graham Field Heavy-Duty Foot Stool | Heavy-Duty Foot Stool | heavy-duty-foot-stool-fa3.jpg
SKU: GFGF1840C-2 | Graham Field Safety Step-Up Stool | Safety Step-Up Stool | safety-step-up-stool-a2e.jpg
SKU: IDPKC2036 | Ideal Products Specialty Cabinet Cart, 36" W x 22" D x 30" H | Stainless steel construction, Brushed polish finish, 3" swivel casters, 300 lb. capacity, Vertical doors with thumb locks, Fully assembled. Thread in casters, Includes middle shelf, 36" W x 22" D x 30" H, 53 pounds. Motor freight shippimg. | specialty-cabinet-cart-36-w-x-22-d-x-30-h-de5.jpg
SKU: CLIT-6850 | Clinton Industries Two Step Step Stool With Handrail | Chrome Two-Step Step Stool with Handrail. Handrail can be attached to either side of the stool for left hand or right hand use | two-step-step-stool-with-handrail-ab4.jpg
SKU: CLIT-50 | Clinton Industries Step Stool with Hand Rail | All welded steel base and top (no screws or rivets) | step-stool-with-hand-rail-83b.jpg
SKU: CLI2102 | Clinton Industries Chrome Base Stool | Chrome Base Stool. | chrome-base-stool-02e.jpg
SKU: DRV12455 | Drive Medical All Purpose Stool with Adjustable Arms | This all-purpose, Kitchen Stool, by Drive Medical is convenient and comfortable for everyday use. The stool features a padded seat and back for added comfort and an angled seat that makes sitting down and getting up easy. This stool also comes standard with removable arm supports with adjustable width to accommodate users size. | all-purpose-stool-with-adjustable-arms-621.jpg
SKU: DRV13034 | Drive Medical Wheeled Round Stool | With a revolving 14" seat that features 4" of padding, this deluxe wheeled round stool is comfortable and practical. Smooth screw height adjustment includes a solid steel screw shaft; they make raising and lower the seat a cinch. That functionality is supported by the strength of 1" chrome-plated steel tubular construction that can withstand a weight capacity of 250 pounds. Four hooded casters allow for easy transports on the stool, which is protected by a limited lifetime warranty. | wheeled-round-stool-860.jpg
SKU: CLIT-40 | Clinton Industries Standard Chrome Step Stool | All welded steel base and top (no screws or rivets). | standard-chrome-step-stool-43c.jpg
SKU: CLI7320 | Clinton Industries Nesting Stools | Nesting stools | nesting-stools-9ff.jpg
SKU: CLIT-6142 | Clinton Industries Bariatrics Step Stool | Bariatric chrome step stool | bariatrics-step-stool-b78.jpg
SKU: CLIT-6150 | Clinton Industries Chrome Bariatric Step Stool with Handrail | Chrome Bariatric Step Stool with Handrail. | chrome-bariatric-step-stool-with-handrail-bba.jpg
SKU: CLIT-6242 | Clinton Industries Extra Wide Bariatrics Step Stool | Extra-Wide Bariatrics Step Stool. | extra-wide-bariatrics-step-stool-b49.jpg
SKU: CLIT-6250 | Clinton Industries Large Top Bariatric Step Stool with Handrail | Large top bariatric stool with handrail. | large-top-bariatric-step-stool-with-handrail-5c8.jpg
SKU: CLIT-6842 | Clinton Industries Two-Step Step Stool | 2 step, step stool | two-step-step-stool-7f2.jpg
SKU: CLI2100 | Clinton Industries Chrome Base Stool Square Foot Ring | Chrome Base Stool Firm polyfoam padding. solid steel machine screw adjustment. Premiun, stain resistant, woven, knit-backed vinyl upholstery. | chrome-base-stool-square-foot-ring-e3f.jpg
SKU: CLI2102-M | Clinton Industries Chrome Base Stool with Multi-Color Top | Same as 2102 w/ multi color top | chrome-base-stool-with-multi-color-top-f23.jpg
SKU: CLI2135-M | Clinton Industries 5 Leg Pneumatic Stool with Multi Color Top | Same as 2135 w/ multi color top | 5-leg-pneumatic-stool-with-multi-color-top-1fe.jpg
SKU: CLISS-140 | Clinton Industries Stainless Steel Step Stool | Step stool | stainless-steel-step-stool-1e5.jpg
SKU: IDPMC321 | Ideal Products Three Shelf Mobile Stainless Steel Utility Cart 300 lb | Basic utility cart with 3 shelves. | three-shelf-mobile-stainless-steel-utility-cart-300-lb-334.jpg
SKU: WXY22103 | Wolf X-Ray Foot Stool with Handle | Wolf's Foot Stool with Handle is manufactured with a heavy steel tubular frame, braced for added strength and a non-skid rubber tread top to prevent slipping and finished with a white polyester powder coating. In addition, this unit features a high handle for added patient convenience that can be placed left or right. | foot-stool-with-handle-a7d.jpg
SKU: CLI2155 | Clinton Industries 5-Leg Pneumatic Stool | Stool features dual wheel casters and a 24" cast aluminum base. Premium, die cast, aluminum base with satin finish top. | 5-leg-pneumatic-stool-99c.jpg
SKU: MAB539-1901-0000 | Briggs Healthcare DMI Heavy Duty Foot Stool without Handle | The DMI sturdy foot stool provides a safe way for your customers to get to all those hard-to-reach places. | dmi-heavy-duty-foot-stool-without-handle-436.jpg
SKU: RBW602SLW | R & B Wire Soiled Linen Hamper Label, White Lettering | These bilingual (English & Spanish) high quality tear resistant hamper labels are clear backed adhesive labels - the lettering is all that is visible once the label is applied. The labels are 10" x 4" and will look professional and stand up to all standard cleaning. This Soiled Linen label has white lettering and comes as pack of 5 labels. Lids sold seperately.Hamper Label, Soiled Linen - White Lettering, pack of 5, Dimensions: 10"L x 4"W. | soiled-linen-hamper-label-white-lettering-5c4.jpg
SKU: CLI2135 | Clinton Industries 5 Leg Pneumatic Stool | 5-Leg Pneumatic Stool with Multi-Color Top. | 5-leg-pneumatic-stool-9e4.jpg
SKU: WXY22103 | Wolf X-Ray Foot Stool with Handle | Wolf's Foot Stool with Handle is manufactured with a heavy steel tubular frame, braced for added strength and a non-skid rubber tread top to prevent slipping and finished with a white polyester powder coating. In addition, this unit features a high handle for added patient convenience that can be placed left or right. | foot-stool-with-handle-a7d.jpg
SKU: SAMP560387 | Sammons Preston Economy Pneumatic Stool | The Sammons Preston Economy Pneumatic Stool is a mobile office stool with comfortable padding. The stool has casters to easily move it from room to room. The stool is ideal for use in the office, clinics, and at home. This 16" diameter swivel-seat stool is made from 3" foam covered with surface-washable material. | economy-pneumatic-stool-b3b.jpg
SKU: IDPHSC213 | Ideal Products Hot Pack Utility Cart | Convenience, organization and safety in a mobile unit, Welded, stainless steel construction,Safety-recessed for 4-pack tanks. | hot-pack-utility-cart--9fa.jpg
SKU: DRV13031-2SV | Drive Medical Foot Stool With Handrail | Foot Stool Deluxe with Handrail, Assembled (Has Replaced 13031-2), Silver Vein | foot-stool-with-handrail-7c3.jpg
SKU: GFGF1871 | Grafco Cervical Traction Set | Over the door traction set in retail box | cervical-traction-set-6cd.jpg
SKU: SAMP921145 | Saunders Cervical Traction Device | The Saunders Cervical Traction Device is designed to provide safe and effective traction (stretching) to the cervical region (neck). The device requires no assembly and is ready to use out of the case.Safe: a proven alternative to surgery for some patientsEffective: a cost effective option to continuous clinical careEasy to Use: a portable treatment solution that increases patient compliance and satisfaction. | cervical-traction-device-0cc.jpg
SKU: CHAT6876K | DJO Global TTET Traction Plan | TX traction unit (item #4759)TXS-1 Flexion Stool, Dove (item #7050007)Deluxe Universal Belt System (item #1410)Saunders Cervical Traction System (item #7040)TTET 200 Electric Hi-Lo Traction Table, (item #687000712H) | ttet-traction-plan-67f.jpg
SKU: SAMP560254 | Sammons Preston Supine Cervical Traction | The Supine Cervical Traction set has a comfortable head halter for increased compliance. The traction kit is great for at home or in the office. It provides relaxing neck decompression. | supine-cervical-traction-242.jpg
SKU: DJO8250 | DJO Global Triton DTS Advanced Traction System Accessory Package | Triton DTS systems includes the Triton DTS Traction Unit, and our exclusive QuikWrap belting system. The inherent flexibility of the Triton DTS Basic System allows clinicians to treat a wide variety of back conditions.Triton DTS Advanced System Accessory Package includes:Triton DTS Traction Unit (not sold separately) -Â The Triton Traction Unit, is easy to operate. Has a 270Â° Pivoting User Interface, with a Digital Monochromatic Touch Screen Interface. The Patient Data Cards record up to 14 treatment sessions, and can store up to 10 user defined protocols. The TX Traction Unit has Intermittent, Static and Cyclic Traction, Progressive and Regressive steps. User-defined Hold, Rest and Treatment times. The Traction tension parameters: 0-200 lbs.Saunders Cervical Traction Unit -Â Saunders Cervical Traction SystemÂ saves hours of set-up time. There are no head halters and no TMJ pressure with this comfortable approach to cervical traction. This unit pulls at base of occiput for effective traction. Performs horizontal and unilateral traction. One size fits all patients. Clevis included to mount to TX traction device.QuikWrap Belt System -Â The Deluxe Universal Belt SystemÂ assures patient comfort without cumbersome buckles and belts. The A/P pull force is distributed evenly to eliminate the slippage typical of older style traction therapy belt systems. Universal fit with hook and loop closures make the Deluxe Universal Pelvic and Thoracic Traction Therapy Belt System fast to setup for your traction therapy. In as little as one minute, you can be wrapped, setup and receiving traction therapy with comfort Includes: 1420 Thoracic Belt, 1430 Pelvic Belt and 1427 Pelvic Belt ExtenderBolster SetStabilizer | triton-dts-advanced-traction-system-accessory-package-66c.jpg
SKU: CMFTCMT-100 | ComforTrac Home Cervical Traction Device | The ComforTrac cervical home traction unit has been carefully engineered to provide maximum comfort, efï¬cacy, and ease of use. Details that highlight this superior design include a push-of-a-button â€œquick releaseâ€ pump, and a contouring memory foam headrest that cradles the head. Likewise, transporting the unit has been made effortless through the use of a lightweight durable carry-case. | home-cervical-traction-device-34d.jpg
SKU: MDSF30364 | MedSurface Traction Hi Lo Treatment Table With Stool | An affordable traction table that will provides unmatched functionality and flexibility? We have a product that offers both at an affordable cost that delivers unmatched value. | traction-hi-lo-treatment-table-with-stool-c41.jpg
SKU: SAMP921145 | Saunders Cervical Traction Device | The Saunders Cervical Traction Device is designed to provide safe and effective traction (stretching) to the cervical region (neck). The device requires no assembly and is ready to use out of the case.Safe: a proven alternative to surgery for some patientsEffective: a cost effective option to continuous clinical careEasy to Use: a portable treatment solution that increases patient compliance and satisfaction. | cervical-traction-device-0cc.jpg
SKU: DRV13004 | Drive Medical Over door Cervical Traction Set | This cervical traction set by Drive Medical features a heavy-duty head halter for over door use. The halter includes several items to make use easier: a metal support; self-attaching closures; a 12" adjustable spreader bar; an 8' traction rope; double-sealed rings; water bag; and "S" hook. The set is one-size-fits-all and comes machine washable for additional convenience. For consumers, it arrives in attractive retail packaging. The product is protected by a limited lifetime warranty. | over-door-cervical-traction-set-029.jpg
SKU: GF1874 | Graham Field Component Parts for Traction Sets Deluxe head halter | Deluxe head halter | component-parts-for-traction-sets-deluxe-head-halter-36d.jpg
SKU: CHAT7040 | DJO Global Saunders Cervical Traction System | This unit pulls at the base of the occiput for more effective cervical traction and adapts easily to all Chattanooga Group traction devices. | saunders-cervical-traction-system-a0a.jpg
SKU: CHATADP400 | DJO Global Traction Table | This four-section traction table features a friction-free gliding lumbar section and a turret-mounted traction pedestal, with head and foot sections that incline up to 90Â°.The head section has a face slot and lowers to 25Â°; the table height adjusts from 21.5â€ to 41.5â€. The split-section design allows the clinician to perform treatment with lower intensities than a continuous slab, as well as more effective intermittent traction. The elevating foot section can be used as a head section when providing cervical traction, positioning the patient in the semi-Fowler's position; this also allows the clinician to change the angle of applied cervical traction. The adjustable head section allows for comfort in both prone and supine traction when delivering lumbar treatments. The table has a lift and can be used as an additional treatment table when not delivering traction; up to 400-pound lifting capacity. A hand control comes standard with the unit, with optional foot control and retractable front caster available. Traction unit sold separately. | traction-table--9d0.jpeg
SKU: CHAT6874 | DJO Global ADP 400 Traction Accessory Package | ADP 400 Traction Accessory Package includes:The TX Traction Unit, is easy to operate. Has a 270Â° Pivoting User Interface, with a Digital Monochromatic Touch Screen Interface. The Patient Data Cards record up to 14 treatment sessions, and can store up to 10 user defined protocols. The TX Traction Unit has Intermittent, Static and Cyclic Traction, Progressive and Regressive steps. User-defined Hold, Rest and Treatment times. The Traction tension parameters: 0-200 lbs.The TXS-1 Flexion Stool adjustable height feature allows therapist to place lumbar spine into neutral or flexed position. The Stool Adjustable height is from 13" - 20" (33-51 cm).The Deluxe Universal Belt System assures comfort without cumbersome buckles and belts. The A/P pull force is distributed evenly to eliminate the slippage typical of older style traction therapy belt systems. Universal fit with hook and loop closures make the Deluxe Universal Pelvic and Thoracic Traction Therapy Belt System the fastest setup ever for your traction therapy. In as little as one minute, you can be wrapped, setup and receiving traction therapy. Includes: 1420 Thoracic Belt, 1430 Pelvic Belt and 1427 Pelvic Belt ExtenderSaundersÂ® Cervical Traction System saves hours of set-up time. There are no uncomfortable head halters and no TMJ pressure with this comfortable approach to cervical traction. This unit pulls at base of occiput for more effective traction. Performs horizontal and unilateral traction. One size fits all patients. Clevis included to mount to TXÂ® traction device. | adp-400-traction-accessory-package-bfa.jpg
SKU: SAMP551324 | Sammons Preston Cervical Posture Pump | Recommended by thousands of doctors and health care professionals nationwide because it gets to the cause of head, neck and back discomfort. | cervical-posture-pump-4f8.jpg
SKU: SAMP551544 | Sammons Preston Economy Overdoor Traction with Waterbag | Seated traction kit for the home. | economy-overdoor-traction-with-waterbag-fd3.jpg
SKU: SAMP554108 | Sammons Preston Neckpro II Overdoor Cervical Traction Device | By using a precision-made compression string and a unique ratcheting device, the NeckPro delivers a more precise amount of cervical traction tension. Each click of the ratchet signals a 1 lb. increase in the tension being applied, allowing the patient to monitor and track the settings. | neckpro-ii-overdoor-cervical-traction-device-c7a.jpg
SKU: CHAT4759 | DJO Global Chattanooga TX Traction Unit | Traction therapy is the perfect modality to relieve pressure and pain on muscular and skeletal structures. | chattanooga-tx-traction-unit-94a.jpg
SKU: MAB534-2018-0000 | Briggs Healthcare 20 lb Vinyl Water Bags For use with Overdoor Traction Sets | Vinyl water bag with graduated scale up to 20 lbs. | 20-lb-vinyl-water-bags-for-use-with-overdoor-traction-sets-d34.jpg
SKU: MAB534-2020-1900 | Briggs Healthcare Head Halter | DMIÂ® Head Halters (for use with Overdoor Traction Sets. | head-halter--2f4.jpg
SKU: GF1876 | Graham Field Component Parts for Traction Sets, Vinyl bag, 20 lb. | All parts compatible with Graham-Field traction sets. | component-parts-for-traction-sets-vinyl-bag-20-lb-e10.jpg
SKU: GF1878 | Graham Field Component Parts for Traction Sets Spreader bar 12" | All parts compatible with Graham-Field traction sets. | component-parts-for-traction-sets-spreader-bar-12-880.jpg
SKU: CHAT7040K-1 | DJO Global Saunders Cervical Traction Device TX | This unit pulls at the base of the occiput for more effective cervical traction and adapts easily to all Chattanooga Group traction devices. | saunders-cervical-traction-device-tx-391.jpg
SKU: CHAT7040K-3 | DJO Global Saunders Cervical Traction Device - Triton | This unit pulls at the base of the occiput for more effective cervical traction and adapts easily to all Chattanooga Group traction devices. | saunders-cervical-traction-device-triton-5e0.jpg
SKU: DJO79-98600 | DJO Global Traction Cord 100 Yard Spool | Flexible nylon cord, tensile-strength rated to 600 pounds. | traction-cord-100-yard-spool-dc6.jpg
SKU: NKMIC711-23-LO | NKM Novum Medical Imperial Bedside Table, 3 Drawers, Casters, Lite Oak Finish | Imperial Bedside Table, 3 Drawers, Casters, Lite Oak Finish. Features solid construction and easy maintenance. Rounded corners. Melamine surfaces with metal trim. Easy to clean molded ABS plastic drawer interiors. European hinges. 2" dual wheel casters. Also available in 3 Drawer design . See color choices below. | -imperial-bedside-table-3-drawers-casters-lite-oak-finish-464.jpg
SKU: NKMW804-20-LO | NKM Novum Medical Standard Bedside Table, Door/Drawer, Lite Oak Finish | Standard Bedside Table, Door/Drawer, Lite Oak Finish. Contemporary bedside cabinet for long term care residence or the acute care setting. Inside Shelf. Removable Drawers. Also available in 3 Drawer design. Color choices below. | standard-bedside-table-door-drawer-lite-oak-finish-710.jpg
SKU: NKMW804-23-LO | NKM Novum Medical Standard Bedside Table | Standard Bedside Table. Contemporary bedside cabinet for long term care residence or the acute care setting. Inside Shelf. Removable Drawers. Also available in 3 Drawer design. Color choices below. | standard-bedside-table-926.jpg
SKU: SAMP561885 | Sammons Preston Occipivot | Used by physical therapists, massage therapists, and chiropractors to treat soft tissue issues related to the spine. Based on the progressive increments of time and gravity, it strengthens muscles to help maintain healthy spinal alignment. | occipivot-953.jpg
SKU: ARMAM-400 | Armedica Traction Table | Friction Free Lumbar Section Seperates 5" and rolls on 4 Steel Ball Roller Bearings. The Rolling Section can be locked in any position with a positive gear rack system. | traction-table-d0e.jpg
SKU: DJO700472 | DJO Global Saunders Replacement Cervical Pump | Saunders Traction Kits - Replacement Cervical Pump | saunders-replacement-cervical-pump-8ca.jpg
SKU: CLI7360 | Clinton Industries Adjustable Balance Platform | Adjustable platform mounted handrails. Platform features rugged indoor/outdoor carpet | adjustable-balance-platform-c13.jpg
SKU: HAU1200 | Hausmann Industries Ramp & Curb Set | Ramp & Curb Set Facilitates ambulation and patient mobility training on ramp and curbs. | ramp-curb-set-d9c.jpg
SKU: CLI7330 | Clinton Industries Ramp and Curb Training Set | Clinton Industries Ramp and Curb Training Set is designed with all hardwood plywood construction. An adjustable unit, consumers have the option to emove and sequence curbs. The curbs store beneath platform. The unique safety tread on all stairs ensure the utmost safety of ramp and curb training set users. The set is reinforced with a steel angle. | ramp-and-curb-training-set-a9d.png
SKU: HAU1567 | Hausmann Industries Straight Staircase | Straight Staircase platform is 30â€ wide x 24â€ deep x 24â€ high. | straight-staircase-344.jpg
SKU: CLI4-6500-36 | Clinton Industries Adjustable Small Staircase 36" | Adjustable small staircase 36" | adjustable-small-staircase-36-2d5.jpg
SKU: CLI4-6501-36 | Clinton Industries Adjustable One Sided Staircase 36" | Adjustable one-sided staircase 36" | adjustable-one-sided-staircase-36-0e9.jpg
SKU: CLI4-5501-30 | Clinton Industries One-Sided Staircase 30" | One sided staircase 30" | one-sided-staircase-30-636.jpg
SKU: BALY3100 | Bailey Multi Exercise Balance Platform | This Multi Exercise Balance Platform These adjustable height, platform mounted handrails will provide stability when used with either balance or lower extremity rehab devices. | multi-exercise-balance-platform-4e1.jpg
SKU: TTGM5104-01 | Total Gym Scrunch Accessory | The SCRUNCH Accessory facilitates simple to advanced progression of abdominal workouts that lengthen and sculpt abdominals and oblique muscles. Differeing from other ab crunch equipment, the SCRUNCH Accessory supports proper posture, stabilizes the upper body and engages the entire core musculature for a strong, lean mid-section. The unique positioning of this accessory enables closed-chain exercises that fortify muscles and bones. Opposite to a normal crunch done on the floor or on traditional crunch machines, userâ€™s legs drive abdominals in every SCRUNCH for overall function and correct biomechanics. Perfect for any fitness level. | scrunch-accessory-0c8.jpg
SKU: TTGM5105-01 | Total Gym Telescoping Toe Bar | Telescoping Toe Bar facilitates many beginning, intermediate, and advanced Pilates movements. Like traditional Pilates reformer equipment, the Telescoping Toe Bar facilitates upper body, lower body and torso stretching and strengthening. It is a standard Pilates reformer accessory for the complete reformer repertoire. | telescoping-toe-bar-264.jpg
SKU: TTGM5106-01 | Total Gym Retractable Dip Bars | Retractable dip bars provide specificity to dip exercises targeting the triceps and pectorals for strength and conditioning. This uniquely designed adjustable dip bar attachment rotates up for use, then rotates down and retracts inward to store parallel to the rails for maximum space efficiency. | retractable-dip-bars-837.jpg
SKU: SAMP560306 | Midland Midland Weight Sled | Commonly used device to evaluate upper and lower extremity strength in a work hardening program. Smooth underside allows unit to be maneuvered on a variety of surfaces. Four weight holders have total weight capacity of 250 pounds. Handle adjusts from 32" to 44" high. Measures 28"W x 20"W. | midland-weight-sled-a7a.jpg
SKU: SAMP5450 | Bailey Lift Box | Removable weight holder and hinged lid with stop mechanism. Inside dimensions: Empty weight 21-1/2 lbs.; weight capacity 100 lbs. | lift-box-b90.jpg
SKU: HAUS-601 | Hausmann Industries Econo Two-Sided Staircase | Steps and platform have â€œanti-slipâ€ safety treads. | econo-two-sided-staircase-727.jpg
SKU: HAU1671 | Hausmann Industries Portable Single Mirror | Hausmann Portable Single Mirror High quality, full view, distortion-free glass mirror with ANSI safety backing. | portable-single-mirror-d80.jpg
SKU: BALY532 | Bailey Platform Mounted Parallel Bars 12 feet x 30 inch | These bars are designed for the facility where free standing bars are preferred. | platform-mounted-parallel-bars-12-feet-x-30-inch-5ab.jpg
SKU: BALY700 | Bailey Adult Posture Mirror with Floor Stand and Casters | An invaluable aid to Physical, Speech, Occupational Therapy and Sports Medicine Departments. May be used in a variety of ways: in exercise and weight rooms, or with parallel bars and training stairs. Generously sized, distortion-free 1/4 inch plate glass mirrors are mounted in natural finish hardwood frames. Mobile units furnished with 2 inch casters. | adult-posture-mirror-with-floor-stand-and-casters-805.jpg
SKU: BALY700C | Bailey Child Posture Mirror with Floor Stand and Casters | An invaluable aid to Physical, Speech, Occupational Therapy and Sports Medicine Departments. May be used in a variety of ways: in exercise and weight rooms, or with parallel bars and training stairs. Generously sized, distortion-free 1/4 inch plate glass mirrors are mounted in natural finish hardwood frames. Mobile units furnished with 2 inch casters. | child-posture-mirror-with-floor-stand-and-casters-29e.jpg
SKU: BALY701 | Bailey Adult 3-Way Mirror | An invaluable aid to Physical, Speech, Occupational Therapy and Sports Medicine Departments. May be used in a variety of ways: in exercise and weight rooms, or with parallel bars and training stairs. Generously sized, distortion-free 1/4 inch plate glass mirrors are mounted in natural finish hardwood frames. Mobile units furnished with 2 inch casters. | adult-3-way-mirror-720.jpg
SKU: BALY701C | Bailey Child 3-Way Mirror | An invaluable aid to Physical, Speech, Occupational Therapy and Sports Medicine Departments. May be used in a variety of ways: in exercise and weight rooms, or with parallel bars and training stairs. Generously sized, distortion-free 1/4 inch plate glass mirrors are mounted in natural finish hardwood frames. Mobile units furnished with 2 inch casters. | child-3-way-mirror-138.jpg
SKU: BALY702 | Bailey Adult Wall Mounted Posture Mirror | An invaluable aid to Physical, Speech, Occupational Therapy and Sports Medicine Departments. May be used in a variety of ways: in exercise and weight rooms, or with parallel bars and training stairs. Generously sized, distortion-free 1/4 inch plate glass mirrors are mounted in natural finish hardwood frames. Mobile units furnished with 2 inch casters. | adult-wall-mounted-posture-mirror-8dd.jpg
SKU: BALY702C | Bailey Child Wall Mounted Posture Mirror | An invaluable aid to Physical, Speech, Occupational Therapy and Sports Medicine Departments. May be used in a variety of ways: in exercise and weight rooms, or with parallel bars and training stairs. Generously sized, distortion-free 1/4 inch plate glass mirrors are mounted in natural finish hardwood frames. Mobile units furnished with 2 inch casters. | child-wall-mounted-posture-mirror-dd0.jpg
SKU: CLI6210 | Clinton Industries Mobile Adult Mirror | Mobile adult mirror 1/4" thick distortion-free glass mirror with ANSI safety backing. | mobile-adult-mirror-988.jpg
SKU: CLI4-6501-30 | Clinton Industries Adjustable One-Sided Staircase 30" | Adjustable one-sided staircase 30" Fast easy height adjustments with self indexing spring action plungers and numbered height indicator strips (no holes to line up or count). | adjustable-one-sided-staircase-30-aa3.jpg
SKU: HAU1362 | Hausmann Industries 10" Power Height and Width Parallel Bars | 10" Power Height and Width Parallel Bars Can be used by adults and children. | 10-power-height-and-width-parallel-bars-bab.jpg
SKU: BALY530 | Bailey Platform Mounted Parallel Bars 10 feet x 30 inch | These bars are designed for the facility where free standing bars are preferred. | platform-mounted-parallel-bars-10-feet-x-30-inch-ea7.jpg
SKU: BALY540 | Bailey Platform Mounted Parallel Bars 10 Feet | These bars are designed for the facility where free standing bars are preferred. | platform-mounted-parallel-bars-10-feet-8ce.jpg
SKU: BALY542 | Bailey Platform Mounted Parallel Bars 12 feet x 42 inch | These bars are designed for the facility where free standing bars are preferred. | platform-mounted-parallel-bars-12-feet-x-42-inch-54f.jpg
SKU: BALY595 | Bailey Wall Mounted Folding Parallel Bars | These sturdy and stable folding parallel bars with a 42 inch base require only 14 inch of floor space when not in use. Wood base unit comes with one stabilizing bar to lock parallel bars in open position. Steel case unit comes with two stabilizing bars. To store the space saving bars, simply unlock and slide until handrails are nearly touching. Add 3 inch to length when folded. | wall-mounted-folding-parallel-bars-182.jpg
SKU: BALY596 | Bailey Toddler Folding Parallel Bars | These sturdy and stable folding parallel bars with a 42 inch base require only 14 inch of floor space when not in use. Wood base unit comes with one stabilizing bar to lock parallel bars in open position. Steel case unit comes with two stabilizing bars. To store the space saving bars, simply unlock and slide until handrails are nearly touching. Add 3 inch to length when folded. | toddler-folding-parallel-bars-226.jpg
SKU: BALY597W-7 | Bailey Folding Parallel Bars 7' | These sturdy and stable folding parallel bars with a 42 inch base require only 14 inch of floor space when not in use. Wood base unit comes with one stabilizing bar to lock parallel bars in open position. Steel case unit comes with two stabilizing bars. To store the space saving bars, simply unlock and slide until handrails are nearly touching. Add 3 inch to length when folded. | folding-parallel-bars-7-ec8.gif
SKU: BALY597W-10 | Bailey Folding Parallel Bars with Wood Base 10 feet Length | These sturdy and stable folding parallel bars with a 42 inch base require only 14 inch of floor space when not in use. Wood base unit comes with one stabilizing bar to lock parallel bars in open position. Steel case unit comes with two stabilizing bars. To store the space saving bars, simply unlock and slide until handrails are nearly touching. Add 3 inch to length when folded. | folding-parallel-bars-with-wood-base-10-feet-length-d48.gif
SKU: BALY725 | Bailey Interlocking Stack Stool Set | Multi-Purpose step stool with wide low base for stability. Non-Skid rubber matting provides an extra measure of safety. | interlocking-stack-stool-set-b9e.jpg
SKU: BALY807 | Bailey Convertible Exercise Stairs 36 inch Width | Convertible Exercise Stairs consist of two sections which lock securely together and CANNOT be unfastened accidentally. Stairs may be easily converted from a straight line along a wall to a right angle. | convertible-exercise-stairs-36-inch-width-7fb.jpg
SKU: BALYBB9950 | Bailey Floor Mounted Parallel Bars | The Bailey Basics BB9950 Floor Mounted Parallel Bars are extremely versatile, adjustable, economic and ideal where space allows a permanent installation. Width and height adjustments accommodate school age through adult sizes. Bailey Basics are products manufactured to a standard size and in a single color so they are ready to ship in 3 business days. | floor-mounted-parallel-bars-d0e.jpeg
SKU: BALYBB9957 | Bailey Folding Parallel Bars | The Bailey Basics BB9957 Folding Parallel Bars - Quick Ship are sturdy and stable folding parallel bars that require minimal space when not in use. Steel case unit comes with two stabilizing bars. To store the space saving bars, simply unlock and slide until handrails are nearly touching. Bailey Basics are products manufactured to a standard size and in a single color so they are ready to ship in 3 business days. | folding-parallel-bars-bf5.jpg
SKU: CLI6223 | Clinton Industries Mobile Tri Panel Mirror | Mobile tri-panel mirror Three 1/4" thick distortion-free glass mirror with ANSI 297 safety backing. | mobile-tri-panel-mirror-a8a.jpg
SKU: HAU1670 | Hausmann Industries Portable Triple Mirror | Portable triple mirror 1670 | portable-triple-mirror-efb.jpg
SKU: CLI4-5501-36 | Clinton Industries One-Sided Staircase 36" | One sided staircase 36" | one-sided-staircase-36-b8c.jpg
SKU: HAU1398 | Hausmann Industries Patented Mobility Platform with Electric Height Bars | Patented Mobility Platform with Electric Height Bars. | patented-mobility-platform-with-electric-height-bars-545.jpg
SKU: HAU1672 | Hausmann Industries Wall Mounted Mirror | High quality, full view, distortion-free glass mirror with ANSI "shatter stop" safety backing. | wall-mounted-mirror-60a.jpg
SKU: CLI4-5500-36 | Clinton Industries Small Up/Down Staircase 36" | Small staircase 36" | small-up-down-staircase-36-b77.jpg
SKU: HAU1396 | Hausmann Industries Power Height Parallel Bars | The Power Height Parallel Bars are motorized to adjust the height from 29 inches to 44 inches. The direct drive synchronizes the four lifting columns. The bar read out is digital and located near the control buttons. The stainless steel handrails are 1.5 inch in diameter, providing an easy grip for the user. | power-height-parallel-bars-08e.jpg
SKU: CLI4-5080-30 | Clinton Industries Convertible Staircase 30" | Convertible staircase 30" | convertible-staircase-30-c4b.jpg
SKU: BALYBB9957 | Bailey Folding Parallel Bars | The Bailey Basics BB9957 Folding Parallel Bars - Quick Ship are sturdy and stable folding parallel bars that require minimal space when not in use. Steel case unit comes with two stabilizing bars. To store the space saving bars, simply unlock and slide until handrails are nearly touching. Bailey Basics are products manufactured to a standard size and in a single color so they are ready to ship in 3 business days. | folding-parallel-bars-bf5.jpg
SKU: CLI4-8010 | Clinton Industries Staircase Storage Island | Stair island w/ 2 doors | staircase-storage-island-113.jpg
SKU: HAU5563 | Hausmann Industries Grand Stand Storage Weight Rack | Grand stand storage weight rack | grand-stand-storage-weight-rack-01d.jpg
SKU: TRITG1002.EC.54 | Tri W-G 10' Bariatric Motorized Height and Width Adjustable Parallel Bar | Bariatric Motorized Height and Width Adjustable Parallel Bar. | 10-bariatric-motorized-height-and-width-adjustable-parallel-bar-a54.jpg
SKU: HAU1386 | Hausmann Industries Bariatric Parallel Bars | Bariatric parallel bars, height and width adjustable1386 Designed to accommodate Bariatric patients. 600 lb. weight capacity. | bariatric-parallel-bars-4c2.jpg
SKU: HAU1393 | Hausmann Industries Patented Ambulation and Mobility Platform | Width adjusts from 15â€ to 28â€ with ergonomic control knobs on each upright. NEW Secure Lock System provides even more stability to our sturdy uprights. | patented-ambulation-and-mobility-platform-5b9.jpg
SKU: ARMAM-707 | Armedica Parallel Bars - Platform Mount 7' | Stainless steel hand rails 1 1/2" diameter (3.8 cm)Slip-resistant laminated platformPosi-Lok locking knobsHeight adjusts manually from 26" to 44"Width adjusts manually from 19" to 30"Weight capacity on hand rails: 400 lbs. | parallel-bars-platform-mount-7-1f2.jpg
SKU: ARMAM-711 | Armedica Parallel Bars - Floor Mount 7' | Stainless steel hand rails 1 1/2" diameter (3.8 cm)Slip-resistant laminated platformPosi-Lok locking knobsHeight adjusts manually from 26" to 44"Width adjusts manually from 19" to 30"Mounting hardware not included | parallel-bars-floor-mount-7-b5f.jpg
SKU: ARMAM-705 | Armedica Parallel Bars - Electric / Bariatric 10' | Parallel Bars - Electric / Bariatric 10' | parallel-bars-electric-bariatric-10-794.jpg
SKU: ARMAM-703 | Armedica Parallel Bars - Electric / Platform Mount 15' | Parallel Bars - Electric / Platform Mount 15' | parallel-bars-electric-platform-mount-15-75f.jpg
SKU: HAU1388 | Hausmann Industries Floor Mounted Bariatric Parallel Bars | Floor mounted bariatric parallel bars1388 | floor-mounted-bariatric-parallel-bars-319.jpg
SKU: HAU1384 | Hausmann Industries Combination Adult Child Parallel Bars | Combination adult child parallel bars1384 | combination-adult-child-parallel-bars-b1e.jpg
SKU: HAU1361 | Hausmann Industries Power Height and Width Parallel Bars | Power height parallel bars1361 | power-height-and-width-parallel-bars-d3e.jpg
SKU: BALYBB9957 | Bailey Folding Parallel Bars | The Bailey Basics BB9957 Folding Parallel Bars - Quick Ship are sturdy and stable folding parallel bars that require minimal space when not in use. Steel case unit comes with two stabilizing bars. To store the space saving bars, simply unlock and slide until handrails are nearly touching. Bailey Basics are products manufactured to a standard size and in a single color so they are ready to ship in 3 business days. | folding-parallel-bars-bf5.jpg
SKU: TRITG0801 | Tri W-G Sit to Stand for Parallel Bars | Feature Sit to stand attachment to enable easy transfer. Adjustable height. Accessory for TG1800 and TG1900 series tables. | sit-to-stand-for-parallel-bars-f97.jpg
SKU: SAMP920961 | Sammons Preston Midland Floor-Mounted Parallel Bars 12' (3.7M) | Unit bolts to clinic floor. Heavy floor plates and braces secure uprightsQuick-lock device adjusts height and widthHeight adjusts 26"39"; Width adjusts 16"24"250 lb. weight capacity | midland-floor-mounted-parallel-bars-12-37m-e94.jpg
SKU: SAMP081508464 | Sammons Preston Combination Adult-Child Parallel Bars | Satin-finish hardwood platform with anti-slip safety tread. Unit includes an Adult Bar and a Child's Bar both are adjustable-height. The Adult Bar adjusts 29"H to 42"H, Child's 20"H to 32"H. Both bars adjust from 15"W to 28"W. Overall 10' long. 30" fixed clearance between black powder-coated steel uprights. Weight capacity is 400 lbs. | combination-adult-child-parallel-bars-ea9.jpg
SKU: SAMP566820 | Sammons Preston AM-712 10' Floor Mounted Parallel Bars | Heights adjusts 26" to 44". Width adjusts 19" to 26". Stainless steel handrails have a 1-1/2" diameter. Mounting hardware not included. Posi-Lok locking system. | am-712-10-floor-mounted-parallel-bars-e97.jpg
SKU: CLI74-15K | Clinton Industries Hand Therapy Table | Knob adjustable table Height adjustable legs with self indexing spring loaded plunger. | hand-therapy-table-893.jpg
SKU: HAU6180 | Hausmann Industries Hi Lo Stand-in Table with Electric Patient Lift | Hi-Lo Stand-in Table with Electric Patient Lift. Unit can power lift a 300 lb. patient from sitting to standing position. Padded knee, chest and back supports holds patient in standing position. | hi-lo-stand-in-table-with-electric-patient-lift-b28.jpg
SKU: IDPFS1714 | Ideal Products Wall Mounted Folding Workstation Shelf | Convenient folding storage and polished stainless shelf construction. | wall-mounted-folding-workstation-shelf-573.jpg
SKU: BALY6031 | Bailey Work Station | A wall mount unit designed to improve manual dexterity. The height adjustable feature allows the therapist to recreate a variety of working postures. | work-station-7ff.jpg
SKU: CLI75-26K | Clinton Industries Quarter Round Table | Quater round table | quarter-round-table-fad.jpg
SKU: HAU4300 | Hausmann Industries Crank Hydraulic Work Table | Crank hydraulic work table | crank-hydraulic-work-table-62c.jpg
SKU: HAU4335 | Hausmann Industries Round Hydraulic Work Table | Hydraulic foot activated mechanism raises height from 28 Â½â€ to 34â€ high. | round-hydraulic-work-table-0b7.jpg
SKU: HAU4380 | Hausmann Industries Powermatic Work Table | Powermatic work table Electrical power height adjustment from 27â€ to 39â€ high with hand control. 66â€ x 48â€ x 1 1â„8â€ Natural Oak high pressure laminate top with black bullnose molding. | powermatic-work-table-c14.jpg
SKU: HAU6690 | Hausmann Industries Therapy System on Wheels | Cubex therapy system on wheels Adjustable height 27â€ to 37â€ foldaway 90Â° bolt-board work surface on right side. Includes 24 assorted bolts and (2) screwdrivers, (2) wrenches, (1) Allen wrench. Reversible Activity Board in top has pegboard pad on one side and smooth easel on the other side. Board rotates 360Â° and locks in flat or at 60Â° angle. | therapy-system-on-wheels-fa6.jpg
SKU: HAU4380 | Hausmann Industries Powermatic Work Table | Powermatic work table Electrical power height adjustment from 27â€ to 39â€ high with hand control. 66â€ x 48â€ x 1 1â„8â€ Natural Oak high pressure laminate top with black bullnose molding. | powermatic-work-table-c14.jpg
SKU: SAMP8858A | Sammons Preston Manual Height-Adjustable Work Table with Space-Saver Tabletop | Manual crank adjusts height. Crank handle recesses under table when not in use. Smaller 28" x 60" top saves clinic space. | manual-height-adjustable-work-table-with-space-saver-tabletop-d02.jpg
SKU: DJO79-89071 | DJO Global Premium Panel Elastic Binder 9" 3 Panel 45" - 62" | Constructed with panel elastic and soft cotton type lining for patient comfort. Universal style, flannel lined panel elastic support with contact closure. Multi-panel design helps prevent panel rolling. Ideal for providing compression and support for post-natal or post-abdominal surgery, abdominal strains and weakness. Available in each or in a pack of six (6). 9", 12" or 15" height. | premium-panel-elastic-binder-9-3-panel-45-62-969.jpg
SKU: CMWBBLKCB | Obus Forme Wideback Backrest Support Obusforme Black | Our original, award-winning backrest support, the ObusForme Lowback Backrest Support transforms ordinary chairs into ergonomically correct seating. Unlike ordinary "L"-shaped chairs, the "S"-shape of the ObusForme Backrest Supports mold your spine into a more anatomically correct position, and help to enhance overall posture by supporting proper spinal alignment. | wideback-backrest-support-obusforme-black-10e.jpg
SKU: CMRP711 | Carex Health Care Products Contour Back Cushion | The Contour Back Cushion is ideal for adding comfort when sitting for extended periods. | contour-back-cushion-29d.jpg
SKU: BDSPBDS183XLG | Body Sport Sure Fit 2 Pull Lumbosacral Support | Ideal for treating mild and temporary lumbosacral pain. | sure-fit-2-pull-lumbosacral-support-f7c.gif
SKU: CERPBAK-400 | Core Products Sitback Standard Lumbar Support | Staying seated for extended periods of time at the office or at home can lead to serious back pain. Healthcare professionals know that sitting too long creates pressure on the spine, distorting spinal curves and compressing discs. All of this can cause pinching of the nerves in the spinal cord, leading to numbness, tingling and back pain. Help protect and maintain proper spinal curve with any of our lumbar support cushions. | sitback-standard-lumbar-support-82c.jpg
SKU: DJO79-89090 | DJO Global Premium Panel Elastic Binder Universal | Constructed with panel elastic and soft cotton type lining for patient comfort. | premium-panel-elastic-binder-universal-b8a.jpg
SKU: SAMP554840 | Sammons Preston Rolyan Lumbar Cushion | New and improved design and cover! Contoured low profile lumbar support encourages proper sitting posture. | rolyan-lumbar-cushion-93d.jpg
SKU: SCSI3250-XS | Scott Specialties Dura Foam Back Support Black Extra Small 26"-36" | Provides excellent abdominal and lumbosacral support. | dura-foam-back-support-black-extra-small-26-36-4dd.jpg
SKU: CMBH85220XL | Complete Medical Hernia Guard Double Extra Large 42 - 44 | Provides comfortable yet constant pressure to the hernia. | hernia-guard-double-extra-large-42-44-042.jpg
SKU: SAMP081531474 | Sammons Preston Maternity Sacroiliac Belt | Maternity Sacroiliac Belt. | maternity-sacroiliac-belt-0dd.jpg
SKU: PMTSB100 | Pain Management Technologies String Back LSO Back Brace One-Size- Fits All | The String Back LSO utilizes a fixed wheel and string system to cinch the user into a supine position and immobilize the back region. The String Back system provides circumferential compression, and is essential in stabilizing the spine, and promoting the healing process following post-operative back surgery.Both anterior and posterior panels provide lumbar sacral support and rigidity, necessary to take the pressure off and create decompression for the spine.The String Back utilizes a comfortable soft corset brace, coupled with the String Back system, to clamp the rigid supports into place. The String Back system provides easy application through a smooth gliding tension pull system, making it easy even for weaker patients.The String Back is operated by first properly sizing the brace to the patient based on the sizing chart (note the waist measurement is around the navel). While in a standing position, the String Back can be wrapped around the waist area, with the posterior panel centered in the back area, and resting on the top of the buttocks. Velcro close the front ends with the anterior thermoplastic panel centered in the front. Make sure the wrap is tightly Velcro closed, and then lastly, pull tight the draw string cord until the desired level of support is achieved. Secure the drawstring by Velcro clasping it where you see fit on the wrap. The String Back should feel almost custom-sized and snugly fitted to the patient as the posterior panel cinches into position. The lower back region should feel slightly lifted, so as to reduce the pressure on the lower lumbar region.One size fits all,The LSO Spinal Bracing system - Indicated for use for chronic back pain, degenerative disc disease, spondylosis, stenosis, and more.Provides an anatomically correct fit, as well as, seamlessly adjustable lumbar compression.Sizing Chart (in Inches): (Measure circumference around navel) One size fits all. | string-back-lso-back-brace-one-size-fits-all-88e.jpg
SKU: RLIMZRB410 | ReliaMed Abdominal Binder 3 Panel, 9" wide, 30"- 45", Adjustable Velcro | ReliaMed Abdominal Binder's stretch material is prepaneled to provide firm support and complete range of motion. Features Velcro closure so binder can be adjusted easily for a perfect fit. Improved patient comfort encourages patients to move around, promoting a faster recovery. Allow wound site to be accessed quickly and easily without adjusting tape. Can be cut to accommodate drainage tubes. | abdominal-binder-3-panel-9-wide-30-45-adjustable-velcro-89f.png
SKU: RLIMZRB411 | ReliaMed Abdominal Binder 3 Panel | Stretch material is prepaneled to provide firm support and complete range of motion. | abdominal-binder-3-panel--115.jpg
SKU: RLIMZRB418 | ReliaMed Abdominal Binder 3 Panel | ReliaMed Abdominal Binder, 3 Panel, 9" wide, 60"- 75", Adjustable Velcro. | abdominal-binder-3-panel-ee0.jpg
SKU: RLIMZRB810 | ReliaMed Abdominal Binder 4 Panel Adjustable Velcro | Stretch material is prepaneled to provide firm support and complete range of motion. | abdominal-binder-4-panel-adjustable-velcro--491.jpg
SKU: RLIMZRB818 | ReliaMed Abdominal Binder 4 Panel | Stretch material is prepaneled to provide firm support and complete range of motion. | abdominal-binder-4-panel--65d.jpg
SKU: BDSPBDS1013X | Body Sport Ultra Lift Back Support with Suspenders | Ultra Lift Back Support with Suspenders. | ultra-lift-back-support-with-suspenders-234.gif
SKU: BDSPBDS106BLK | Body Sport Lumbar Support Back Cushion | Provides support to the lower back. Side supports help keep user comfortable by promoting the proper posture | lumbar-support-back-cushion-108.gif
SKU: BDSPBDS113MED | Body Sport All Purpose Value Support Belt Medium | All-purpose support belt provides relief for rib or minor back pain. Holds cold packs in place. Permanent stays help prevent rolling. Features all-elastic construction. | all-purpose-value-support-belt-medium-f23.gif
SKU: BDSPBDS116LRG | Body Sport Criss Cross Lumbosacral Support | Ideal for treating minor and prolonged lumbosacral pain. Criss-cross design molds to the lower back. Supports the visceral area. Relieves pressure on the spinal column. Lasts up to 10,000 VelcroÂ® closures. 9" wide, all-elastic design. Latex-free. Size (measure at the hip): Large (36" - 40") | criss-cross-lumbosacral-support-8a2.gif
SKU: BDSPBDS116LRG | Body Sport Criss Cross Lumbosacral Support | Ideal for treating minor and prolonged lumbosacral pain. Criss-cross design molds to the lower back. Supports the visceral area. Relieves pressure on the spinal column. Lasts up to 10,000 VelcroÂ® closures. 9" wide, all-elastic design. Latex-free. Size (measure at the hip): Large (36" - 40") | criss-cross-lumbosacral-support-8a2.gif
SKU: BDSPBDS116SML | Body Sport Criss Cross Lumbosacral Support | Ideal for treating minor and prolonged lumbosacral pain. Criss-cross design molds to the lower back. Supports the visceral area. Relieves pressure on the spinal column. Lasts up to 10,000 VelcroÂ® closures. 9" wide, all-elastic design. Latex-free. Size (measure at the hip): Small (28" - 32") | criss-cross-lumbosacral-support-0b9.gif
SKU: BDSPBDS116SML | Body Sport Criss Cross Lumbosacral Support | Ideal for treating minor and prolonged lumbosacral pain. Criss-cross design molds to the lower back. Supports the visceral area. Relieves pressure on the spinal column. Lasts up to 10,000 VelcroÂ® closures. 9" wide, all-elastic design. Latex-free. Size (measure at the hip): Small (28" - 32") | criss-cross-lumbosacral-support-0b9.gif
SKU: BDSPBDS117REG | Body Sport Premium 2 Pull Lumbosacral Support | For treating mild and temporary lumbosacral pain. Plastic stays prevent rolling. 9" wide. 1/8" unifoam constructionLasts up to 10,000 VelcroÂ® closures. Contains latex. Size (hip measurement): Regular (34" - 46") | premium-2-pull-lumbosacral-support-d23.gif
SKU: BDSPBDS117REG | Body Sport Premium 2 Pull Lumbosacral Support | For treating mild and temporary lumbosacral pain. Plastic stays prevent rolling. 9" wide. 1/8" unifoam constructionLasts up to 10,000 VelcroÂ® closures. Contains latex. Size (hip measurement): Regular (34" - 46") | premium-2-pull-lumbosacral-support-d23.gif
SKU: CERPBAK-451 | Core Products Comfort Core Backrest Blue | Low back pain can be a symptom of poor posture. Sitting creates the most stressful posture for your back. Help relieve your back pain with the proper support that the Comfort Core Backrest provides. Our backrest features a heavy duty plastic core to provide maximum support yet keeps a thin profile. The rigid core is layered with a breathable foam pad for comfort. Full back design is engineered to help achieve proper posture and support.Includes a positioning belt to attach securely to your chair.Â TESTIMONIAL: â€œI am 51 years old and have sway back. This has caused problems driving or riding for long periods. I have tried every pillow that is out there. I ordered your Lobak Rest pillow. Would you please give the person who created this pillow the BIGGEST hug for me. Iâ€™m not one to write companies, but I just want to thank you so much for selling this product.â€ â€“Connie Sheets, NC | comfort-core-backrest-blue-5db.jpg
SKU: CERPACC-551 | Core Products Soft Comfort CorPak Hot/Cold Large 10" x 13" | Soft Comfort CorPaks are the perfect solution to help relieve strains, sprains, headaches and other soft tissue injuries. These versatile packs can be warmed in the microwave to help relax muscle and increase blood flow or cooled in the freezer to help reduce swelling, reduce blood flow and promote healing. Our soft,frost-free pack is gentle on skin and does not need to be wrapped in a towel. Soft Comfort CorPaks have more fill than traditional packs to retain cold and heat longer. Long-lasting, reusable and filled with nontoxic, biodegradable fill. Customized packs can be used as promotional giveaways for customers (call for details) or can be sold as the perfect hot and cold pack. | soft-comfort-corpak-hot-cold-large-10-x-13-309.jpg
SKU: CERPACC-552 | Core Products Soft Comfort CorPak Hot/Cold Cervical 6" x 20" | Soft Comfort CorPaks are the perfect solution to help relieve strains, sprains, headaches and other soft tissue injuries. These versatile packs can be warmed in the microwave to help relax muscle and increase blood flow or cooled in the freezer to help reduce swelling, reduce blood flow and promote healing. Our soft,frost-free pack is gentle on skin and does not need to be wrapped in a towel. Soft Comfort CorPaks have more fill than traditional packs to retain cold and heat longer. Long-lasting, reusable and filled with nontoxic, biodegradable fill. Customized packs can be used as promotional giveaways for customers (call for details) or can be sold as the perfect hot and cold pack. | soft-comfort-corpak-hot-cold-cervical-6-x-20-b11.jpg
SKU: CERPACC-554 | Core Products Soft Comfort CorPak Hot/Cold Tri-Sectional 11" x 15" | Soft Comfort CorPaks are the perfect solution to help relieve strains, sprains, headaches and other soft tissue injuries. These versatile packs can be warmed in the microwave to help relax muscle and increase blood flow or cooled in the freezer to help reduce swelling, reduce blood flow and promote healing. Our soft,frost-free pack is gentle on skin and does not need to be wrapped in a towel. Soft Comfort CorPaks have more fill than traditional packs to retain cold and heat longer. Long-lasting, reusable and filled with nontoxic, biodegradable fill. Customized packs can be used as promotional giveaways for customers (call for details) or can be sold as the perfect hot and cold pack. | soft-comfort-corpak-hot-cold-tri-sectional-11-x-15-dcc.jpg
SKU: CERPLTC-5405 | Core Products Grey Stress Wedge 15" x 10.25" | An economical alternative to improve posture and help ease low back pain while sitting. | grey-stress-wedge-15-x-1025-4f8.jpg
SKU: CERPBBH-6903 | Core Products Baby Hugger Lil' Lift Maternity Support | Lil'Lift is perfect for the woman who wants smart support from a pregnancy support belt, but doesn't want all the lift a BabyHugger provides. (Lil'Lift provides about a third of BabyHugger's lifts.) Some women wear a Lil'Lift early and a BabyHugger later as their belly gets bigger and heavier.Lil'Lift relieves backache, abdominal stress, and pelvic and bladder pressure. Our unique latex-free elastic has soft edges for pure comfort. The 3-inch width won't dig into your groin or fold over on itself as wider belts tend to do. Lil'Lift will stay flat and comfortable -- exactly where you put it. Exactly where you need it.Putting it on ... Wrap the Lil'Lift around you, with the smooth surface next to your skin. Fasten it to itself in the front. (There will be a nice overlap.) Rotate the whole pregnancy belt so that the overlapped fabric is centered in the middle of your low back for maternity back support. Swing the belt under your belly for a soft, gentle lift.Adjust the tension so that it is totally comfortable. | baby-hugger-lil-lift-maternity-support-e78.jpg
SKU: NYO6025-L | NY Orthopedic 8" Universal Elastic Back Belt Large | Back Supports provide adjustable comprehensive support to help relieve the discomforts of low back pain. Helping stabilize lumbar, sacral, abdominal muscles and ligaments, relieving stress on the lower spine. | 8-universal-elastic-back-belt-large-939.jpg
SKU: NYO6027-M | NY Orthopedic 8" Breathable Spandex Back Belt Medium | Back Supports provide adjustable comprehensive support to help relieve the discomforts of low back pain. Helping stabilize lumbar, sacral, abdominal muscles and ligaments, relieving stress on the lower spine. | 8-breathable-spandex-back-belt-medium-901.jpg
SKU: NYO6027-S | NY Orthopedic 8" Breathable Spandex Back Belt Small | Back Supports provide adjustable comprehensive support to help relieve the discomforts of low back pain. Helping stabilize lumbar, sacral, abdominal muscles and ligaments, relieving stress on the lower spine. | 8-breathable-spandex-back-belt-small-a1c.jpg
SKU: NYO6027-XL | NY Orthopedic 8" Breathable Spandex Back Belt Extra Large | Back Supports provide adjustable comprehensive support to help relieve the discomforts of low back pain. Helping stabilize lumbar, sacral, abdominal muscles and ligaments, relieving stress on the lower spine. | 8-breathable-spandex-back-belt-extra-large-6e3.jpg
SKU: NYO5500-L | NY Orthopedic Elastic Duo Compression Lumbosacral Support | Elastic Lumbarsacral Supports Provides adjustable comprehensive support to help relieve the discomforts of low back pain. Helps stabilize lumbar, sacral, abdominal muscles and ligaments. | elastic-duo-compression-lumbosacral-support-013.jpg
SKU: DJO79-89293 | DJO Global Maternity Belt - small | 8" Plush elastic belt helps relieve discomfort of lower abdomen and back during all stages of pregnancy. Abdominal strap supports stomach while elastic back provides compression and support for lumbar area. Optional 8" ComfortFORM Moldable Back Insert #79-89120 provides additional support. Ideal for helping relieve discomfort of pregnancy due to stretching and expansion of the abdomen. | maternity-belt-small-dce.jpg
SKU: DJO79-97035 | DJO Global Industrial Back Support With Compression Pad - Medium | Elastic construction with 8" molded back compression pad. Two 6" plastic stays to ensure proper support. Contact closure. Ideal for helping to prevent and protect back injuries. | industrial-back-support-with-compression-pad-medium-9db.jpg
SKU: RLIMZRB811 | ReliaMed Abdominal Binder 4 Panel Adjustable Velcro12" wide 46"- 62" | ReliaMed Abdominal Binder,4 Panel, Adjustable Velcro, 12" wide 46"- 62". Stretch material is prepaneled to provide firm support and complete range of motion. Features Velcro closure so binder can be adjusted easily for a perfect fit. Improved patient comfort encourages patients to move around, promoting a faster recovery. Allow wound site to be accessed quickly and easily without adjusting tape. Can be cut to accommodate drainage tubes. | abdominal-binder-4-panel-adjustable-velcro12-wide-46-62-dad.jpg
SKU: BDSPBDS1012X | Body Sport Ultra Lift Back Support with Suspender | Breathable elastic construction provides extra comfort. 1 Â½" wide nylon suspender straps keep support securely in position. Lasts up to 10,000 VelcroÂ® closures. 9" wide; available in black only. Latex-free. Measure waist at the widest point for sizing. 2X-Large (55" - 65") | -ultra-lift-back-support-with-suspender-226.gif
SKU: BDSPBDS101REG | Body Sport Ultra Lift Back Support with Suspenders | Breathable elastic construction provides extra comfort. 1 Â½" wide nylon suspender straps keep support securely in position. Lasts up to 10,000 VelcroÂ® closures. 9" wide; available in black only. Latex-free. Measure waist at the widest point for sizing. Regular (32" - 44") | ultra-lift-back-support-with-suspenders-2b9.gif
SKU: BDSPBDS101REG | Body Sport Ultra Lift Back Support with Suspenders | Breathable elastic construction provides extra comfort. 1 Â½" wide nylon suspender straps keep support securely in position. Lasts up to 10,000 VelcroÂ® closures. 9" wide; available in black only. Latex-free. Measure waist at the widest point for sizing. Regular (32" - 44") | ultra-lift-back-support-with-suspenders-2b9.gif
SKU: BDSPBDS101XS | Body Sport Ultra Lift Back Support With Suspenders | Breathable elastic construction provides extra comfort. 1 Â½" wide nylon suspender straps keep support securely in position. Lasts up to 10,000 VelcroÂ® closures. 9" wide; available in black only. Latex-free. Measure waist at the widest point for sizing. X-Small (26" - 34") | ultra-lift-back-support-with-suspenders-b73.gif
SKU: BDSPBDS1102X | Body Sport Ultra Lift Back Support Without Suspenders | Breathable elastic provides extra comfort. Lasts up to 10,000 VelcroÂ® closures. 9" wide. Latex-free. Size (measure at hips): 2X-Large (54" - 65") | ultra-lift-back-support-without-suspenders-36e.gif
SKU: BDSPBDS110REG | Body Sport Ultra Lift Back Support Without Suspenders Regular | Lumbosacral support designed to prevent or alleviate muscle strain and spasms. | ultra-lift-back-support-without-suspenders-regular-41d.gif
SKU: BDSPBDS110XLG | Body Sport Ultra Lift Back Support Without Suspenders | Breathable elastic provides extra comfort. | ultra-lift-back-support-without-suspenders-6e4.gif
SKU: BDSPBDS110XLG | Body Sport Ultra Lift Back Support Without Suspenders | Breathable elastic provides extra comfort. | ultra-lift-back-support-without-suspenders-6e4.gif
SKU: BDSPBDS113LRG | Body Sport All Purpose Value Support Belt | All Purpose Value Support Belt. | all-purpose-value-support-belt-3e5.jpg
SKU: BDSPBDS113LRG | Body Sport All Purpose Value Support Belt | All Purpose Value Support Belt. | all-purpose-value-support-belt-3e5.jpg
SKU: BDSPBDS113LRG | Body Sport All Purpose Value Support Belt | All Purpose Value Support Belt. | all-purpose-value-support-belt-3e5.jpg
SKU: BDSPBDS1162XL | Body Sport Criss Cross Lumbosacral Support | Ideal for treating minor and prolonged lumbosacral pain. Criss-cross design molds to the lower back. Supports the visceral area. Relieves pressure on the spinal column. Lasts up to 10,000 VelcroÂ® closures. 9" wide, all-elastic design. Latex-free. Size (measure at the hip): 2X-Large (44" - 48") | criss-cross-lumbosacral-support-87f.gif
SKU: BDSPBDS1162XL | Body Sport Criss Cross Lumbosacral Support | Ideal for treating minor and prolonged lumbosacral pain. Criss-cross design molds to the lower back. Supports the visceral area. Relieves pressure on the spinal column. Lasts up to 10,000 VelcroÂ® closures. 9" wide, all-elastic design. Latex-free. Size (measure at the hip): 2X-Large (44" - 48") | criss-cross-lumbosacral-support-87f.gif
SKU: BDSPBDS1162XL | Body Sport Criss Cross Lumbosacral Support | Ideal for treating minor and prolonged lumbosacral pain. Criss-cross design molds to the lower back. Supports the visceral area. Relieves pressure on the spinal column. Lasts up to 10,000 VelcroÂ® closures. 9" wide, all-elastic design. Latex-free. Size (measure at the hip): 2X-Large (44" - 48") | criss-cross-lumbosacral-support-87f.gif
SKU: BDSPBDS1172X | Body Sport Premium 2 Pull Lumbosacral Support | For treating mild and temporary lumbosacral pain. Plastic stays prevent rolling. 9" wide. 1/8" unifoam constructionLasts up to 10,000 VelcroÂ® closures. Contains latex. Size (hip measurement): 2X-Large (fits up to 64") | premium-2-pull-lumbosacral-support-65a.gif
SKU: BDSPBDS1172X | Body Sport Premium 2 Pull Lumbosacral Support | For treating mild and temporary lumbosacral pain. Plastic stays prevent rolling. 9" wide. 1/8" unifoam constructionLasts up to 10,000 VelcroÂ® closures. Contains latex. Size (hip measurement): 2X-Large (fits up to 64") | premium-2-pull-lumbosacral-support-65a.gif
SKU: BDSPBDS1172X | Body Sport Premium 2 Pull Lumbosacral Support | For treating mild and temporary lumbosacral pain. Plastic stays prevent rolling. 9" wide. 1/8" unifoam constructionLasts up to 10,000 VelcroÂ® closures. Contains latex. Size (hip measurement): 2X-Large (fits up to 64") | premium-2-pull-lumbosacral-support-65a.gif
SKU: CERPBAK-405 | Core Products Deluxe Bucketseat Sitback Rest Lumbar Support | Specifically designed with side wings to fit snugly inside your carâ€™s bucket style seat. Side support wings provide maximum comfort and support while driving. Fits most standard bucketseats. Positioning belt included. Durable cotton blend cover available in Blue, Black and Gray. 13â€ x 14â€ (33cm x 36cm)Contour cut foam and side-support wings contour to your body for medium to firm support, to keep you in the correct position. Use at home, office or in your car. Comes with an adjustable positioning belt to keep the cushion in place. | deluxe-bucketseat-sitback-rest-lumbar-support--dfa.png
SKU: CERPBAK-488 | Core Products Back Cradle Lumbar Support | You probably have a favorite chair, one that gives you proper support and ample comfort. But what happens when you're sitting somewhere else? The solution is the Back Cradle. Made from high density molded foam, this lumbar cushion promotes healthy posture in any chair while providing proper lumbar support â€“ at home or in the office. Improve your posture and feel better with increased comfort. Positioning belt secures cushion safely to any seat. Bucketseat option maximizes comfort and support while driving. The plush polyester cover is available in Blue, Black and Gray. 13â€ x 14â€ (33cm x 36cm). | back-cradle-lumbar-support-eda.jpg
SKU: CERPBAK-489 | Core Products Bucketseat Back Cradle Lumbar Support | You probably have a favorite chair, one that gives you proper support and ample comfort. But what happens when you're sitting somewhere else? The solution is the Back Cradle. Made from high density molded foam, this lumbar cushion promotes healthy posture in any chair while providing proper lumbar support â€“ at home or in the office. Improve your posture and feel better with increased comfort. Positioning belt secures cushion safely to any seat. Bucketseat option maximizes comfort and support while driving. The plush polyester cover is available in Blue, Black and Gray. 13â€ x 14â€ (33cm x 36cm). | bucketseat-back-cradle-lumbar-support-603.jpg
SKU: CERPSIB-6000 | Core Products CorFit Sacroiliac Back Support Belt | CorFit Sacroiliac Supports help reduce the discomfort associated with sacroiliac joint pain. Wrapping around hips and pelvic girdle, it compresses the SI joint and symphysis pubis together, creating compressive stabilization for ligament injury, core weakness or abnormal SI joint alignment. Elastic construction with CorEdge Finish provides 10% more stretch, conforming perfectly to your body without binding or irritation. White. Available in S, M/LG, XL, 2X, 3X, 4X or 5X. Additional charge for sizes larger than XL. | corfit-sacroiliac-back-support-belt-93a.jpg
SKU: CERPLSB-6060 | Core Products Elastic Criss Cross Lower Back Support | Elastic construction with reinforced crisscross back panel provides complete compression through a full range of motion. The high flexibility ensures that this support moves with you. Back panel measures 9â€ (23cm) and tapers to 4â€ (10cm) front. Flexible stays prevent sides from rolling. CorEdge Finish for added comfort. White. Available in S, M, LG, XL, 2X, 3X, 4X, 5X or 6X. Additional charge for sizes larger than XL. | elastic-criss-cross-lower-back-support-03a.jpg
SKU: CERPLSB-6062 | Core Products Dual Pull Elastic Crisscross Lumbosacral Belt | Support and versatility make this one of our most popular supports. Constructed with the highest quality plush elastic, this support features dual elastic side pulls and a 9â€ (23cm) high, reinforced, crisscross back panel for high compression and support. Flexible stays prevent sides from rolling. The soft elastic CorEdge Finish around top and bottom edges offers added comfort and flexibility. White. Available in S, M, LG, XL, 2X, 3X, 4X, 5X or 6X. Additional charge for sizes larger than XL. â€¢ Supplements stretched or weakened abdominal musculature. | dual-pull-elastic-crisscross-lumbosacral-belt-339.jpg
SKU: CERPLSB-6064 | Core Products Triple Pull Elastic Lumbosacral Belt | Customize the level of compression to your abdominal and lower back region with two independent, triple-action pulls. This support offers compression and high stability to help alleviate low back strain, and supports weakened abdominal muscles. Model 6064 features four flexible stays to prevent sides from rolling; Model 6065 has two flexible stays with removable posterior pad. 10â€ (25cm) high back tapers to 6â€ (15cm) front. CorEdge Finish for comfort. White. Available in S, M, LG, XL, 2X, 3X, 4X, 5X or 6X. Additional charge for sizes larger than XL. | triple-pull-elastic-lumbosacral-belt-b11.jpg
SKU: CERPLSB-6065 | Core Products Triple Pull Elastic Lumbosacral Belt W/ Pad | Customize the level of compression to your abdominal and lower back region with two independent, triple-action pulls. This support offers compression and high stability to help alleviate low back strain, and supports weakened abdominal muscles. Model 6064 features four flexible stays to prevent sides from rolling; Model 6065 has two flexible stays with removable posterior pad. 10â€ (25cm) high back tapers to 6â€ (15cm) front. CorEdge Finish for comfort. White. Available in S, M, LG, XL, 2X, 3X, 4X, 5X or 6X. Additional charge for sizes larger than XL. | triple-pull-elastic-lumbosacral-belt-w-pad-61c.jpg
SKU: CERPLSB-6090 | Core Products Maternity Support | Unlike other maternity supports, our Maternity Support creates an upward and inward lift, providing relief from strained muscles. By supporting the weight of the abdomen and transferring it to the spine, this support creates more comfort for both mom and baby. Elastic construction with soft, comfortable, hook and loop front panel to provide additional lift. Sized according to pre-pregnancy dress size. White. Available in S, M, L, XL or 2X. | maternity-support-a0d.jpg
SKU: CERPLSB-6143 | Core Products Semi-Universal Trochanter Belt | With compression of the pelvic region, our Sacroiliac/Trochanter Belt aids in immobilization and helps relieve muscle strain when stretched as in postpartum applications. Durable but plush, 4â€ high hook and loop body provides maximum support to the sacrum. Elastic side pulls increase sacroiliac support. CorEdge finish for added comfort. White. Available in S/M or LG/XL. | semi-universal-trochanter-belt-d2c.jpg
SKU: CERPBBH-6904 | Core Products Symphy Maternity Support | When you are pregnant, your body seems out of whack. As your baby grows within, your ligaments stretch. Your back aches.What a difference a pregnancy back support belt can make.SymphySupport's vertical design offers stability and pain relief for symphysis pubis pain -- separation of the cartilage joint uniting the pubic bones â€“ with a vertically designed belt. This strap also lifts the perineum to help relieve that "falling out feeling."Until now, symphysis pubis separation (separation of the cartilage joint uniting the pubic bones) has been a terribly painful and largely unsolved problem. Girdling and cinching straps don't work well, often sliding up when the wearer walks.The solution? A pregnancy back support belt that puts pressure on the cartilage joint uniting the pubic bones, facilitating fibers that pull the joint together. | symphy-maternity-support-c5a.jpg
SKU: CERPBBH-6905 | Core Products Baby Hugger Super Lift Maternity | The Super Lift is an add-on 4" wide elastic strap designed to add EXTRA LIFT to a BabyHugger.Place this additional lifting belt where you need it on your tummy. Fasten to the main strap of the BabyHugger near the X in back ... on the same side or the opposite side - according to your comfort.The Super Lift belt cannot be worn alone - it must attach to your BabyHugger | baby-hugger-super-lift-maternity-050.jpg
SKU: CERPBBH-6906 | Core Products Better Binder Post-Partum Support | Designed by a physical therapist with over 40 years experience in women's health and orthopedics. The versatile and shape-adaptive Better Binder holds and hugs the post-operative belly, remodels lymphedemic bellies and gives bariatric patients comfort and control. | better-binder-post-partum-support-4bc.jpg
SKU: CERPLSB-7000 | Core Products CorFit Back Support Belt | The CorFit System is the best designed lumbosacral support on the market. That's no exaggeration but simply a truism based on the high quality of its durable components and construction, coupled with careful attention to fit and comfort. Just ask anyone who's seen or worn the CorFit to help relieve low back pain. Our patented fitting system allows us to create supports proportionally sized in height and length, with taller supports for larger people and smaller supports for petites and children. It's the support that fits everyone and provides comfort, compression, flexibility and stability.When your support fits correctly, it stabilizes the lumbosacral region to help prevent and relieve low back pain that results from muscle strain and spasms. The CorFit's upward and inward pressure supports stretched or weakened abdominal muscles and helps reduce stress on the lower back. By limiting the motion of muscles and ligaments, its support also helps improve posture and serves as a reminder to use proper lifting techniques. | corfit-back-support-belt-742.jpg
SKU: CERPLSB-7500 | Core Products Corfit Industrial Back Support Belt 7500 | A Lumbosacral Support with the same great sizing and features of the CorFit (page 29) in an industrial version for the working man or woman. Internal suspenders keep support in place prior to lifting and are more convenient than shoulder straps. Opposing side pull assists provide additional compression and support. Black. Available in S, M/LG, XL, 2X, 3X, 4X or 5X. Additional charge for sizes larger than XL.SIZE HIPSSmall (6â€) 27â€ - 38â€Med/Large (9â€) 32â€ - 43â€X-Large (9â€) 40â€ - 52â€2X-Large (10â€) 46â€ - 58â€3X-Large (12â€) 52â€ - 64â€4X-Large (12â€) 60â€ - 74â€5X-Large (12â€) 65â€ - 81â€ | corfit-industrial-back-support-belt-7500-49e.jpg
SKU: CERPLSB-7900 | Core Products CorFit Value Back Brace | The CorFit System is the best designed lumbosacral support on the market. That's no exaggeration but simply a truism based on the high quality of its durable components and construction, coupled with careful attention to fit and comfort. Just ask anyone who's seen or worn the CorFit to help relieve low back pain. Our patented fitting system allows us to create supports proportionally sized in height and length, with taller supports for larger people and smaller supports for petites and children. It's the support that fits everyone and provides comfort, compression, flexibility and stability.When your support fits correctly, it stabilizes the lumbosacral region to help prevent and relieve low back pain that results from muscle strain and spasms. The CorFit's upward and inward pressure supports stretched or weakened abdominal muscles and helps reduce stress on the lower back. By limiting the motion of muscles and ligaments, its support also helps improve posture and serves as a reminder to use proper lifting techniques.This lumbosacral support is so comfortable and supportive, you'll even look forward to wearing it. The plush elastic back panel is made with flexible posterior stays; adjustable double side pulls provide customized abdominal compression. Wicking material draws moisture away, helping you stay cooler. The soft, CorEdgeÂ® Finish around top and bottom edges adds comfort without binding or irritation. The ultra-durable front panel with a hook and loop closure provides additional support. Choose the CorFit Value Support for short-term use only with 100 closure hook and loop. White. Available in S, M/LG, XL, 2X, 3X, 4X or 5X. Additional charge for sizes larger than XL. | corfit-value-back-brace-efd.jpg
SKU: NYO6025-2XL | NY Orthopedic 8" Universal Elastic Back Belt, 2X-Large, 51''-59'' | Back Supports provide adjustable comprehensive support to help relieve the discomforts of low back pain. Helping stabilize lumbar, sacral, abdominal muscles and ligaments, relieving stress on the lower spine. | 8-universal-elastic-back-belt-2x-large-51-59-0bf.jpg
SKU: NYO6025-M | NY Orthopedic 8" Universal Elastic Back Belt, Medium, 32''-38'' | Back Supports provide adjustable comprehensive support to help relieve the discomforts of low back pain. Helping stabilize lumbar, sacral, abdominal muscles and ligaments, relieving stress on the lower spine. | 8-universal-elastic-back-belt-medium-32-38-a51.jpg
SKU: NYO6025-S | NY Orthopedic 8" Universal Elastic Back Belt, Small, 28''-33'' | Back Supports provide adjustable comprehensive support to help relieve the discomforts of low back pain. Helping stabilize lumbar, sacral, abdominal muscles and ligaments, relieving stress on the lower spine. | 8-universal-elastic-back-belt-small-28-33-f9e.jpg
SKU: NYO6025-XL | NY Orthopedic 8" Universal Elastic Back Belt, X-Large, 45''-52'' | Back Supports provide adjustable comprehensive support to help relieve the discomforts of low back pain. Helping stabilize lumbar, sacral, abdominal muscles and ligaments, relieving stress on the lower spine. | 8-universal-elastic-back-belt-x-large-45-52-b98.jpg
SKU: NYO6027-2XL | NY Orthopedic 8" Breathable Spandex Back Belt, 2X-Large, 42''-46'' | Back Supports provide adjustable comprehensive support to help relieve the discomforts of low back pain. Helping stabilize lumbar, sacral, abdominal muscles and ligaments, relieving stress on the lower spine. | 8-breathable-spandex-back-belt-2x-large-42-46-e91.jpg
SKU: NYO6027-L | NY Orthopedic 8" Breathable Spandex Back Belt, Large, 34''-38'' | Back Supports provide adjustable comprehensive support to help relieve the discomforts of low back pain. Helping stabilize lumbar, sacral, abdominal muscles and ligaments, relieving stress on the lower spine. | 8-breathable-spandex-back-belt-large-34-38-dff.jpg
SKU: NYO7100-2XL | NY Orthopedic 9â€ Deluxe Elastic / Velfoam Belt, 2X-Large, 42''-46'' | 9â€œ high all elastic back tapering to Velcro front-panels, 4â€ double outer-belt provides additional compression to abdominal area, 6 flexible polypro boning elements for added support, Inner foam layer for extra comfort, 1Â½â€ adjustable non-stretch suspenders. | 9-deluxe-elastic-velfoam-belt-2x-large-42-46-186.jpg
SKU: NYO7100-L | NY Orthopedic 9â€ Deluxe Elastic / Velfoam Belt, Large, 34''-38'' | 9â€œ high all elastic back tapering to Velcro front-panels, 4â€ double outer-belt provides additional compression to abdominal area, 6 flexible polypro boning elements for added support, Inner foam layer for extra comfort, 1Â½â€ adjustable non-stretch suspenders. | 9-deluxe-elastic-velfoam-belt-large-34-38-06d.jpg
SKU: NYO7100-M | NY Orthopedic 9â€ Deluxe Elastic / Velfoam Belt, Medium, 30''-34'' | 9â€œ high all elastic back tapering to Velcro front-panels, 4â€ double outer-belt provides additional compression to abdominal area, 6 flexible polypro boning elements for added support, Inner foam layer for extra comfort, 1Â½â€ adjustable non-stretch suspenders. | 9-deluxe-elastic-velfoam-belt-medium-30-34-df7.jpg
SKU: NYO7100-XL | NY Orthopedic 9" Deluxe Elastic / Velfoam Belt, X-Large, 38"-42" | 9â€œ high all elastic back tapering to Velcro front-panels, 4â€ double outer-belt provides additional compression to abdominal area, 6 flexible polypro boning elements for added support, Inner foam layer for extra comfort, 1Â½â€ adjustable non-stretch suspenders. | 9-deluxe-elastic-velfoam-belt-x-large-38-42-cdc.jpg
SKU: NYO5000-2XL | NY Orthopedic Universal Compression Lumbosacral Support With Pad 2X Large 46''-56'' | Universal Compression Lumbosacral Supports Provides adjustable comprehensive support to help relieve the discomforts of low back pain. Helps stabilize lumbar, sacral, abdominal muscles and ligaments. | universal-compression-lumbosacral-support-with-pad-2x-large-46-56-070.jpg
SKU: NYO5000-R | NY Orthopedic Universal Compression Lumbosacral Support With Pad, Regular, 26''-36'' | Universal Compression Lumbosacral Supports Provides adjustable comprehensive support to help relieve the discomforts of low back pain. Helps stabilize lumbar, sacral, abdominal muscles and ligaments. | universal-compression-lumbosacral-support-with-pad-regular-26-36-3b0.jpg
SKU: NYO5075-XL | NY Orthopedic Universal Trochanter Belt Extra Large | Universal Trochanter Belt Provides adjustable comprehensive support to help relieve the discomforts of low back pain. Helps stabilize lumbar, sacral, abdominal muscles and ligaments. | universal-trochanter-belt-extra-large-e78.jpg
SKU: NYO5500-XL | NY Orthopedic Elastic Duo Compression Lumbosacral Support White Extra Large | Elastic Lumbarsacral Supports Provides adjustable comprehensive support to help relieve the discomforts of low back pain. Helps stabilize lumbar, sacral, abdominal muscles and ligaments. | elastic-duo-compression-lumbosacral-support-white-extra-large--482.jpg
SKU: NYO8310-U | NY Orthopedic Universal Maternity Support, Universal | Elastic Maternity Support helps alleviate lower back pain due to pregnancy by supporting the abdominal and lumbar regions. Fully adjusts to accommodate abdominal growth throughout pregnancy. Elastic side panels add compression and ventilation. Hides well under clothing. | universal-maternity-support-universal-4c5.jpeg
SKU: IYBBC | It's You Babe Best Cradle | The Prenatal Cradle Orthotic Support for Abdominal and Back Straining. Also eases pain from Hip Separation and Pubic Symphysis.Much like a woman clasping her hands under her abdomen, the Prenatal Cradle supports the weight of pregnancy, yet does not restrict mother or child. By freeing the arms and promoting proper circulation to the lower extremities, the undergarment also allows many mothers to remain active through the third trimester. | best-cradle-647.jpg
SKU: DJO79-89070 | DJO Global Premium Panel Elastic Binder Universal | Constructed with panel elastic and soft cotton type lining for patient comfort. Ideal for providing compression and support for post-natal or post-abdominal surgery, abdominal strains and weakness. | premium-panel-elastic-binder-universal-acc.jpg
SKU: SAMP6676 | Sammons Preston The Original McKenzie D-Section Lumbar Roll | Offers same support as the Original McKenzieÂ® Lumbar Roll. Rests flat against chair backs and auto seats. Built-in elastic strap for firm fixation. Washable, removable charcoal grey cover. | the-original-mckenzie-d-section-lumbar-roll-5d6.jpg
SKU: SAMP560834 | Rolyan Low Profile Back Cushion | Provides firm support to the lower region of the spine. Helps maintain correct sitting posture and relieve back discomfort and fatigue. Adjustable strap with snap-lock buckle allows cushion to be placed in a fixed position. | low-profile-back-cushion-cb8.jpg
SKU: VAL4651510 | Val Med Back Support Belt Black Shoulder Straps | Val Med Comfort Plus Premium Back Support Belts. | back-support-belt-black-shoulder-straps-336.jpg
SKU: SAMP559706 | Sammons Preston Pro-Tec Back Wrap | Provides therapeutic warmth and support to lower back. Contoured design provides comfortable fit to maximize support. Promotes flexibility and reduces strain on lower back connective tissue and muscles. | pro-tec-back-wrap-811.jpg
SKU: SAMPA1881 | Sammons Preston Extra Thermoplastic Polyflex II insert | Tapered elastic binder supports back and abdomen. Elastic encircling strap holds thermoplastic insert securely against the back. Can be heated in warm water or hot-air oven to mold for desired support. Sold complete as well as sold seperately. Latex free.Quantity 1/EA | extra-thermoplastic-polyflex-ii-insert--41b.jpg
SKU: ALI70342 | Alimed WBV Back Support | WBV Back Support A beveled, high-density foundation has a front layer of soft T-Foamâ„¢ and built-in lumbar roll. Dampens vibration and improves posture. Fastens securely to seat back with straps. WBV Back Support is covered with water-resistant, breathable navy blue AliTexx. | wbv-back-support-fc4.jpg
SKU: DJO79-89010 | DJO Global Neoprene/Elastic Sacro-Lumbar with Compression Straps-Universal | Low profile 10" elastic construction with neoprene back panel and side pulls for warmth, compression and adjustability. Two plastic side stays prevent rolling and 3 spiral posterior stays provide added support. Available in sized and universal. Ideal for providing support and compression for strains, sprains of the low back and abdominal area. | neoprene-elastic-sacro-lumbar-with-compression-straps-universal-a3f.jpg
SKU: CMST-BRG-CA | Obus Forme ObusForme Contoured Seat Cushion - Burgundy | The uniquely designed ObusForme Contoured Seat Cushion evenly distributes body weight and encourages proper alignment of the pelvis and thighs for extended sitting comfort. | obusforme-contoured-seat-cushion-burgundy-718.jpg
SKU: CMST-GRY-CA | Obus Forme ObusForme Contoured Seat Cushion - Gray | The uniquely designed ObusForme Contoured Seat Cushion evenly distributes body weight and encourages proper alignment of the pelvis and thighs for extended sitting comfort. | obusforme-contoured-seat-cushion-gray-8c0.jpg
SKU: CMST-NVY-CA | Obus Forme ObusForme Contoured Seat Cushion - Navy | The uniquely designed ObusForme Contoured Seat Cushion evenly distributes body weight and encourages proper alignment of the pelvis and thighs for extended sitting comfort. | obusforme-contoured-seat-cushion-navy-053.jpg
SKU: BKJBJPPS001 | BackJoy SitSmart Posture Plus Seat Black | Relieve back pain with better posture. BackJoy SitSmart is a safe and effective way to relieve lower back pain and improve posture. SitSmart automatically positions your body in correct posture for all-day sitting comfort and posture support. This simple posture corrector works in any type of seat, from office chair to car seats, even hard bleachers. You can even use SitSmart to Get Fit While You Sit. | sitsmart-posture-plus-seat-black-04a.jpg
SKU: BKJBJPPS002 | BackJoy SitSmart Posture Plus Seat Blue | Relieve back pain with better posture. BackJoy SitSmart is a safe and effective way to relieve lower back pain and improve posture. SitSmart automatically positions your body in correct posture for all-day sitting comfort and posture support. This simple posture corrector works in any type of seat, from office chair to car seats, even hard bleachers. You can even use SitSmart to Get Fit While You Sit. | sitsmart-posture-plus-seat-blue-128.jpg
SKU: CMLSBLKCB | Obus Forme 2 in 1 Combination Lowback Backrest and Contoured Seat Support System | 2-in-1 Combination Support System Includes 1 each of the Lowback Backrest Support LBBLKCA and 1 each of the Contoured Seat Cushion STBLKCA packed together in an attractive retail box | 2-in-1-combination-lowback-backrest-and-contoured-seat-support-system-d07.jpg
SKU: CMST-BLK-CA | Obus Forme ObusForme Contoured Seat Cushion Black | The uniquely designed ObusForme Contoured Seat Cushion evenly distributes body weight and encourages proper alignment of the pelvis and thighs for extended sitting comfort. | obusforme-contoured-seat-cushion-black-b03.jpg
SKU: SAMP56696401 | Sammons Preston Point Relief Massagers | Provide a comfortable vibrating massage for small areas to help break up scars. | point-relief-massagers-14a.jpg
SKU: SAMPA8391 | Rolyan Scar Pump | Use following tendon repair, grafting, when skin adhesions limit motion, or when active motion. | scar-pump-e1f.jpeg
SKU: SAMP550487 | Sammons Preston Mini Vibrator | Ideal for scar massage, desensitization, muscle stimulation, oral stimulation and sensory re-education. | mini-vibrator-ef4.jpg
SKU: SAMP081507961 | Sammons Preston Knee Sling | Comes fully assembled; requires no tools or hardware to attach to a walker. | knee-sling-782.png
SKU: DJO79-94313 | DJO Global EveryDAY Daily Activity Brace Small | Semi-rigid, lightweight combined instability brace affords maximum comfort and protection. | everyday-daily-activity-brace-small-815.jpg
SKU: DJO79-94230 | DJO Global KneeRANGER II Universal Short | Post-operative immobilization with protected range of motion. | kneeranger-ii-universal-short-e02.jpg
SKU: DJO79-82159-10 | DJO Global Hinged Knee Support 3/16" Open Pad 3X Large 28"-30Â½" | Compressive neoprene knee support is available with and without buttress. | hinged-knee-support-3-16quot-open-pad-3x-large-28quot-30frac12quot-5d5.jpg
SKU: DJO79-82739-11 | DJO Global Hinged Knee Support 1/8" Reinforced Universal Buttress 4X-Large 30Â½"-33" | Compressive neoprene knee support is available with and without buttress. Universal buttress may be adjusted to allow for medial, lateral, inferior, or superior patella stabilization. | hinged-knee-support-1-8quot-reinforced-universal-buttress-4x-large-30frac12quot-33quot-a11.jpg
SKU: DJO79-80199 | DJO Global PROCAREKnee Support Pull On XX Large 25Â½-28" | Measurements taken 6 inches above mid-patella; 25-1/2 to 28 inchSturdy, heavy-duty elastic provides cool, compression support. | procareknee-support-pull-on-xx-large-25frac12-28quot-b10.png
SKU: NZM310P-XL | NZ Manufacturing Thigh Strap X Large 23"-26" | Used for leg strengthening exercises. | thigh-strap-x-large-23quot-26quot--5d3.png
SKU: BKJKNLER002 | BackJoy Kneeler | The Kneeler features Dynamic Comfort material to deliver superior comfort to your knees providing pressure relief and total comfort on the hardest of surfaces or uneven ground. The ergonomic design transfers the pressure of kneeling into the product to minimize knee pain while stress free acupressure nodes are positioned to take additional strain off the body. Now you can get more tasks done and enjoy doing them while you are in complete comfort. Works great for garden, bathing baby, DIY, housework and more. | kneeler-ddb.jpg
SKU: CERPNEL-1168 | Core Products NelMed Knee Brace Beige 4" | The Nelmed Knee Wrap allows full range of movement and can withstand lots of use while providing moderate support. The NelMed Knee Support is made of an extra heavy duty loop material that can withstand any kind of abuse. | nelmed-knee-brace-beige-4-fc8.jpg
SKU: MKS32512000 | McKesson Stockinette Tubular Medi-Pak Performance 3 Inch X 25 Yard Polyester NonSterile | Stockinette Tubular Medi-Pak Performance 3 Inch X 25 Yard Polyester NonSterile. | stockinette-tubular-medi-pak-performance-3-inch-x-25-yard-polyester-nonsterile-737.jpg
SKU: 114622 | BSN Medical Relief Therapeutic Knee High Support Stockings 20 - 30 mmHg Closed Toe Large | Support stockings provide compression and support for conditions such as moderate to severe varicose veins, swelling, and following sclerotherapy - consult your physician. Super comfortable, knee-high stockings have a soft, smooth texture. Made of woven spandex with a wide, smooth band at the top that helps stockings stay in place. Reinforced heel pocket adds durability and provides a generous toe area. Easy to put on and available in closed or open toe styles in neutral silky beige color. | relief-therapeutic-knee-high-support-stockings-20-30-mmhg-closed-toe-large-9f8.jpg
SKU: 114621 | BSN Medical Relief Therapeutic Knee High Support Stockings, 20 - 30 mmHg, Closed Toe, Medium, Silky Beige | Support stockings provide compression and support for conditions such as moderate to severe varicose veins, swelling, and following sclerotherapy - consult your physician. Super comfortable, knee-high stockings have a soft, smooth texture. Made of woven spandex with a wide, smooth band at the top that helps stockings stay in place. Reinforced heel pocket adds durability and provides a generous toe area. Easy to put on and available in closed or open toe styles in neutral silky beige color. | relief-therapeutic-knee-high-support-stockings-20-30-mmhg-closed-toe-medium-silky-beige-91b.jpg
SKU: CERPKNE-6400 | Core Products Knee Support Hinged - Deluxe Neoprene | This easy to wear, open patella knee brace is recommended for sprains, strains, patellofemoral pain (runner's knee), meniscus injuries and mild ostheoarthritis. Removable buttress pad corrects tracking while removable metal hinges add medial and lateral support. Adjustable stops at 0Â°, 15Â° and 30Â° to help control extension. One-quarter inch neoprene with nylon lining provides comfortable support and compression while retaining natural body heat. Excellent stability and maximum compression. Bilateral design. Available in S, M, L, XL, 2X, 3X or 4X. | knee-support-hinged-deluxe-neoprene-d93.jpg
SKU: CERPKNE-6401 | Core Products Knee Support Standard Neoprene | This comfortable support can help relieve patellofemoral pain (runnerâ€™s knee), edema or postsurgical effusion, meniscus injuries, mild ostheoarthritis or patellar dislocation and tendonitis (jumperâ€™s knee). The contoured slip-on design features an open patella and superior and inferior straps for compression and support above and below the knee. Flexible spiral stays and a removable buttress pad offer a combination of support, stability and adjustability. Bilateral design. Available in S, M, L, XL, 2X, 3X, 4X or 5X. | knee-support-standard-neoprene-4c7.jpg
SKU: CERPKNE-6402 | Core Products Knee Support Sleeve Neoprene | Convenient slip-on support is great for edema or post-surgical effusion, mild ostheoarthritis and patellar tendinitis (jumperâ€™s knee). High quality neoprene delivers uniform compression and warmth, promoting circulation and helping to reduce inflammation. Open patella has double padding surrounding kneecap for extra compression. Contoured, bilateral design. Available in S, M, L, XL, 2X, 3X, 4X or 5X. | knee-support-sleeve-neoprene-3e4.jpg
SKU: CERPKNE-6404 | Core Products Knee Support Wraparound Elastic | Recommended for patellofemoral pain (runnerâ€™s knee), edema or postsurgical effusion and meniscus injuries, this support with wraparound styling keeps you cool with high breathability elastic. High flexibility allows full range of motion. Four flexible spiral stays and dual crisscross elastic straps provide medial and lateral knee support. Bilateral design. Available in S, M, L, XL, 2X, 3X, 4X or 5X. | knee-support-wraparound-elastic-d06.jpg
SKU: CERPKNE-6407 | Core Products Wraparound Neoprene Knee Support | The Wraparound Neoprene Knee Support is recommended for patellofemoral pain (runnerâ€™s knee), edema or postsurgical effusion, meniscus injuries, Osgood-Schlatter disease and patellar tendinitis (jumperâ€™s knee). Soft lining, high quality hook and loop straps for adjustable comfort and compression. Features internal spiral stays to increase medial and lateral support and repositionable felt buttress pad to help patellar tracking. Bilateral design. S fits up to 25(63cm) thigh and 24 (61cm) calf M fits up to 28 (71cm) thigh and 27 (69cm) calf L fits up to 33 (84cm) thigh and 29 (74cm) calf. | wraparound-neoprene-knee-support-3a9.jpg
SKU: CERPKNE-6409 | Core Products Fits All Neoprene Knee Support | Comfortable and effective through a full range of motion, the Fits-All Knee Support helps relieve edema, post surgical effusion and symptoms of patellar tendinitis (jumper's knee). High quality neoprene is ideal for sports and does not restrict movement. Reinforced open patella design adds compression and helps with proper positioning. Bilateral design opens flat for easy on/easy off. S/M fits up to 25â€ (63cm) thigh and 18â€ (46cm) calf; L/XL fits up to 28â€ (71cm) thigh and 21â€ (53cm) calf. | fits-all-neoprene-knee-support--1bf.jpg
SKU: CERPKNE-6412 | Core Products Neoprene Knee Support Hinged | Helps to stabilize collateral ligaments, protect the meniscus and relieve symptoms of mild ostheoarthritis. This open patella, slip-on brace measures 12â€ (30cm) and features removable metal hinges with an extension stop at 0Ëš to help protect knee from hyperextension. High quality neoprene retains natural body heat to help increase circulation and warmth. Superior and inferior straps for compression and support above and below the knee. Bilateral design. Available in S, M, L, XL, 2X, 3X or 4X. | neoprene-knee-support-hinged-4d6.jpg
SKU: CERPKNE-6436 | Core Products X Back Elastic Knee Brace | High quality cotton and elastic support with crisscross design to help relieve stiffness and pain associated with edema or postsurgical effusion. Slip-on elastic styling keeps you cool with high breathability elastic; high flexibility allows full range of motion and helps improve proprioceptive sensation. Compact design is ideal for sports, work or leisure. Available in S, M, L, XL or 2X. | x-back-elastic-knee-brace-3ab.jpg
SKU: CERPKNE-6440 | Core Products Performance Wrap Knee Brace | The Performance Wrap Knee Support is the best all-around knee support available for a multitude of knee problems including patellofemoral pain (runner's knee), patellar dislocation and subluxation, mild ostheoarthritis, patellar tendonitis (jumper's knee) and meniscus pain. A four-way tension system provides a custom fit and excellent compression. Wraparound design is easy to wear and less bulky than hinged supports. Neoprene construction retains natural body heat and stays in place during swimming or other water activities. Available in S/M or L/XL. S/M fits up to 22â€ (56cm) thigh with a 17â€ (43cm) calf. L/XL fits up to 27â€ (68cm) thigh with a 20â€ (50cm) calf. | performance-wrap-knee-brace-65a.jpg
SKU: CERPKNE-6448 | Core Products Wraparound Knee Support | This brace focuses on comfort and support for sprains, strains, edema, postsurgical effusion, meniscus injuries, patellar dislocation and mild ostheoarthritis. Plush neoprene construction is contoured for greater comfort and provides healing warmth. Open back prevents bunching. Removable aluminum hinges with superior and inferior straps for compression and support above and below the knee. Open patella with removable buttress pad aids positioning. Bilateral design. Available in S, M or L. S fits 13â€- 16â€ (33cm - 40cm) knee; M fits 16â€- 19â€ (40cm - 48cm); L fits 20â€- 26â€ (51cm - 66cm). | wraparound-knee-support-a16.jpg
SKU: CERPTHI-6490 | Core Products Thigh Wrap Universal Black | This easy wraparound design can help ease symptoms of iliotibial band syndrome and the resulting knee pain due to inflammation. High quality neoprene delivers uniform compression and warmth, promoting circulation and helping to reduce inflammation. S/M fits 19â€- 28â€ (48cm - 71cm) thigh; L/XL fits 28â€- 33â€ (71cm - 84cm) thigh. | thigh-wrap-universal-black-ee5.jpg
SKU: CERPNEL-1173 | Core Products NelMed 3" Beige Multi Use Support | Nelmed Wraps are known for maintaining superior comfort during prolonged use. This lightweight wrap lives up to its reputation by providing comfortable, customized support that won't bunch or irritate skin. Perfect for both acute and chronic injuries, use this extra long wrap to secure small-sized CorPak (sold on pages 14 & 15) for hot/cold therapy. Combine compression with heat therapy to help increase blood flow to sore spots; cold therapy to help reduce swelling.Helping protect and prevent injuries doesn't get easier than this; simply wrap and go. Comfortable enough to wear every day at work, play or any activity that contributes to strain. With 30 inches (70cm) of high quality elastic, the Nelmed Multi-Use Wrap helps secure even the most swollen and sensitive ankles, knees, wrists or elbows with warm, stabilizing support. Convenient hook and loop eliminates need for clumsy metal clips. One size fits all. Machine washable. | nelmed-3-beige-multi-use-support-112.jpg
SKU: NYO9000H-L | NY Orthopedic Slip-On Knee Support, 12.25" Long Knee Cap with Patella Hole, Large, 18'' - 21'' | Crafted with high quality medium- weight surgical elastic.Tight overlock- stitching provides circumferential one- way stretch compression to the desired area.Reverse block knit over popliteal and anticubital fossa area for added support.Supports minor injuries, weak joints and reduces swelling. | slip-on-knee-support-1225-long-knee-cap-with-patella-hole-large-18-21-004.jpg
SKU: NYO9000H-M | NY Orthopedic Slip-On Knee Support, 12.25" Long Knee Cap with Patella Hole, Medium, 15'' - 18'' | Crafted with high quality medium- weight surgical elastic.Tight overlock- stitching provides circumferential one- way stretch compression to the desired area.Reverse block knit over popliteal and anticubital fossa area for added support.Supports minor injuries, weak joints and reduces swelling. | slip-on-knee-support-1225-long-knee-cap-with-patella-hole-medium-15-18-ee4.jpg
SKU: NYO9000H-S | NY Orthopedic Slip-On Knee Support, 12.25" Long Knee Cap with Patella Hole, Small, 12'' - 15'' | Crafted with high quality medium- weight surgical elastic.Tight overlock- stitching provides circumferential one- way stretch compression to the desired area.Reverse block knit over popliteal and anticubital fossa area for added support.Supports minor injuries, weak joints and reduces swelling. | slip-on-knee-support-1225-long-knee-cap-with-patella-hole-small-12-15-a29.jpg
SKU: NYO9000H-XL | NY Orthopedic Slip-On Knee Support 12 1/4" Long W/Patella Hole | Crafted with high quality medium-weight surgical elasticTight overlock-stitcing provides circumferential one-way stretch compression to the desired areaReverse block knit over popliteal and anticubital fossa area for added supportSupports minor injuries, weak joints and reduces swelling | slip-on-knee-support-12-1-4-long-w-patella-hole-ff7.jpg
SKU: NYO9000-L | NY Orthopedic Slip-On Knee Support, 12.25" Long Knee Cap, Large, 18'' - 21'' | Crafted with high quality medium- weight surgical elastic.Tight overlock- stitching provides circumferential one- way stretch compression to the desired area.Reverse block knit over popliteal and anticubital fossa area for added support.Supports minor injuries, weak joints and reduces swelling. | slip-on-knee-support-1225-long-knee-cap-large-18-21-d09.jpg
SKU: NYO9000-M | NY Orthopedic Slip-On Knee Support, 12.25" Long Knee Cap, Medium, 15'' - 18'' | Crafted with high quality medium- weight surgical elastic.Tight overlock- stitching provides circumferential one- way stretch compression to the desired area.Reverse block knit over popliteal and anticubital fossa area for added support.Supports minor injuries, weak joints and reduces swelling. | slip-on-knee-support-1225-long-knee-cap-medium-15-18-d52.jpg
SKU: NYO9000-S | NY Orthopedic Slip-On Knee Support, 12.25" Long Knee Cap, Small, 12'' - 15'' | Crafted with high quality medium- weight surgical elastic.Tight overlock- stitching provides circumferential one- way stretch compression to the desired area.Reverse block knit over popliteal and anticubital fossa area for added support.Supports minor injuries, weak joints and reduces swelling. | slip-on-knee-support-1225-long-knee-cap-small-12-15-124.jpg
SKU: NYO9000-XL | NY Orthopedic Slip-On Knee Support, 12.25" Long Knee Cap, Extra Large, 21" - 24" | Crafted with high quality medium- weight surgical elastic.Tight overlock- stitching provides circumferential one- way stretch compression to the desired area.Reverse block knit over popliteal and anticubital fossa area for added support.Supports minor injuries, weak joints and reduces swelling. | slip-on-knee-support-1225-long-knee-cap-extra-large-21-24-3bd.jpg
SKU: NYO9050-L | NY Orthopedic Slip-On Knee Support, 8" Basic Knee Cap, Large, 18'' - 21'' | Crafted with high quality medium- weight surgical elastic.Tight overlock- stitching provides circumferential one- way stretch compression to the desired area.Reverse block knit over popliteal and anticubital fossa area for added support.Supports minor injuries, weak joints and reduces swelling. | slip-on-knee-support-8-basic-knee-cap-large-18-21-3e4.jpg
SKU: NYO9050-M | NY Orthopedic Slip-On Knee Support, 8" Basic Knee Cap, Medium, 15'' - 18'' | Crafted with high quality medium- weight surgical elastic.Tight overlock- stitching provides circumferential one- way stretch compression to the desired area.Reverse block knit over popliteal and anticubital fossa area for added support.Supports minor injuries, weak joints and reduces swelling. | slip-on-knee-support-8-basic-knee-cap-medium-15-18-32c.jpg
SKU: NYO9050-S | NY Orthopedic Slip-On Knee Support, 8" Basic Knee Cap, Small, 12'' - 15'' | Crafted with high quality medium- weight surgical elastic.Tight overlock- stitching provides circumferential one- way stretch compression to the desired area.Reverse block knit over popliteal and anticubital fossa area for added support.Supports minor injuries, weak joints and reduces swelling. | slip-on-knee-support-8-basic-knee-cap-small-12-15-ff5.jpg
SKU: NYO9050-XL | NY Orthopedic Slip-On Knee Support 8" Long X Large | Helps relieve pain from minor injuries, weak joints and reduces swelling. | slip-on-knee-support-8-long-x-large-a96.jpg
SKU: KCC89265 | Kimberly-Clark Knee Arthroscopy Drape 90" X 124" Sterile | 90" x 124".Fluid Collection Pouch.2Â½" Conformable Circular Fenestration.Tube Holders. | knee-arthroscopy-drape-90-x-124-sterile-d3f.jpeg
SKU: SAMP55009801 | Sammons Preston M-Brace Knee Wrap, Regular | Provides support and compression for light patellar trauma. Easily adjusts both superior and inferior to the patella, depending on the degree of compression needed. Neoprene and latex free. | m-brace-knee-wrap-regular-b05.jpg
SKU: SAMP929479 | Sammons Preston B Cool Ice Packs | Warm or cold therapy. | b-cool-ice-packs-8b9.jpg
SKU: SAMP556762 | Sammons Preston Hamstring Compression Wrap | VelcroÂ® compatible UBL neoprene body with dual Velcro straps customizes fit, control of compression. | hamstring-compression-wrap-490.jpg
SKU: SAMP25694 | Sammons Preston Shin Splint Compression Wrap | Provides targeted compression, keeping pressure off calf. Helps stabilize tibia, surrounding tissue, and absorbs stress to prevent additional damage | shin-splint-compression-wrap-faf.jpg
SKU: SAMP081572593 | Vulkan Patella Knee Strap | This lightweight strap provides effective compression and support to the tendon region. | patella-knee-strap-ffb.jpg
SKU: CM80277 | Swede-O Hinged Knee Wrap Dual Pivot Beige 5X Large | Open wrap knee brace design offers flexible application with the option of three high quality removable hinges, Permits functional mobilty while ensuring stabilty and support following postoperative ligament and meniscus surgery. | hinged-knee-wrap-dual-pivot-beige-5x-large-52b.jpg
SKU: SKIL555045 | Skil Care Knee Elevator, 7"H x 14"L | Knee Elevator - Medium Half Round | knee-elevator-7h-x-14l-87f.jpg
SKU: SAMP25692 | Sammons Preston ProTec Iliotibial Band Compression Wrap | Incorporates UBL neoprene, felt, Cool Max mesh and Velcro. Integral compression pad targets and stabilizes iliotibial tract. Absorbs stress; reduces friction, rubbing of femoral condyle, alleviating conditions associated with Iliotibial Band Syndrome. Black wrap applies warmth for added comfort, faster healing. Includes injury guide. One size fits all.* *Caution: This product contains natural rubber latex which may cause allergic reactions.Quantity 1/EA | protec-iliotibial-band-compression-wrap-b04.jpg
SKU: SAMP929192 | Sammons Preston 14" B-Cool Arthroscopic Knee Wrap/Thigh Supports | Inside pockets accommodate ice packs for cold compression of the joint area. Features hook & loop closure for easy adjustment. Ice packs sold separately. Latex free.Length 14"Quantity 1/EA | 14-b-cool-arthroscopic-knee-wrap-thigh-supports-87c.jpg
SKU: SAMP929480 | Sammons Preston Popliteal Pad | Can be added to any knee immobilizer for additional knee flexion. Attaches with adhesive backing. Latex free. | popliteal-pad-904.jpg
SKU: SAMP560917 | Sammons Preston Mueller Self Adjusting Knee Stabilizer | This adjustable stabilizer is ideal for sprains, strains and arthritic knee conditions. | mueller-self-adjusting-knee-stabilizer-8fd.jpg
SKU: SKIL555043 | Skil Care Knee Elevator, 5"H x 17"L | Knee Elevator - Small Half Round | knee-elevator-5h-x-17l-b9e.jpg
SKU: ROSCGK1517 | Roscoe Medical Garmetrode Conductive Knee Brace | Conductive braces give support, warmth and electrotherapy stimulation and are designed to treat area of the body, which are difficult to reach with standard self-adhesive electrodes. | garmetrode-conductive-knee-brace-3ea.jpg
SKU: ROSCBK5440 | Roscoe Medical Knee Support One Size Fits All | Our orthopedic braces are constructed of lightweight breathable material and offer superior comfort and flexibility. Ideal for providing support and compression for strains and sprains, Roscoe orthopedic braces are made of a neoprene/nylon blend with high quality elastic pulls - a custom fit that accommodates many different body types! | knee-support-one-size-fits-all-4f1.jpg
SKU: ROSCTM-160K | Roscoe Medical TherMedic 3 in 1 Pro-Wrap Knee Brace | The TherMedic 3-in-1 Hot/Cold Pro-Wrap Series provides the perfect combination of hot and cold therapy along with compression for an optimum approach for treating both acute and chronic injuries. The innovative fuss-free design eliminates the need for ice cubes, bandages and hotwater bottles. The Pro-Wrap Braces can be applied directly to the skin and are ergonomically designed to fit the body accordingly. The braces are perfect for therapy clinics, rehabilitation centers, athletic facilities and at home use. All braces come complete with AC/DC adapter - perfect for patients on the go! | thermedic-3-in-1-pro-wrap-knee-brace-4ea.jpg
SKU: HRTM62340000 | Hartmann USA Finger Splint 0.75" x 18" Straight | Ideal for immobilizing fractures, strains, sprains, cuts, tip and nail bed injuries. | finger-splint-075-x-18-straight--c67.jpg
SKU: 3PTP1008-003 | 3 Point Products Oval 8 Finger Splint Combo Pack Sizes 10, 11, 12, 13 & 14 | Oval 8 Finger Splint Combo Pack Sizes 10, 11, 12, 13 & 14. | oval-8-finger-splint-combo-pack-sizes-10-11-12-13-14-456.png
SKU: 3PTP1008-11-5 | 3 Point Products Oval 8 Finger Splint Refill Size 11 | Oval 8 Finger Splint Refill Size 11 | oval-8-finger-splint-refill-size-11-a85.png
SKU: CRAMTRI210 | Cramer Sports Medicine Finger Solution Extra Small | The world';s first versatile, non-invasive solution for painful trigger finger, developed by a leading Orthopedic Surgeon. This unique, patent-pending cushioning ring relieves pressure on affected area so patients can resume daily activity. It allows the hand';s protective fat pad to heal, and may be worn on any finger with complete freedom of movement. | finger-solution-extra-small-b0e.gif
SKU: HRTM69700000 | Hartmann USA Finger Splint Size 7 | Designed to protect and support the distal joint of the finger extension while permitting unrestricted movement of the proximal interphalangeal joint. | finger-splint-size-7-17f.jpg
SKU: SAMP081623636 | Sammons Preston SIRIS EZ Sizer Measuring Kit | Allows individuals to measure for all SIRISÂ™ products. | siris-ez-sizer-measuring-kit-0ed.jpg
SKU: 3PTP1008-K | 3 Point Products Oval 8 Kit Includes: 44 Splints in Sizes 2 to 15 | The Oval-8 Kit keeps all 14 sizes organized and makes it easy to see what sizes you need to restock. At less than half the price of buying splints individually, the Kit is a must-have for any clinic. | oval-8-kit-includes-44-splints-in-sizes-2-to-15--0d3.jpg
SKU: CRAMTRI230 | Cramer Sports Medicine Finger Solution Medium 2 | The world's first versatile, non-invasive solution for painful trigger finger. Developed by a leading Orthopedic Surgeon. | finger-solution-medium-2-a36.jpg
SKU: GF1968 L | Grafco Prokot Plastic Finger Guard | Plastic guard prevents further injury of fingers and toes, Can be cut with scissor for proper fit | prokot-plastic-finger-guard-b39.jpg
SKU: GF1968-1 | Grafco Prokot Plastic Finger Guards Kit of 4 Each | Prokot Plastic Finger Guard, Kit of 4 each of 1968 S, 1968 M and 1968 L. | prokot-plastic-finger-guards-kit-of-4-each-3e9.jpg
SKU: CM3001C | Complete Medical Finger Cots Large | Providing you with great selection and quality. | finger-cots-large-701.jpg
SKU: SAMP551799 | Sammons Preston Frap Strap | This versatile strap can be used for stretching joints, capsules, soft tissue and scar restrictions. It can assist and restore position of fingers for alignment and motion and can be used for one or more fingers at a time. | frap-strap-53b.jpg
SKU: CM3001B | Complete Medical Finger Cots Medium | Finger Cots Medium | finger-cots-medium-744.jpg
SKU: SAMP550539 | Rolyan PIP/DIP Finger Flexion Strap | Soft leather and hook-and-loop strap holds the PIP and DIP joints in flexion with constant force. Adjustable for comfort and increased range of motion. Package of 6. Latex free. | pip-dip-finger-flexion-strap-b02.jpg
SKU: SAMPA57117 | Sammons Preston Phase II Composite Finger Flexion Loop Attachments | Straps wrap around the first and third phalanx to increase PIP/DIP flexion, then attach to the gauntlet (sold separately above on left), pulling the MCP into flexion. | phase-ii-composite-finger-flexion-loop-attachments-01b.jpg
SKU: SAMPA57118 | Sammons Preston Finger Exerciser Attachments | Strengthens the fingers. Individual tabs are attached to rubber bands that allow varying degrees of resistance. Can be used on the thumb to strengthen extension and abduction. Gauntlet sold separately above on left. | finger-exerciser-attachments-3ab.jpg
SKU: 3PTP1202-4 | 3 Point Products 3pp Step Down Splint, Large - 7.6 - 8.9 cm | Lightweight wire splint allows the wearer to control the force to gradually bend fingers stuck in a straight or extended position. The 3pp Step Down Splint will help reduce a mild to severe contracture caused by a fractured, jammed finger or tendon injury. To restore the final degrees of flexion, use a 3pp Final Flexion Wrap. Soft straps and pads are Latex free. Sizing and fitting by a health care provider is recommended. | 3pp-step-down-splint-large-76-89-cm-b28.jpg
SKU: 3PTP1202-3 | 3 Point Products 3pp Step Down Splint Medium 4.4 - 8.3 cm | Lightweight wire splint allows the wearer to control the force to gradually bend fingers stuck in a straight or extended position. | 3pp-step-down-splint-medium-44-83-cm-5fd.jpg
SKU: 3PTP1202-2 | 3 Point Products 3pp Step Down Splint, Small - 3.8 - 5 cm | Lightweight wire splint allows the wearer to control the force to gradually bend fingers stuck in a straight or extended position. The 3pp Step Down Splint will help reduce a mild to severe contracture caused by a fractured, jammed finger or tendon injury. To restore the final degrees of flexion, use a 3pp Final Flexion Wrap. Soft straps and pads are Latex free. Sizing and fitting by a health care provider is recommended. | 3pp-step-down-splint-small-38-5-cm-731.jpg
SKU: 3PTP1200-4 | 3 Point Products 3pp Step Up Splint, Large - 7.6 - 8.9 cm | Lightweight wire splint uses adjustable tension to straighten fingers stuck in a flexed or bent position. The wearer controls the amount of force applied. Whether due to a jammed or fractured finger, or a tendon injury, the 3pp Step Up Splint will help reduce a mild to severe contracture. Soft foam-lined straps and pads are Latex free. Sizing and fitting by a health care provider is recommended. | 3pp-step-up-splint-large-76-89-cm--f54.jpg
SKU: 3PTP1200-3 | 3 Point Products 3pp Step Up Splint, Large - 7.6 - 8.9 cm | Lightweight wire splint uses adjustable tension to straighten fingers stuck in a flexed or bent position. The wearer controls the amount of force applied. Whether due to a jammed or fractured finger, or a tendon injury, the 3pp Step Up Splint will help reduce a mild to severe contracture. Soft foam-lined straps and pads are Latex free. Sizing and fitting by a health care provider is recommended. | 3pp-step-up-splint-large-76-89-cm-390.jpg
SKU: 3PTP1200-2 | 3 Point Products 3pp Step Up Splint Small | Lightweight wire splint uses adjustable tension to straighten fingers stuck in a flexed or bent position. | 3pp-step-up-splint-small--cd0.jpg
SKU: SAMP081524842 | Sammons Preston 3pp Gel Tubes | Soft, stretchable gel tubes ease pressure and friction on fingers or toes. | 3pp-gel-tubes-26c.jpg
SKU: 3PTP1008-7-5 | 3 Point Products Oval 8 Finger Splint Refill Size 7 | Stabilizes and aligns the PIP and DIP joints. | oval-8-finger-splint-refill-size-7--f0d.jpg
SKU: MKS44031300 | McKesson Finger Cot Large | Finger Cot, Medi-Pak, Large, Powder Free, Latex | finger-cot-large-b94.jpg
SKU: DJO79-90500 | DJO Global Arm Elevation Pillow | Sculptured foam support aids in the reduction of pre/post-cast or post-surgical swelling. Excellent for use on wrist or shoulder surgery and mastectomy patients. Provides comfortable, effective support with minimal restraint. Product comes compressed. | arm-elevation-pillow-2f1.jpg
SKU: SAMP929365 | Sammons Preston Multi-Roll Hand Orthosis Right | The Rolyan Multi-Roll Hand Orthosis is appropriate for progressive extension of the wrist, hand, and fingers. The 7-shape design provides positioning for moderate to moderate-high hyperactivity. Wrist position adjusts by bending it to desired ROM - no tools or heat gun needed. It includes 3 interchangeable finger rolls to adjust to different degrees of finger flexion. The strapping system has a unique shape that ensures the orthosis is applied correctly. The AEGIS Microbe Shield protects against odor-causing bacteria, mold, mildew, and contaminating fungus. AEGIS is effective against virtually all problem microbes including bacteria, fungi, and algae. It lasts the life of the product. | multi-roll-hand-orthosis-right-295.jpg
SKU: BUFD12063501080000 | Bauerfeind EpiPoint Elbow Strap | Anyone who repeats the same arm movements every day can be suddenly overcome by sharp pain.The tissues are over-strained and become swollen and inflamed. Bauerfeindâ€™s EpiPoint supports massage the tissue during exercise and stimulates the metabolism. This can help the swelling to go down quickly. EpiPoint braces have an integrated elastic cushion that relieves pressure on the tendon attachments at precisely the right points.The EpiPoint elbow support fastens around the forearm with an adjustable band that lets you set the level of compression. A red warning section indicates if the strap is getting to be too tight. The pad in the elbow support can be rotated around the central axis and refastened with a Velcro fastener, so the EpiPoint brace can be worn on either the left or the right forearm. An indicator shows whether the pad is currently set for the right or the left arm. Ace tennis elbow with Bauerfeindâ€™s EpiPoint stabilizing braces and supports. | epipoint-elbow-strap--df8.jpg
SKU: DJO79-82325 | DJO Global Tennis Elbow Support Medium | Combines soothing warmth of neoprene elbow sleeve with a counter-force strap that restricts full extension of muscles and tendons. | tennis-elbow-support-medium-34a.jpg
SKU: SCSI1303-WHI | Scott Specialties Wrist Wrap White | Wrist Wrap White. | wrist-wrap-white-a7e.jpg
SKU: DJO79-87558 | DJO Global Smart Glove with Thumb Extra Large Palm Width | Bead-filled wrist pad protects and cushions the underside of the wrist providing flexible support while allowing full use of the hand and thumb. | smart-glove-with-thumb-extra-large-palm-width--0de.jpg
SKU: SCSI1233 | Scott Specialties Economy Hemi Sling White Cotton Flannel Cuffs | Gives balanced support to hand, arm and shoulder making it ideal for the stroke patient. | economy-hemi-sling-white-cotton-flannel-cuffs-bb5.jpg
SKU: NYO9371 | NY Orthopedic Dual Padded Mitts, Mesh, Universal | RECOMMENDED USE: Patients who disrupt medical treatment by pulling at their IV line/catheter or are prone to self-injury.Lightweight mesh cover promotes air circulation with cushioned padding.Easy application and closure, for bed or wheelchair.For use with or without the arm movement control straps.Machine washable. | dual-padded-mitts-mesh-universal-916.jpg
SKU: DJO79-84155 | DJO Global Blue Vogue Arm Sling-Medium | Generous size envelope constructed of durable poly/cotton provides patient with comfortable, custom fit yet helps ensure immobility. Fully padded 2" wide foam strap with contact closure and D-Rings for easy adjustment and application. Thumb loop helps prevent sling from migrating. Ideal for cast support; injuries to the arm, wrist or hand. | blue-vogue-arm-sling-medium-596.jpg
SKU: DJO79-84243 | DJO Global Sling And Swathe | Sling and swathe constructed with durable cotton/duck material. | sling-and-swathe-436.jpg
SKU: DJO79-84243 | DJO Global Sling And Swathe | Sling and swathe constructed with durable cotton/duck material. | sling-and-swathe-436.jpg
SKU: DJO79-84243 | DJO Global Sling And Swathe | Sling and swathe constructed with durable cotton/duck material. | sling-and-swathe-436.jpg
SKU: DJO79-84243 | DJO Global Sling And Swathe | Sling and swathe constructed with durable cotton/duck material. | sling-and-swathe-436.jpg
SKU: DJO79-81185 | DJO Global Tennis Elbow Support with Floam - Medium | Combines neoprene band with FLOAM bladder for compression over tendon insert point. FLOAM has no memory, which prohibits pressure from being displaced to bony prominences. Ideal for Medial epicondylitis golfer's elbow and Lateral epicondylitis Tennis elbow. | tennis-elbow-support-with-floam-medium-24e.jpg
SKU: DJO79-82327 | DJO Global Tennis Elbow Support Large | Combines soothing warmth of neoprene elbow sleeve with a counter-force strap that restricts full extension of muscles and tendons. Contact closure strap with D-ring provides exact fit and adjustment. | tennis-elbow-support-large-97a.jpg
SKU: DJO79-85015 | DJO Global Clavicle Strap Medium | Foam padded shoulder straps covered with stockinette for added patient comfort. 3-way adjustment buckle closure helps prevent strap slippage. Ideal for clavicular fractures and postural problems. | clavicle-strap-medium-207.jpg
SKU: DJO79-85003 | DJO Global Clavicle Splint Small | Adjustable prong buckles ensure correct fit and prevents slippage. | clavicle-splint-small-572.jpg
SKU: DJO06GL | DJO Global Arm Immobilizer Large | Available with or without an Abduction Pillow the Arm Immobilizer provides secure, comfortable arm and shoulder support for injuries and a variety of pre- and post-op indications involving the shoulder, elbow, proximal or mid humerus, and wrist. | arm-immobilizer-large-c5c.jpg
SKU: SCSISA1260 | Scott Specialties Universal Arm Sling, Sport-Aidâ„¢ Retail Packaging | Envelope style, denim blue poly/cotton with deep pouch. 1 1/2" wide cotton shoulder strap is adjustable and closes with hook and loop closure. | universal-arm-sling-sport-aidtrade-retail-packaging-b3c.jpg
SKU: SCSISA1953 | Scott Specialties Elbow Compression, Sport-Aidâ„¢ Retail Packaging | Beige, knitted elastic support is 8" long, provides compression. Elastic features varying degrees of tension for proper fit. Specify size (elbow circumference) Small 9"-10"; Medium 10"-12", Large 12"-14"; X-Large 13"-16". | elbow-compression-sport-aidtrade-retail-packaging-700.jpg
SKU: SCSISA2194 | Scott Specialties Tennis Elbow, Sport-Aidâ„¢ Retail Packaging | Comfortable tennis elbow shaped to relieve stress and pain on the extensor muscles. Aids in injury prevention and relief from minor elbow muscle strain or sprain. Features loop-lock tension strap and fastens easily with one hand. Specify size (forearm circumference): SM 10", MD 11", LG 12", XL 13". | tennis-elbow-sport-aidtrade-retail-packaging-f55.jpg
SKU: SCSI1309 | Scott Specialties Universal Wrist Wrap Black 4"-11" | Features hook and loop closure. | universal-wrist-wrap-black-4-11-02d.jpg
SKU: SCSI9007 | Scott Specialties Neoprene Thumb Spica | Support the wrist while providing abduction for the thumb. | neoprene-thumb-spica-39b.jpg
SKU: SCSISA1361 | Scott Specialties Wrist Compression Sport-Aid Retail Packaging | Beige knitted cotton elastic wristlet provides moderate compression. 6" long with thumb hole. Fits left or right hand. Speciy size: (wrist circumference) Small 5 1/2"-6 1/2"; Medium 6 3/4"-7 1/2"; Large 7 3/4"-8 1/2"; X-Large 8 3/4"-10". | wrist-compression-sport-aid-retail-packaging-a7b.jpg
SKU: SAMP56305111 | Sammons Preston Comfy Air Hand Roll Orthosis With Finger Separators | Inflatable roll slides easily through contracted hand when the attached string is pulled. | comfy-air-hand-roll-orthosis-with-finger-separators-d48.jpg
SKU: SCSI1960 | Scott Specialties Tennis Elbow Wrap 2 inch | Tennis Elbow Wrap 2 inch | tennis-elbow-wrap-2-inch-f48.jpg
SKU: SCSI9030 | Scott Specialties Plush 1 Elbow Strap, 2" Wide, 7"-15" (Forearm Circumference) | 1/8" blue neoprene strap with loop-lock closure. Provides local pressure to muscle of the forearm. | plush-1-elbow-strap-2-wide-7-15-forearm-circumference-403.jpg
SKU: 3PTP2000-L3 | 3 Point Products ThumSaver CMC Short, Left Hand Medium - 3.5'' to 4'' | Molded with thin, lightweight plastic, the ThumSaver CMC Short is a seamless splint supports the thumb and limits wrist motion to reduce pain experienced when gripping or pinching. Carefully designed to support the thumb and wrist to allow protected hand function. Recommended for those experiencing thumb tendinitis and basal joint arthritis. Felt pads are included to provide cushioning where needed. Shown with 3pp ThumSock, which is not included. Firm Control | thumsaver-cmc-short-left-hand-medium-35-to-4-e69.jpg
SKU: 3PTP2001-R3 | 3 Point Products ThumSaver MP, Right Hand Medium - 3.5'' to 4'' | Reduce the pain you feel when pinching or gripping small objects. This thumb splint realigns the MP joint (the middle joint) and stabilizes the base of your thumb to relieve the grinding pain of arthritis. Wearing the ThumSaver MP, you can garden, write or grasp a doorknob without pain or the fear of dropping things. Ideal for Gamekeeper's and Skier's Thumb, the ThumSaver MP is thin enough to be worn comfortably under gloves. Can be used in catcher's gloves. Felt pads are included to provide cushioning where you need it. Firm Control | thumsaver-mp-right-hand-medium-35-to-4-811.jpg
SKU: ISG554DCTSR | Health Care Wholesalers Deluxe Carpal Tunnel Wrist Support, Right, Small: 2 1/2" - 3" | D-ring wrist support with hook and loop closure makes application quick and easy. Palm stay is removable and adjustable. 1/4" stay on back, 1/2" stay on front. Soft lining for comfort. To size, measure palm width halfway between base of fingers and the thumb. Beige. Latex free. | deluxe-carpal-tunnel-wrist-support-right-small-2-1-2-3-963.jpg
SKU: ISG554DCTLR | Health Care Wholesalers Deluxe Carpal Tunnel Wrist Support, Right, Large, 3 1/2" - 3 3/4" | D-ring wrist support with hook and loop closure makes application quick and easy. Palm stay is removable and adjustable. 1/4" stay on back, 1/2" stay on front. Soft lining for comfort. To size, measure palm width halfway between base of fingers and the thumb. Beige. Latex free. | deluxe-carpal-tunnel-wrist-support-right-large-3-1-2-3-3-4-de5.jpg
SKU: ISG554DCTMR | Health Care Wholesalers Deluxe Carpal Tunnel Wrist Support, Right, Medium: 3" - 3 1/2" | D-ring wrist support with hook and loop closure makes application quick and easy. Palm stay is removable and adjustable. 1/4" stay on back, 1/2" stay on front. Soft lining for comfort. To size, measure palm width halfway between base of fingers and the thumb. Beige. Latex free. | deluxe-carpal-tunnel-wrist-support-right-medium-3-3-1-2--53b.jpg
SKU: ISG554DCTML | Health Care Wholesalers Deluxe Carpal Tunnel Wrist Support, Left, Medium, 3" - 3 1/2" | D-ring wrist support with hook and loop closure makes application quick and easy. Palm stay is removable and adjustable. 1/4" stay on back, 1/2" stay on front. Soft lining for comfort. To size, measure palm width halfway between base of fingers and the thumb. Beige. Latex free. | deluxe-carpal-tunnel-wrist-support-left-medium-3-3-1-2-bfa.jpg
SKU: ABWH704010000 | Ableware The Patient Handler | An easily handled sling that saves the attendant's back and provides more comfort and safety for the patient. Can be used by one or two professionally trained people for reseating a patient, transferring between bed, commode, wheelchair etc. or standing a patient up from a seated position. | the-patient-handler-83a.jpg
SKU: CERPPRO-901 | Core Products Positioning Bolster - Peak Style | Core Bolsters are durable aids for clinical or home use. They provide support under the legs, arms, feet and other areas of the body. Constructed from precision cut, high quality foam and encased in an easy to clean vinyl cover. Durable positioning straps will not tear or fray and provide easy repositioning. Bolster size matched to the width of most standard treatment tables, making this bolster easy to use. Available in Blue, Black or Gray. Peak Bolster Peaked shape fits comfortably under the knees. Precision cut foam. Attached strap for easy repositioning. | positioning-bolster-peak-style-ccb.jpg
SKU: CERPNEL-1108 | Core Products Nelmed Wrist Wrap 3â€ | This lightweight wrap lives up to its reputation by providing comfortable, customized support that wonâ€™t bunch or irritate skin. Helping to protect wrist injuries doesnâ€™t get easier than this; simply wrap and go. Comfortable enough to wear every day at work, play or any activity that contributes to strain. Convenient hook and loop eliminates need for clumsy metal clips. One size fits all; specify width. Machine washable. | nelmed-wrist-wrap-3-588.jpg
SKU: NYO9370 | NY Orthopedic Padded Mitts, Mesh, Universal | RECOMMENDED USE: Patients who disrupt medical treatment by pulling at their IV line/catheter or are prone to self-injury.Lightweight mesh cover promotes air circulation with cushioned padding.Easy application and closure, for bed or wheelchair.For use with or without the arm movement control straps.Machine washable. | padded-mitts-mesh-universal-cdf.jpg
SKU: DJO79-97000 | DJO Global Arm Band with Compression Pad Universal 2" | Quality nylon construction with reinforced neoprene pad to alleviate stress over lateral/medial epicondyle to address tendonitis, bursitis, and strains. | arm-band-with-compression-pad-universal-2-368.jpg
SKU: DJO79-85100 | DJO Global Universal Clavicle | Foam/nylon construction with contact closure for easy adjustment. | universal-clavicle-8c6.jpg
SKU: DJO79-82570 | DJO Global Universal Surround Elbow with FLOAM Universal | Comfortable neoprene strap features FLOAM bladder and wraparound universal design with loop-lock closure. | universal-surround-elbow-with-floam-universal-8a1.jpg
SKU: SAMP927455 | Sammons Preston Elbowlift Elbow Protector | Whether you are at home, the office or school, the Elbowlift Elbow Protector is designed to provide maximum protection to your elbow no matter the situation. This product is constructed of a smooth foam column design that creates a center hole for excellent protection and pressure elimination. | elbowlift-elbow-protector--1a1.jpg
SKU: SAMP1495 | Sammons Preston Cone with Finger Separator | Sturdy, plastic cone helps protect handâ€”it prevents the fingers from digging into the palm. | cone-with-finger-separator-b88.jpg
SKU: SAMP55478502 | Sammons Preston Rolyan AM Hand Cone Covers | AM-protected cover helps fight germs and guards against the growth of odors from microbes (bacteria) and fungi | rolyan-am-hand-cone-covers-46d.jpg
SKU: SAMP550052 | Posey Peek-A-Boo Mitts | Quick-check flap enables circulation checks without mitt removal and secures firmly with hook & loop. Double-padded design provides safety and comfort. No finger separators. Ambidextrous design, one size fits all adults. Machine washable. Latex free. | peek-a-boo-mitts-640.jpg
SKU: SAMP7775 | Rolyan Foam Finger Separator | Soft, closed-cell foam. Use to separate fingers to prevent skin maceration, or to maintain web spaces and finger alignment. | foam-finger-separator-030.jpg
SKU: 3PTP1201-4 | 3 Point Products 3pp Side Step Splint Large 3" - 3.5" | Correct DIP or PIP joint deviation with the 3ppÂ® Side Stepâ„¢ Splint. Adjustable tension splint applies a static progressive stretch to correct IP joint deviation caused by arthritic deformity or injury. Also used to treat Osteoarthritis, Heberden's & Bouchard's Nodes, collateral ligament injury and ligament injuries. | 3pp-side-step-splint-large-3-35-072.png
SKU: 3PTP3100-L2 | 3 Point Products Ultra Spica Left Small | The 3pp Ultra Spica is semi-flexible, weighs just one ounce and provides light, effective thumb and wrist support. | ultra-spica-left-small-98b.jpg
SKU: SAMP6727 | Sammons Preston Padded Safety Mitt | Prevents clients from pulling out catheters, IV tubes and other undesired behaviors. 100% cotton, mesh-covered safety mitt also helps prevent contracture with firm polyester filling. Hook & loop wrist strap. | padded-safety-mitt-01c.jpg
SKU: SAMP149401 | Sammons Preston Contracture Finger Cushion Large 4" x 5" | Provides cushioning separation to the fingers, which helps prevent skin breakdown in palm of hand and between the fingers. | contracture-finger-cushion-large-4-x-5-059.jpg
SKU: SAMP1494 | Sammons Preston Contracture Finger Cushion Regular 3" x 5" | Provides cushioning separation to the fingers, which helps prevent skin breakdown in palm of hand and between the fingers. | contracture-finger-cushion-regular-3-x-5--b6f.jpg
SKU: SCSI4700-PD | Scott Specialties Shoulder Immobilizer Pediatric Chest Circumference 20" x 30" | These colorful orthopedic soft goods with the Snoopy character envelope the arm, wrist, leg or foot as a support in the treatment of bone, muscle and/or ligamentous injury. | shoulder-immobilizer-pediatric-chest-circumference-20-x-30-4e2.jpg
SKU: ALI5791 | Alimed Lace-Up Wrist Support - Standard, Left, X-Small | Ideal for carpal tunnel syndrome, post-operative stabilization after cast removal, wrist sprains, arthritis, and tendonitis. 7" length promotes wrist stabilization without limiting functional mobility. Contoured palmar stay is adjustable to allow proper wrist positioning. Malleable dorsal stay provides additional support. Deluxe, ultra-suede, perforated fabric with soft inner lining wicks moisture for added patient comfort. Patients with limited dexterity will benefit from easy, slip-on application and single-action lace closure. | lace-up-wrist-support-standard-left-x-small-988.jpg
SKU: ALI5795 | Alimed Lace Up Wrist Support Standard Left Medium | Contoured palmar stay is adjustable to allow proper wrist positioning. Malleable dorsal stay provides additional support. Deluxe, ultra-suede, perforated fabric with soft inner lining wicks moisture for added patient comfort. Patients with limited dexterity will benefit from easy, slip-on application and single-action lace closure. | lace-up-wrist-support-standard-left-medium-41f.jpg
SKU: ALI5797 | Alimed Lace-Up Wrist Support - Standard, Left, Large | Ideal for carpal tunnel syndrome, post-operative stabilization after cast removal, wrist sprains, arthritis, and tendonitis. 7" length promotes wrist stabilization without limiting functional mobility. Contoured palmar stay is adjustable to allow proper wrist positioning. Malleable dorsal stay provides additional support. Deluxe, ultra-suede, perforated fabric with soft inner lining wicks moisture for added patient comfort. Patients with limited dexterity will benefit from easy, slip-on application and single-action lace closure. | lace-up-wrist-support-standard-left-large-18d.jpg
SKU: ALI510326 | Alimed Neoprene Wrist Wrap, Large | AliMed Neoprene Wrist Wrap A cylinder of neoprene with an elastic overwrap strap that supports the wrist and controls compression. Suggested for brief periods of intense activity or sports, such as tennis, basketball, etc. Not recommended for all-day or extended wearing.Sizing: Small- fits smaller womenMedium- fits most women and smaller menLarge- fits most men | neoprene-wrist-wrap-large-98a.jpg
SKU: ALI5923 | Alimed ThumbKeeper with D-Ring, Left, Medium | AliMed FREEDOM ThumbKeeper Finally, a splint that is quick-to-fit and effective at supporting the CMC/MP joint. We've given you the convenience of a pre-fitted splint without the tradeoff normally associated with "pre-fabs", such as poor fit and lack of customization. Clinicians have told us it fits most patients right out of the box. But for those few patients where minor adjustments are necessary, simply trim with scissors or modify with hot water. The IP joint can flex and the MP joint is maintained in the preferred resting position. It will not restrict or impede your patient's ability to perform work. Best of all, we've made it comfortable to wear. Rigid 1/16" multiform thermoplastic outer shell is lined with AliPlast foam, cushioning you won't find in most custom fabricated CMC splints. For support with the FREEDOM to function, choose FREEDOM ThumbKeeperâ„¢! Indicated for" Gamekeeper's Thumb, Skier's Thumb, Ulnar Collateral Ligament Sprain, and MP/CMC Joint Arthritis. | thumbkeeper-with-d-ring-left-medium-a65.jpg
SKU: ALI5113 | Alimed FREEDOM comfort Boxer Fracture Prefab Orthosis with MP Extension, Large, Right | FREEDOM comfort Boxer Fracture Prefab Orthosis with MP Extension is ideal for quick and efficient immobilization of common metacarpal fractures. The rigid Kydex shell immobilizes and protects the fracture and surrounding joints. T-Foam padded liner ensures even further comfort, along with support and conformity to the fracture volume. MPs are positioned in extension. In difficult-to-fit instances, the shell may be gently heated (with heat gun) and reshaped to accommodate swelling. Black.Indications and usage: Most useful for uncomplicated fourth and fifth metacarpal fractures, including Boxer's fracture. For more complex fractures, use for support once the fracture has partially healed and some stability has been obtained.Fitting Instructions: Adhesive-backed, pressure-sensitive padding is included with each orthosis to allow angular corrections to be made to the fracture site. | freedom-comfort-boxer-fracture-prefab-orthosis-with-mp-extension-large-right--b7a.jpg
SKU: SCSI1205 | Scott Specialties Arm Sling Denim or Gray | Immobilizes and supports arm and shoulder. | arm-sling-denim-or-gray-b36.jpg
SKU: 3PTP1005-100 | 3 Point Products Buddy Loop, 1/2" (1.27cm) | Buddy Loops are ideal for minor fractures and sprains of the toes and fingers. Each strap is lined with foam which makes them soft on the skin, and prevents slipping or rolling as they hold fingers/toes together. Use as many Buddy Loops in place of medical tape when applicable, to provide sufficient immobility.Buddy Loops have many appealing characteristics that make them a great product to be included in your stock of physical therapy equipment, and the perfect replacement for traditional medical tape. | buddy-loop-1-2-127cm-c27.jpg
SKU: 3PTP1005-25 | 3 Point Products Buddy Loops, 1/2" (1.27cm) | Easy-to-apply loop and wrap design holds fingers securely together. Use one or two Buddy Loops as needed for control. Soft, foam-lined straps will not slip or roll. Washable and reusable, these straps offer light control. Latex-free. | buddy-loops-1-2-127cm--e55.jpg
SKU: 3PTP1005-050 | 3 Point Products Buddy Strap 1/2" 1.27cm | 3pp Buddy Loops eliminate messy, sticky tape and provide secure, reusable finger protection. | buddy-strap-1-2-127cm-6ee.jpg
SKU: 3PTP1003-100 | 3 Point Products Buddy Loop, 3/4" (1.9cm) | Easy-to-apply loop and wrap design holds fingers securely together. Use one or two Buddy Loops as needed for control. Soft, foam-lined straps will not slip or roll. Washable and reusable, these straps offer light control. Latex-free. | buddy-loop-3-4-19cm-687.jpg
SKU: 3PTP1003-100 | 3 Point Products Buddy Loop, 3/4" (1.9cm) | Easy-to-apply loop and wrap design holds fingers securely together. Use one or two Buddy Loops as needed for control. Soft, foam-lined straps will not slip or roll. Washable and reusable, these straps offer light control. Latex-free. | buddy-loop-3-4-19cm-687.jpg
SKU: 3PTP1003-100 | 3 Point Products Buddy Loop, 3/4" (1.9cm) | Easy-to-apply loop and wrap design holds fingers securely together. Use one or two Buddy Loops as needed for control. Soft, foam-lined straps will not slip or roll. Washable and reusable, these straps offer light control. Latex-free. | buddy-loop-3-4-19cm-687.jpg
SKU: 3PTP1003-100 | 3 Point Products Buddy Loop, 3/4" (1.9cm) | Easy-to-apply loop and wrap design holds fingers securely together. Use one or two Buddy Loops as needed for control. Soft, foam-lined straps will not slip or roll. Washable and reusable, these straps offer light control. Latex-free. | buddy-loop-3-4-19cm-687.jpg
SKU: 3PTP1007-100 | 3 Point Products Buddy Loop, 1" (2.5cm) | Easy-to-apply loop and wrap design holds fingers securely together. Use one or two Buddy Loops as needed for control. Soft, foam-lined straps will not slip or roll. Washable and reusable, these straps offer light control. Latex-free. | buddy-loop-1-25cm-cb5.jpg
SKU: 3PTP1007-100 | 3 Point Products Buddy Loop, 1" (2.5cm) | Easy-to-apply loop and wrap design holds fingers securely together. Use one or two Buddy Loops as needed for control. Soft, foam-lined straps will not slip or roll. Washable and reusable, these straps offer light control. Latex-free. | buddy-loop-1-25cm-cb5.jpg
SKU: 3PTP1007-100 | 3 Point Products Buddy Loop, 1" (2.5cm) | Easy-to-apply loop and wrap design holds fingers securely together. Use one or two Buddy Loops as needed for control. Soft, foam-lined straps will not slip or roll. Washable and reusable, these straps offer light control. Latex-free. | buddy-loop-1-25cm-cb5.jpg
SKU: 3PTP1007-100 | 3 Point Products Buddy Loop, 1" (2.5cm) | Easy-to-apply loop and wrap design holds fingers securely together. Use one or two Buddy Loops as needed for control. Soft, foam-lined straps will not slip or roll. Washable and reusable, these straps offer light control. Latex-free. | buddy-loop-1-25cm-cb5.jpg
SKU: 3PTP2012-L34 | 3 Point Products Carpal Lift Np Left Medium Large | Soft, foam-lined splint lifts and supports the wrist to reduce pain on the ulnar (small finger) side of the wrist caused by weakened or torn TFCC ligaments. | carpal-lift-np-left-medium-large-d4f.jpg
SKU: 3PTP2012-L23 | 3 Point Products Carpal Lift NP Left Small Medium | Applying a dynamic lift to the ulnar carpal bones, the 3ppÂ® Carpal Liftâ„¢ reduces the pain and popping sensation experienced from TFCC (triangular fibro-cartilage complex) injuries, ulnar-sided wrist pain, Guyon's Canal compression or arthritis. | carpal-lift-np-left-small-medium-d62.jpg
SKU: 3PTP2012-R34 | 3 Point Products Carpal Lift NP, Right, Medium/ Large | Soft, foam-lined splint lifts and supports the wrist to reduce pain on the ulnar (small finger) side of the wrist caused by weakened or torn TFCC ligaments. A soft foam pad and adjustable straps lift the ulnar carpal (wrist) bones to reduce the popping and pain felt when gripping, rotating the forearm or pushing up from a chair. Easy one-handed application, this splint is soft and breathable for all day comfort. Machine or hand washable. Latex free. Please note: This splint is NOT for carpal tunnel syndrome. Moderate/Moderate + Control | carpal-lift-np-right-medium-large--4f7.jpeg
SKU: 3PTP2012-R23 | 3 Point Products Carpal Lift NP Right Small Medium | Soft, foam-lined splint lifts and supports the wrist to reduce pain on the ulnar (small finger) side of the wrist caused by weakened or torn TFCC ligaments. | carpal-lift-np-right-small-medium-258.jpeg
SKU: 3PTP3011-L4 | 3 Point Products Cindy Splint, Left, Large | Flexible palmar and dorsal stays help maintain wrist in a neutral position to relieve pressure on the carpal tunnel. Can also be used for prevention of overuse injuries. Allows full dexterity of the fingers and thumb while limiting wrist motion. Constructed of durable, breathable, padded material for maximum wear and comfort. Washable. Splint is 6" long. Firm Control. | cindy-splint-left-large-f7c.jpg
SKU: 3PTP3011-L3 | 3 Point Products Cindy Splint, Left, Medium | Flexible palmar and dorsal stays help maintain wrist in a neutral position to relieve pressure on the carpal tunnel. Can also be used for prevention of overuse injuries. Allows full dexterity of the fingers and thumb while limiting wrist motion. Constructed of durable, breathable, padded material for maximum wear and comfort. Washable. Splint is 6" long. Firm Control. | cindy-splint-left-medium-4ac.jpg
SKU: 3PTP3011-L2 | 3 Point Products Cindy Splint, Left, Small | Flexible palmar and dorsal stays help maintain wrist in a neutral position to relieve pressure on the carpal tunnel. Can also be used for prevention of overuse injuries. Allows full dexterity of the fingers and thumb while limiting wrist motion. Constructed of durable, breathable, padded material for maximum wear and comfort. Washable. Splint is 6" long. Firm Control. | cindy-splint-left-small-e75.jpg
SKU: 3PTP6000 | 3 Point Products DITH Shoulder/Arm Abduction System, One Size | The only shoulder orthosis (brace) that provides varying levels of immobilization without straps that apply stress on the neck. The DITH has been used successfully to treat and prevent frozen shoulder with as little 30 minutes a day of abduction positioning (arm away from the body). Two part system includes:Fanny Pack for secure rest and protection during activity. Abduction Pillow allows positioning the shoulder in 90 degrees of abduction. Used with the removable metal strut, the DITH provides rigid â€œairplaneâ€ immobilization. Approved for health care professional billing under HCPCS code L3960. Suggested code does not ensure reimbursement. Fits right or left arm. | dith-shoulder-arm-abduction-system-one-size-8ab.jpg
SKU: 3PTP4000-34BK | 3 Point Products Elbow Wrap, Medium/Large, Black | Relieves tennis elbow with compression only where it's needed. Three-part design allows the wearer to determine the degree of pressure without circumferential constriction. Non-slip, foam-lined wrap provides pain reduction for tennis and golfer's elbow. Machine washable. Fits right or left. | elbow-wrap-medium-large-black-38d.jpg
SKU: 3PTP4000-23BK | 3 Point Products Elbow Wrap Small/Medium, Black | Relieves tennis elbow with compression only where it's needed. Three-part design allows the wearer to determine the degree of pressure without circumferential constriction. Non-slip, foam-lined wrap provides pain reduction for tennis and golfer's elbow. Machine washable. Fits right or left. | elbow-wrap-small-medium-black-b20.jpg
SKU: 3PTP1004-25 | 3 Point Products Final Flexion Wrap | Easy one handed application and easy-to-adjust tension helps restore motion quicker and more comfortably. As part of a hand rehabilitation program, the Final Flexion Wrap is ideal for regaining full finger flexion (ability to bend the finger) . The Final Flexion Wrap allows the wearer to adjust force to tolerance for fast, successful treatment. Foam lining distributes pressure and holds the wrap in place for improved control. Washable. Latex free. Moderate Control. | final-flexion-wrap-96c.jpg
SKU: 3PTP1004-25 | 3 Point Products Final Flexion Wrap | Easy one handed application and easy-to-adjust tension helps restore motion quicker and more comfortably. As part of a hand rehabilitation program, the Final Flexion Wrap is ideal for regaining full finger flexion (ability to bend the finger) . The Final Flexion Wrap allows the wearer to adjust force to tolerance for fast, successful treatment. Foam lining distributes pressure and holds the wrap in place for improved control. Washable. Latex free. Moderate Control. | final-flexion-wrap-96c.jpg
SKU: 3PTP1009-10 | 3 Point Products Adjustable Finger Sling-10 | 3pp Adjustable Finger Sling is used as part of a hand splint to restore motion. The non-slip foam provides a secure hold and gives control with comfort. Use the 3pp Adjustable Finger Sling on fingers or thumb as part of a hand rehabilitation program that incorporates a static, static-progressive or dynamic outrigger splint. Non-slip, breathable foam lining provides a secure hold even on the distal phalanx. Folds to three different lengths 3.25", 3.75" and 4.25". Universal size fits right or left hand. | adjustable-finger-sling-10-50c.jpg
SKU: 3PTP1009-25 | 3 Point Products Finger Sling | Non-slip, breathable foam lining provides a secure hold even on the distal phalanx. Use the 3pp Finger Sling on fingers or thumb as part of a hand rehabilitation program that incorporates a static, static-progressive or dynamic outrigger splint. | finger-sling-c7e.jpg
SKU: 3PTP1006-25 | 3 Point Products Finger Trapper | Use in post-op or dynamic splinting application to provide more comfortable traction than nail hooks. Eyelet allows application of traction lines. Circumferential design assists with edema control. This splint is breathable, washable and resists migration. One size fits most adult fingers. Package of 5. Latex free. | finger-trapper-bed.jpg
SKU: 3PTP1006-5 | 3 Point Products 3ppâ„¢ Finger Trapperâ„¢ - FREE SHIPPING | Use in post-op or dynamic splinting application to provide more comfortable traction than nail hooks. Eyelet allows application of traction lines. Circumferential design assists with edema control. This splint is breathable, washable and resists migration. One size fits most adult fingers. Package of 5. Latex free. | 3pptrade-finger-trappertrade-free-shipping-b52.jpg
SKU: 3PTP2002-L4 | 3 Point Products Polycentric Hinged Ulnar Deviation Splint, Left, Large | The Polycentric Hinged Ulnar Deviation Splint provides correction and motion control for persons with deviation of the fingers caused by Rheumatoid Arthritis. The hinges ensure free MP flexion and extension during day-time wear. Recommended for persons whose ulnar deviation at the MP joints can be corrected with mild to moderate force. The Polycentric Ulnar Deviation Splint fits the top of the hand, leaving the palm free for gripping objects. The patented polycentric hinge allows full flexion (bending) and extension (straightening) of the fingers. Softly cushioned finger stays can be opened and closed to make this splint easy to put on and take off even if your fingers are swollen. Latex-free. Moderate Control For a night time splint for ulnar deviation, see the Comforter splint. | polycentric-hinged-ulnar-deviation-splint-left-large-707.jpg
SKU: 3PTP2002-L3 | 3 Point Products Polycentric Hinged Ulnar Deviation Splint, Left, Medium | The Polycentric Hinged Ulnar Deviation Splint provides correction and motion control for persons with deviation of the fingers caused by Rheumatoid Arthritis. The hinges ensure free MP flexion and extension during day-time wear. Recommended for persons whose ulnar deviation at the MP joints can be corrected with mild to moderate force. The Polycentric Ulnar Deviation Splint fits the top of the hand, leaving the palm free for gripping objects. The patented polycentric hinge allows full flexion (bending) and extension (straightening) of the fingers. Softly cushioned finger stays can be opened and closed to make this splint easy to put on and take off even if your fingers are swollen. Latex-free. Moderate Control For a night time splint for ulnar deviation, see the Comforter splint. | polycentric-hinged-ulnar-deviation-splint-left-medium-a1f.jpg
SKU: 3PTP2002-L2 | 3 Point Products Polycentric Hinged Ulnar Deviation Splint, Left, Small | The Polycentric Hinged Ulnar Deviation Splint provides correction and motion control for persons with deviation of the fingers caused by Rheumatoid Arthritis. The hinges ensure free MP flexion and extension during day-time wear. Recommended for persons whose ulnar deviation at the MP joints can be corrected with mild to moderate force. The Polycentric Ulnar Deviation Splint fits the top of the hand, leaving the palm free for gripping objects. The patented polycentric hinge allows full flexion (bending) and extension (straightening) of the fingers. Softly cushioned finger stays can be opened and closed to make this splint easy to put on and take off even if your fingers are swollen. Latex-free. Moderate Control. For a night time splint for ulnar deviation, see the Comforter splint. | polycentric-hinged-ulnar-deviation-splint-left-small-ebd.jpg
SKU: 3PTP2002-L1 | 3 Point Products Polycentric Hinged Ulnar Deviation Splint, Left, X-Small | The Polycentric Hinged Ulnar Deviation Splint provides correction and motion control for persons with deviation of the fingers caused by Rheumatoid Arthritis. The hinges ensure free MP flexion and extension during day-time wear. Recommended for persons whose ulnar deviation at the MP joints can be corrected with mild to moderate force. The Polycentric Ulnar Deviation Splint fits the top of the hand, leaving the palm free for gripping objects. The patented polycentric hinge allows full flexion (bending) and extension (straightening) of the fingers. Softly cushioned finger stays can be opened and closed to make this splint easy to put on and take off even if your fingers are swollen. Latex-free. Moderate Control. For a night time splint for ulnar deviation, see the Comforter splint. | polycentric-hinged-ulnar-deviation-splint-left-x-small-98d.jpg
SKU: 3PTP2002-R4 | 3 Point Products Polycentric Hinged Ulnar Deviation Splint, Right, Large | The Polycentric Hinged Ulnar Deviation Splint provides correction and motion control for persons with deviation of the fingers caused by Rheumatoid Arthritis. The hinges ensure free MP flexion and extension during day-time wear. Recommended for persons whose ulnar deviation at the MP joints can be corrected with mild to moderate force. The Polycentric Ulnar Deviation Splint fits the top of the hand, leaving the palm free for gripping objects. The patented polycentric hinge allows full flexion (bending) and extension (straightening) of the fingers. Softly cushioned finger stays can be opened and closed to make this splint easy to put on and take off even if your fingers are swollen. Latex-free. Moderate Control. For a night time splint for ulnar deviation, see the Comforter splint. | polycentric-hinged-ulnar-deviation-splint-right-large-ae7.jpg
SKU: 3PTP2002-R3 | 3 Point Products Polycentric Hinged Ulnar Deviation Splint, Right, Medium | The Polycentric Hinged Ulnar Deviation Splint provides correction and motion control for persons with deviation of the fingers caused by Rheumatoid Arthritis. The hinges ensure free MP flexion and extension during day-time wear. Recommended for persons whose ulnar deviation at the MP joints can be corrected with mild to moderate force. The Polycentric Ulnar Deviation Splint fits the top of the hand, leaving the palm free for gripping objects. The patented polycentric hinge allows full flexion (bending) and extension (straightening) of the fingers. Softly cushioned finger stays can be opened and closed to make this splint easy to put on and take off even if your fingers are swollen. Latex-free. Moderate Control. For a night time splint for ulnar deviation, see the Comforter splint. | polycentric-hinged-ulnar-deviation-splint-right-medium-f62.jpg
SKU: 3PTP2002-R2 | 3 Point Products Polycentric Hinged Ulnar Deviation Splint, Right, Small | The Polycentric Hinged Ulnar Deviation Splint provides correction and motion control for persons with deviation of the fingers caused by Rheumatoid Arthritis. The hinges ensure free MP flexion and extension during day-time wear. Recommended for persons whose ulnar deviation at the MP joints can be corrected with mild to moderate force. The Polycentric Ulnar Deviation Splint fits the top of the hand, leaving the palm free for gripping objects. The patented polycentric hinge allows full flexion (bending) and extension (straightening) of the fingers. Softly cushioned finger stays can be opened and closed to make this splint easy to put on and take off even if your fingers are swollen. Latex-free. Moderate Control. For a night time splint for ulnar deviation, see the Comforter splint. | polycentric-hinged-ulnar-deviation-splint-right-small-de9.jpg
SKU: 3PTP2002-R1 | 3 Point Products Polycentric Hinged Ulnar Deviation Splint, Right, X-Small | The Polycentric Hinged Ulnar Deviation Splint provides correction and motion control for persons with deviation of the fingers caused by Rheumatoid Arthritis. The hinges ensure free MP flexion and extension during day-time wear. Recommended for persons whose ulnar deviation at the MP joints can be corrected with mild to moderate force. The Polycentric Ulnar Deviation Splint fits the top of the hand, leaving the palm free for gripping objects. The patented polycentric hinge allows full flexion (bending) and extension (straightening) of the fingers. Softly cushioned finger stays can be opened and closed to make this splint easy to put on and take off even if your fingers are swollen. Latex-free. Moderate Control. For a night time splint for ulnar deviation, see the Comforter splint. | polycentric-hinged-ulnar-deviation-splint-right-x-small-dbd.jpg
SKU: 3PTP2003-R4 | 3 Point Products Radial Hinged Ulnar Deviation Splint, Right, Large | Soft finger straps permit each finger to be individually aligned for maximum control. Lined in soft felt, dorsal based splint leaves palm free for function. | radial-hinged-ulnar-deviation-splint-right-large-c00.jpg
SKU: 3PTP2003-L4 | 3 Point Products Radial Hinged Ulnar Deviation Splint, Left, Large | Lay hand flat and measure width across the hand from the 2nd to 5th MP (large knuckles). To assure that splints are properly prescribed and fit, you should see your health care provider before ordering so they may assist you in choosing the correct size and splint style for your condition. 3-Point Products is not responsible for incorrect or improper sizing, fit or use of splints. | radial-hinged-ulnar-deviation-splint-left-large-761.jpg
SKU: 3PTP2003-L3 | 3 Point Products Radial Hinged Ulnar Deviation Splint, Left, Medium | Lay hand flat and measure width across the hand from the 2nd to 5th MP (large knuckles). To assure that splints are properly prescribed and fit, you should see your health care provider before ordering so they may assist you in choosing the correct size and splint style for your condition. 3-Point Products is not responsible for incorrect or improper sizing, fit or use of splints. | radial-hinged-ulnar-deviation-splint-left-medium-c1b.jpg
SKU: 3PTP2003-L2 | 3 Point Products Radial Hinged Ulnar Deviation Splint, Left, Small | Lay hand flat and measure width across the hand from the 2nd to 5th MP (large knuckles). To assure that splints are properly prescribed and fit, you should see your health care provider before ordering so they may assist you in choosing the correct size and splint style for your condition. 3-Point Products is not responsible for incorrect or improper sizing, fit or use of splints | radial-hinged-ulnar-deviation-splint-left-small-f6a.jpg
SKU: 3PTP2003-R3 | 3 Point Products Radial Hinged Ulnar Deviation Splint Right Medium | Lay hand flat and measure width across the hand from the 2nd to 5th MP (large knuckles). To assure that splints are properly prescribed and fit, you should see your health care provider before ordering so they may assist you in choosing the correct size and splint style for your condition. 3-Point Products is not responsible for incorrect or improper sizing, fit or use of splints | radial-hinged-ulnar-deviation-splint-right-medium-a89.jpg
SKU: 3PTP2003-R2 | 3 Point Products Radial Hinged Ulnar Deviation Splint, Right, Small | Lay hand flat and measure width across the hand from the 2nd to 5th MP (large knuckles). To assure that splints are properly prescribed and fit, you should see your health care provider before ordering so they may assist you in choosing the correct size and splint style for your condition. 3-Point Products is not responsible for incorrect or improper sizing, fit or use of splints | radial-hinged-ulnar-deviation-splint-right-small-f2c.jpg
SKU: 3PTP4002-4 | 3 Point Products Range of Motion Elbow Orthosis, Large, 14 1/2" to 19" | The light weight R.O.M.E.O. elbow hinges adjust in 30 degree increments using the included hex wrench. Removable hand section aids in the prevention of supination/pronation and is length adjustable with the included hex wrench.Fits right or left arm. Available in 3 sizes | range-of-motion-elbow-orthosis-large-14-1-2-to-19-a32.jpg
SKU: 3PTP2001-L5 | 3 Point Products ThumSaver MP, Left Hand X-Large - 4.5'' to 5'' | Reduce the pain you feel when pinching or gripping small objects. This thumb splint realigns the MP joint (the middle joint) and stabilizes the base of your thumb to relieve the grinding pain of arthritis. Wearing the ThumSaver MP, you can garden, write or grasp a doorknob without pain or the fear of dropping things. Ideal for Gamekeeper's and Skier's Thumb, the ThumSaver MP is thin enough to be worn comfortably under gloves. Can be used in catcher's gloves. Felt pads are included to provide cushioning where you need it. Firm Control | thumsaver-mp-left-hand-x-large-45-to-5-f96.jpg
SKU: 3PTP2001-R4 | 3 Point Products ThumSaver MP, Right Hand Large - 4'' to 4.5'' | Reduce the pain you feel when pinching or gripping small objects. This thumb splint realigns the MP joint (the middle joint) and stabilizes the base of your thumb to relieve the grinding pain of arthritis. Wearing the ThumSaver MP, you can garden, write or grasp a doorknob without pain or the fear of dropping things. Ideal for Gamekeeper's and Skier's Thumb, the ThumSaver MP is thin enough to be worn comfortably under gloves. Can be used in catcher's gloves. Felt pads are included to provide cushioning where you need it. Firm Control | thumsaver-mp-right-hand-large-4-to-45-32a.jpg
SKU: 3PTP2001-R2 | 3 Point Products ThumSaver MP, Right Hand Small - 3" to 3.5'' | Reduce the pain you feel when pinching or gripping small objects. This thumb splint realigns the MP joint (the middle joint) and stabilizes the base of your thumb to relieve the grinding pain of arthritis. Wearing the ThumSaver MP, you can garden, write or grasp a doorknob without pain or the fear of dropping things. Ideal for Gamekeeper's and Skier's Thumb, the ThumSaver MP is thin enough to be worn comfortably under gloves. Can be used in catcher's gloves. Felt pads are included to provide cushioning where you need it. Firm Control | thumsaver-mp-right-hand-small-3-to-35-2a8.jpg
SKU: 3PTP2001-R5 | 3 Point Products ThumSaver MP, Right Hand X-Large - 4.5'' to 5'' | Reduce the pain you feel when pinching or gripping small objects. This thumb splint realigns the MP joint (the middle joint) and stabilizes the base of your thumb to relieve the grinding pain of arthritis. Wearing the ThumSaver MP, you can garden, write or grasp a doorknob without pain or the fear of dropping things. Ideal for Gamekeeper's and Skier's Thumb, the ThumSaver MP is thin enough to be worn comfortably under gloves. Can be used in catcher's gloves. Felt pads are included to provide cushioning where you need it. Firm Control | thumsaver-mp-right-hand-x-large-45-to-5-3e8.jpg
SKU: 3PTP2006-L34BK | 3 Point Products 3pp Black ThumSling, Left Medium/Large - 7 1/4" to 9 1/4" | The wrap-around sling adjusts to your level of comfortable support. Designed to hold the CMC joint in the proper position so you can perform daily activities with less pain or fear of dropping things due to CMC arthritis. The non-bulky, soft splint allows gripping a golf club, holding a rake or gripping a pen securely and comfortably. Foam-lined material contours to the hand for a non-bulky support that can be worn all day or night. Easily increase the level of support by adding the flexible stay (included) for additional control wherever it's needed. Hand or machine washable. Latex free. Light/Light + Support | 3pp-black-thumsling-left-medium-large-7-1-4-to-9-1-4-2fb.jpg
SKU: 3PTP2006-L34GR | 3 Point Products 3pp Grey ThumSling, Left Hand Medium/Large - 7 1/4" to 9 1/4" | The wrap-around sling adjusts to your level of comfortable support. Designed to hold the CMC joint in the proper position so you can perform daily activities with less pain or fear of dropping things due to CMC arthritis. The non-bulky, soft splint allows gripping a golf club, holding a rake or gripping a pen securely and comfortably. Foam-lined material contours to the hand for a non-bulky support that can be worn all day or night. Easily increase the level of support by adding the flexible stay (included) for additional control wherever it's needed. Hand or machine washable. Latex free. Light/Light + Support | 3pp-grey-thumsling-left-hand-medium-large-7-1-4-to-9-1-4-d97.jpg
SKU: 3PTP2006-L23BK | 3 Point Products 3pp ThumSling, Left Hand Small/Medium - 6" to 7 1/4" | The wrap-around sling adjusts to your level of comfortable support. Designed to hold the CMC joint in the proper position so you can perform daily activities with less pain or fear of dropping things due to CMC arthritis. The non-bulky, soft splint allows gripping a golf club, holding a rake or gripping a pen securely and comfortably. Foam-lined material contours to the hand for a non-bulky support that can be worn all day or night. Easily increase the level of support by adding the flexible stay (included) for additional control wherever it's needed. Hand or machine washable. Latex free. Light/Light + Support | 3pp-thumsling-left-hand-small-medium-6-to-7-1-4-38e.jpg
SKU: 3PTP2006-L23GR | 3 Point Products 3pp Grey ThumSling, Left Hand Small/Medium - 6" to 7 1/4" | The wrap-around sling adjusts to your level of comfortable support. Designed to hold the CMC joint in the proper position so you can perform daily activities with less pain or fear of dropping things due to CMC arthritis. The non-bulky, soft splint allows gripping a golf club, holding a rake or gripping a pen securely and comfortably. Foam-lined material contours to the hand for a non-bulky support that can be worn all day or night. Easily increase the level of support by adding the flexible stay (included) for additional control wherever it's needed. Hand or machine washable. Latex free. Light/Light + Support | 3pp-grey-thumsling-left-hand-small-medium-6-to-7-1-4-b87.jpg
SKU: 3PTP2006-R34BK | 3 Point Products 3pp Black ThumSling, Left Hand Medium/Large - 7 1/4" to 9 1/4" | The wrap-around sling adjusts to your level of comfortable support. Designed to hold the CMC joint in the proper position so you can perform daily activities with less pain or fear of dropping things due to CMC arthritis. The non-bulky, soft splint allows gripping a golf club, holding a rake or gripping a pen securely and comfortably. Foam-lined material contours to the hand for a non-bulky support that can be worn all day or night. Easily increase the level of support by adding the flexible stay (included) for additional control wherever it's needed. Hand or machine washable. Latex free. Light/Light + Support | 3pp-black-thumsling-left-hand-medium-large-7-1-4-to-9-1-4-f72.jpg
SKU: 3PTP2006-R34GR | 3 Point Products 3pp Grey ThumSling, Right Hand Medium/Large - 7 1/4" to 9 1/4" | The wrap-around sling adjusts to your level of comfortable support. Designed to hold the CMC joint in the proper position so you can perform daily activities with less pain or fear of dropping things due to CMC arthritis. The non-bulky, soft splint allows gripping a golf club, holding a rake or gripping a pen securely and comfortably. Foam-lined material contours to the hand for a non-bulky support that can be worn all day or night. Easily increase the level of support by adding the flexible stay (included) for additional control wherever it's needed. Hand or machine washable. Latex free. Light/Light + Support | 3pp-grey-thumsling-right-hand-medium-large-7-1-4-to-9-1-4-b0d.jpg
SKU: 3PTP2006-R23GR | 3 Point Products 3pp Grey ThumSling, Right Hand Small/Medium - 6" to 7 1/4" | The wrap-around sling adjusts to your level of comfortable support. Designed to hold the CMC joint in the proper position so you can perform daily activities with less pain or fear of dropping things due to CMC arthritis. The non-bulky, soft splint allows gripping a golf club, holding a rake or gripping a pen securely and comfortably. Foam-lined material contours to the hand for a non-bulky support that can be worn all day or night. Easily increase the level of support by adding the flexible stay (included) for additional control wherever it's needed. Hand or machine washable. Latex free. Light/Light + Support | 3pp-grey-thumsling-right-hand-small-medium-6-to-7-1-4-120.jpg
SKU: 3PTP3026-L | 3 Point Products 3pp ThumSling Long - Left Hand | Support the CMC joint (base joint) of the thumb and wrist wirth an adjustable wrap-around strap. Relieves pain and discomfort from thumb arthritis, tendinitis or overuse injuries. Recommended for those with pain primarily during activity, the 3pp ThumSling Long is not bulky or hot and is easy to wear at work and during leisure activities. Soft foam lining is comfortable against the skin and helps keep the splint in place. Apply the detachable stay (included) wherever it's needed for additional support. Hand or machine washable. Latex free. Light/Light + Support | 3pp-thumsling-long-left-hand-ef0.jpg
SKU: 3PTP3026-R | 3 Point Products 3pp ThumSling Long - Right Hand | Support the CMC joint (base joint) of the thumb and wrist wirth an adjustable wrap-around strap. Relieves pain and discomfort from thumb arthritis, tendinitis or overuse injuries. Recommended for those with pain primarily during activity, the 3pp ThumSling Long is not bulky or hot and is easy to wear at work and during leisure activities. Soft foam lining is comfortable against the skin and helps keep the splint in place. Apply the detachable stay (included) wherever it's needed for additional support. Hand or machine washable. Latex free. Light/Light + Support | 3pp-thumsling-long-right-hand-71d.jpg
SKU: 3PTP3010-L | 3 Point Products 3pp ThumSling Long NP, Left Hand - 6â€ to 9" | Easy-to-apply one piece splint supports the CMC joint (base joint) of the thumb and the wrist without restricting motion. The contoured strap adjusts to your level of comfort. The 3pp ThumSling Long NP offers greater resistance to movement than the original 3pp ThumSling Long while still being easy to wear at work and during leisure activities. A detachable stay is included to provide additional support wherever it's needed. Soft foam lining is gentle on the skin and helps keep the splint in place. Hand or machine washable. Latex-free. Moderate/Moderate + Support | 3pp-thumsling-long-np-left-hand-6-to-9-7f8.jpg
SKU: 3PTP3010-R | 3 Point Products 3pp ThumSling Long NP, Right Hand - 6â€ to 9" | Easy-to-apply one piece splint supports the CMC joint (base joint) of the thumb and the wrist without restricting motion. The contoured strap adjusts to your level of comfort. The 3pp ThumSling Long NP offers greater resistance to movement than the original 3pp ThumSling Long while still being easy to wear at work and during leisure activities. A detachable stay is included to provide additional support wherever it's needed. Soft foam lining is gentle on the skin and helps keep the splint in place. Hand or machine washable. Latex-free. Moderate/Moderate + Support | 3pp-thumsling-long-np-right-hand-6-to-9-840.jpg
SKU: 3PTP2010-L34 | 3 Point Products 3pp ThumSling NP, Left Hand Medium/Large - 7 1/4â€ to 9 1/4â€ | The dense foam of the 3pp ThumSling NP offers the next level of support and control for those who need more control to reduce.Like the original ThumSling, the ThumSling NP is fully adjustable so the wearer determines how much compression to apply to stabilize the thumb and relieve pain during activity and at rest. Resilient, breathable material has light stretch that contours to the hand without being bulky or restrictive. The flexible stay (included) can be added wherever extra support is needed to control motion. Hand or machine washable. Latex-free. Moderate/Moderate + Support. | 3pp-thumsling-np-left-hand-medium-large-7-1-4-to-9-1-4-975.jpg
SKU: 3PTP2010-R34 | 3 Point Products 3pp ThumSling NP, Right Hand Medium/Large - 7 1/4â€ to 9 1/4â€ | The dense foam of the 3pp ThumSling NP offers the next level of support and control for those who need more control to reduce.Like the original ThumSling, the ThumSling NP is fully adjustable so the wearer determines how much compression to apply to stabilize the thumb and relieve pain during activity and at rest. Resilient, breathable material has light stretch that contours to the hand without being bulky or restrictive. The flexible stay (included) can be added wherever extra support is needed to control motion. Hand or machine washable. Latex-free. Moderate/Moderate + Support. | 3pp-thumsling-np-right-hand-medium-large-7-1-4-to-9-1-4-ea2.jpg
SKU: 3PTP2010-R23 | 3 Point Products 3pp ThumSling NP, Right Hand Small/Medium - 6â€ to 7 1/4â€ | The dense foam of the 3pp ThumSling NP offers the next level of support and control for those who need more control to reduce.Like the original ThumSling, the ThumSling NP is fully adjustable so the wearer determines how much compression to apply to stabilize the thumb and relieve pain during activity and at rest. Resilient, breathable material has light stretch that contours to the hand without being bulky or restrictive. The flexible stay (included) can be added wherever extra support is needed to control motion. Hand or machine washable. Latex-free. Moderate/Moderate + Support. | 3pp-thumsling-np-right-hand-small-medium-6-to-7-1-4-f06.jpg
SKU: 3PTP3020-34 | 3 Point Products 3pp ThumSock, Medium/Large Long - 7.50'' | Thin and lightweight, the 3pp ThumSock provides padding without wrinkling. 3pp ThumSock retain their shape, size and cushioning wash after wash. No more stretched-out liners. The fold-over thumb channel provides a cushioned edge to any splint. Breathable neoprene can be trimmed with standard scissors. Use long style for forearm based splints and short 3pp ThumSock for hand based thumb splints. Washable. Latex free. Light Control. | 3pp-thumsock-medium-large-long-750-468.jpg
SKU: 3PTP3020-23 | 3 Point Products 3pp ThumSock Small Medium Long 7 1/2'' | Thin and lightweight, the 3pp ThumSock provides padding without wrinkling. | 3pp-thumsock-small-medium-long-7-1-2-320.jpg
SKU: 3PTP3020-23 | 3 Point Products 3pp ThumSock Small Medium Long 7 1/2'' | Thin and lightweight, the 3pp ThumSock provides padding without wrinkling. | 3pp-thumsock-small-medium-long-7-1-2-320.jpg
SKU: 3PTP3009-L | 3 Point Products 3pp ThumSpica Left Hand | The soft 3pp ThumSpica wrap-on splint supports your wrist and thumb to relieve pain from tendonitis or overuse problems. The 3pp ThumSpica is used to treat DeQuervain's tenosynovitis, Gamekeeper's thumb and CMC joint arthritis. Gentle compression provides control while allowing full hand function. | 3pp-thumspica-left-hand-b23.jpg
SKU: 3PTP3009-R | 3 Point Products 3pp ThumSpica Right Hand | The soft 3pp ThumSpica wrap-on splint supports your wrist and thumb to relieve pain from tendonitis or overuse problems. The 3pp ThumSpica is used to treat DeQuervain's tenosynovitis, Gamekeeper's thumb and CMC joint arthritis. Gentle compression provides control while allowing full hand function. | 3pp-thumspica-right-hand-ffb.jpg
SKU: 3PTP3019-L | 3 Point Products 3pp ThumSpica Plus, Left Hand - 6'' - 9'' | The ThumSpica Plus is a soft, wrap-on splint that includes a moldable insert for added control to reduce pain from deQuervain's tenosynovitis, arthritis, ligament injuries or following surgery. The easy-to-mold insert allows the health care provider to create a custom thumb splint with the comfort of a soft cushioned wrap. The molded splint fits into a lined pocket for cushioning and easy application. The soft wrap is breathable and machine or hand washable. Latex free. | 3pp-thumspica-plus-left-hand-6-9-a20.jpg
SKU: 3PTP3019-R | 3 Point Products 3pp ThumSpica Plus Right Hand 6''- 9'' | The ThumSpica Plus is a soft, wrap-on splint that includes a moldable insert for added control to reduce pain from deQuervain's tenosynovitis, arthritis, ligament injuries or following surgery. | 3pp-thumspica-plus-right-hand-6-9-e79.jpg
SKU: 3PTP3123 | 3 Point Products 3 Point U Wrap Contoured Universal Brace In Black | The universal 3pp U Wrap works by supporting the muscles and tendons to relieve foot or ankle pain from sprains, flat foot, Achilles Tendinitis, Plantar Fasciitis and more. Unlike elastic straps or tape, the 3pp U Wrap will not roll or slip making it ideal for use during sports or gym activities. Material is breathable and wicks away moisture. Can easily be worn inside athletic shoes. You determine how to wrap the U Wrap and where to add the detachable stay for extra support if needed. Hand or machine wash, air dry. Latex-free. One size fits most. Moderate / Moderate + Control. | 3-point-u-wrap-contoured-universal-brace-in-black-fe9.jpg
SKU: 3PTP2100-L4 | 3 Point Products 3pp Ultra MP, Left Hand Large - 4'' to 4.5'' | Semi-flexible splint limits but doesnâ€™t fully block motion to allow hand movement with greater ease and comfort. Ideal for those experiencing arthritis at the base of the thumb, ligament injuries, sprains and for thumbs that have assumed a collapse or zigzag posture. Lightweight plastic is lined in soft felt for cushioning and comfort. Flexible material can be contoured by hand and trimmed with a scissors as needed. Thin enough to be worn inside most gloves, including catcher's mitts. Moderate Support. | 3pp-ultra-mp-left-hand-large-4-to-45-9c7.jpg
SKU: 3PTP2100-L2 | 3 Point Products 3pp Ultra MP, Left Hand Small - 3" to 3.5'' | Semi-flexible splint limits but doesnâ€™t fully block motion to allow hand movement with greater ease and comfort. Ideal for those experiencing arthritis at the base of the thumb, ligament injuries, sprains and for thumbs that have assumed a collapse or zigzag posture. Lightweight plastic is lined in soft felt for cushioning and comfort. Flexible material can be contoured by hand and trimmed with a scissors as needed. Thin enough to be worn inside most gloves, including catcher's mitts. Moderate Support. | 3pp-ultra-mp-left-hand-small-3-to-35-5e7.jpg
SKU: 3PTP2100-R4 | 3 Point Products 3pp Ultra MP Right Hand Large | Weighing in at less than an ounce, the 3pp Ultra MP is the perfect balance between comfort and control for those seeking light support for the base joint of the thumb due to Gamekeeper's or Skier's thumb, MP arthritis or ligament injuries. Fully lined with soft felt, the 3pp Ultra MP splint is easy and comfortable to wear. | 3pp-ultra-mp-right-hand-large-406.jpg
SKU: 3PTP3100-L3 | 3 Point Products Ultra Spica Left Medium | The 3pp Ultra Spica is semi-flexible, weighs just one ounce and provides light, effective thumb and wrist support. | ultra-spica-left-medium-dba.jpg
SKU: 3PTP3100-R4 | 3 Point Products Ultra Spica, Right, Large | The 3pp Ultra Spica is semi-flexible, weighs just one ounce and provides light, effective thumb and wrist support. Use the 3pp Ultra Spica to reduce the pain of arthritis, tendinitis or conditions caused by repetition and overuse. Lightweight plastic is lined in soft felt for cushioning and comfort and the flexible material contours to your hand as it is strapped on. Allows you to carry out daily activities comfortably and may be used at night to rest your wrist and thumb.Supports the thumb and wrist in a neutral position to rest inflamed ligaments and tendons.Moderate Support. | ultra-spica-right-large-5da.jpg
SKU: 3PTP3100-R3 | 3 Point Products Ultra Spica Right Medium | The 3pp Ultra Spica is semi-flexible, weighs just one ounce and provides light, effective thumb and wrist support. | ultra-spica-right-medium-f23.jpg
SKU: 3PTP3100-R2 | 3 Point Products Ultra Spica Right Small | The 3pp Ultra Spica is semi-flexible, weighs just one ounce and provides light, effective thumb and wrist support. | ultra-spica-right-small-3f3.jpg
SKU: 3PTP3003-U8 | 3 Point Products Uno, One Size, 6'' to 12'' | The UNO wrist splint includes stays in the palm and on the top of the hand for full, protective immobilization for tendinitis, wrist sprains, strains and rest for carpal tunnel syndrome, as well as cumulative trauma disorders. Instructions: One size fits most. 8â€ in length. Measure circumference at mid-forearm (4â€ up from the wrist). Fits forearm circumference from 6â€ to 12â€. 3-Point Products is not responsible for incorrect or improper sizing, fit or use of splints. | uno-one-size-6-to-12-098.jpg
SKU: 3PTP3004-L4 | 3 Point Products Wrist Control, Left, Large | Softly cushioned, this splint features a single supporting stay in the palm to protect the wrist and hold it in proper alignment. Use day or night to relieve symptoms of carpal tunnel syndrome. The Wrist Control is carefully contoured to avoid pressure on the thumb and allow full finger motion. Easy to apply D-ring straps provide closure to hold the wrist securely for control and comfort. Three separate straps allow for a custom fit and easy adjustment for changes in wrist circumference throughout the day. Machine washable. Latex free. Moderate Control. | wrist-control-left-large-2ba.jpg
SKU: 3PTP3004-L3 | 3 Point Products Wrist Control, Left, Medium | Softly cushioned, this splint features a single supporting stay in the palm to protect the wrist and hold it in proper alignment. Use day or night to relieve symptoms of carpal tunnel syndrome. The Wrist Control is carefully contoured to avoid pressure on the thumb and allow full finger motion. Easy to apply D-ring straps provide closure to hold the wrist securely for control and comfort. Three separate straps allow for a custom fit and easy adjustment for changes in wrist circumference throughout the day. Machine washable. Latex free. Moderate Control. | wrist-control-left-medium-88e.jpg
SKU: 3PTP3004-L2 | 3 Point Products Wrist Control, Left, Small | Not all wrist splints are created equal. Careful attention to detail assures the Wrist Control wrist splint fits properly to relieve the pain and tingling of Carpal Tunnel Syndrome and to rest conditions of the wrist. Softly cushioned, this splint features a single supporting stay in the palm to protect the wrist and hold it in proper alignment. Use day or night to relieve symptoms of carpal tunnel syndrome. The Wrist Control is carefully contoured to avoid pressure on the thumb and allow full finger motion. Easy to apply D-ring straps provide closure to hold the wrist securely for control and comfort. Three separate straps allow for a custom fit and easy adjustment for changes in wrist circumference throughout the day. Machine washable. Latex free. Moderate Control. | wrist-control-left-small-e1b.jpg
SKU: 3PTP3004-L5 | 3 Point Products Wrist Control, Left, X-Large | Not all wrist splints are created equal. Careful attention to detail assures the Wrist Control wrist splint fits properly to relieve the pain and tingling of Carpal Tunnel Syndrome and to rest conditions of the wrist. Softly cushioned, this splint features a single supporting stay in the palm to protect the wrist and hold it in proper alignment. Use day or night to relieve symptoms of carpal tunnel syndrome. The Wrist Control is carefully contoured to avoid pressure on the thumb and allow full finger motion. Easy to apply D-ring straps provide closure to hold the wrist securely for control and comfort. Three separate straps allow for a custom fit and easy adjustment for changes in wrist circumference throughout the day. Machine washable. Latex free. Moderate Control. | wrist-control-left-x-large-91a.jpg
SKU: 3PTP3004-L1 | 3 Point Products Wrist Control, Left, X-Small | Not all wrist splints are created equal. Careful attention to detail assures the Wrist Control wrist splint fits properly to relieve the pain and tingling of Carpal Tunnel Syndrome and to rest conditions of the wrist. Softly cushioned, this splint features a single supporting stay in the palm to protect the wrist and hold it in proper alignment. Use day or night to relieve symptoms of carpal tunnel syndrome. The Wrist Control is carefully contoured to avoid pressure on the thumb and allow full finger motion. Easy to apply D-ring straps provide closure to hold the wrist securely for control and comfort. Three separate straps allow for a custom fit and easy adjustment for changes in wrist circumference throughout the day. Machine washable. Latex free. Moderate Control. | wrist-control-left-x-small-7e5.jpg
SKU: 3PTP3004-R4 | 3 Point Products Wrist Control, Large, Right | Not all wrist splints are created equal. Careful attention to detail assures the Wrist Control wrist splint fits properly to relieve the pain and tingling of Carpal Tunnel Syndrome and to rest conditions of the wrist. Softly cushioned, this splint features a single supporting stay in the palm to protect the wrist and hold it in proper alignment. Use day or night to relieve symptoms of carpal tunnel syndrome. The Wrist Control is carefully contoured to avoid pressure on the thumb and allow full finger motion. Easy to apply D-ring straps provide closure to hold the wrist securely for control and comfort. Three separate straps allow for a custom fit and easy adjustment for changes in wrist circumference throughout the day. Machine washable. Latex free. Moderate Control. | wrist-control-large-right-b8e.jpg
SKU: 3PTP3004-R3 | 3 Point Products Wrist Control, Right, Medium | Not all wrist splints are created equal. Careful attention to detail assures the Wrist Control wrist splint fits properly to relieve the pain and tingling of Carpal Tunnel Syndrome and to rest conditions of the wrist. Softly cushioned, this splint features a single supporting stay in the palm to protect the wrist and hold it in proper alignment. Use day or night to relieve symptoms of carpal tunnel syndrome. The Wrist Control is carefully contoured to avoid pressure on the thumb and allow full finger motion. Easy to apply D-ring straps provide closure to hold the wrist securely for control and comfort. Three separate straps allow for a custom fit and easy adjustment for changes in wrist circumference throughout the day. Machine washable. Latex free. Moderate Control. | wrist-control-right-medium-d13.jpg
SKU: 3PTP3004-R2 | 3 Point Products Wrist Control, Right, Small | Not all wrist splints are created equal. Careful attention to detail assures the Wrist Control wrist splint fits properly to relieve the pain and tingling of Carpal Tunnel Syndrome and to rest conditions of the wrist. Softly cushioned, this splint features a single supporting stay in the palm to protect the wrist and hold it in proper alignment. Use day or night to relieve symptoms of carpal tunnel syndrome. The Wrist Control is carefully contoured to avoid pressure on the thumb and allow full finger motion. Easy to apply D-ring straps provide closure to hold the wrist securely for control and comfort. Three separate straps allow for a custom fit and easy adjustment for changes in wrist circumference throughout the day. Machine washable. Latex free. Moderate Control. | wrist-control-right-small-f60.jpg
SKU: 3PTP3004-R5 | 3 Point Products Wrist Control, Right, X-Large | Not all wrist splints are created equal. Careful attention to detail assures the Wrist Control wrist splint fits properly to relieve the pain and tingling of Carpal Tunnel Syndrome and to rest conditions of the wrist. Softly cushioned, this splint features a single supporting stay in the palm to protect the wrist and hold it in proper alignment. Use day or night to relieve symptoms of carpal tunnel syndrome. The Wrist Control is carefully contoured to avoid pressure on the thumb and allow full finger motion. Easy to apply D-ring straps provide closure to hold the wrist securely for control and comfort. Three separate straps allow for a custom fit and easy adjustment for changes in wrist circumference throughout the day. Machine washable. Latex free. Moderate Control. | wrist-control-right-x-large-b9c.jpg
SKU: 3PTP3004-R1 | 3 Point Products Wrist Control, Right, X-Small | Not all wrist splints are created equal. Careful attention to detail assures the Wrist Control wrist splint fits properly to relieve the pain and tingling of Carpal Tunnel Syndrome and to rest conditions of the wrist. Softly cushioned, this splint features a single supporting stay in the palm to protect the wrist and hold it in proper alignment. Use day or night to relieve symptoms of carpal tunnel syndrome. The Wrist Control is carefully contoured to avoid pressure on the thumb and allow full finger motion. Easy to apply D-ring straps provide closure to hold the wrist securely for control and comfort. Three separate straps allow for a custom fit and easy adjustment for changes in wrist circumference throughout the day. Machine washable. Latex free. Moderate Control. | wrist-control-right-x-small-036.jpg
SKU: 3PTP3008-34BK | 3 Point Products Wrist Wrap Adjustable Compression Brace | Breathable foam lining keeps moisture away from skin and stays cool.-Fits either right or left hand.-Provides controlled compression of the muscles and tendons in the wrist to apply flexible support of sprains or strains.-Use for tendinitis, cumulative trauma injuries, arthritis, or Ehler Danlos Syndrome.-Machine washable.-Latex free | wrist-wrap-adjustable-compression-brace-85b.jpg
SKU: 3PTP3008-34BK | 3 Point Products Wrist Wrap Adjustable Compression Brace | Breathable foam lining keeps moisture away from skin and stays cool.-Fits either right or left hand.-Provides controlled compression of the muscles and tendons in the wrist to apply flexible support of sprains or strains.-Use for tendinitis, cumulative trauma injuries, arthritis, or Ehler Danlos Syndrome.-Machine washable.-Latex free | wrist-wrap-adjustable-compression-brace-85b.jpg
SKU: 3PTP3018-34 | 3 Point Products Wrist Wrap NP, Medium/large, 7 1/2" to 8 1/2" | The 3pp Wrist Wrap NP works by supporting the muscles and tendons to relieve pain and apply flexible support. This wrap is fully adjustable so the wearer determines how much support to apply. Lined in soft, breathable foam, this wrap will not roll or slip making it ideal for use in sports or gym activities. A removable stay is included to apply extra support wherever itâ€™s needed. Two sizes. Fits right or left. Machine washable. Latex free. Moderate Control. | wrist-wrap-np-medium-large-7-1-2-to-8-1-2-8f7.jpg
SKU: 3PTP3018-23 | 3 Point Products Wrist Wrap NP, Small/Medium | The 3pp Wrist Wrap NP works by supporting the muscles and tendons to relieve pain and apply flexible support. This wrap is fully adjustable so the wearer determines how much support to apply. Lined in soft, breathable foam, this wrap will not roll or slip making it ideal for use in sports or gym activities. A removable stay is included to apply extra support wherever itâ€™s needed. Two sizes. Fits right or left. Machine washable. Latex free. Moderate Control. | wrist-wrap-np-small-medium-4c0.jpg
SKU: SAMP081498450 | Sammons Preston DynaPro Flex Hand Splint, Right | Neuro-Dynamic Therapy for a Fisted Hand and moderate to severe wrist contractures. Reverses moderate/severe flexion and/or spasticity of wrist/hand/fingers. Provides neuro-rehabilitation while the patient wears the device. Two incrementally larger palmar rolls included to gradually open the hand. Heat moldable. Provides gentle ulnar drift correction. | dynapro-flex-hand-splint-right-ec1.jpg
SKU: ECGP45642-SS9 | Encompass Group PJ Pants Extra Large Drawstring Silver Pinstrip | Our Shooting Star Collection provides the ultimate in styling, comfort, modesty, durability, and processing ease all in one coordinated patient apparel collection. The ensemble centers around patient and IV/ telemetry gowns and offers options for coordinating pajamas and robes. | pj-pants-extra-large-drawstring-silver-pinstrip-915.png
SKU: SAMP1501 | Sammons Preston Terry Cloth and Plastic Hand Cone | With 1" elastic strap for snug, comfortable fit. | terry-cloth-and-plastic-hand-cone-39b.jpg
SKU: SAMP7904 | Sammons Preston Swanson Hand Cone | Individually contoured finger rests and a molded-in VelcroÂ® adjustable strap keep cone in place without slipping. The firm rubber construction does not stimulate finger flexion spasticity. Latex free. | swanson-hand-cone-893.jpg
SKU: 3PTP3100-L4 | 3 Point Products Ultra Spica, Left, Large | The 3pp Ultra Spica is semi-flexible, weighs just one ounce and provides light, effective thumb and wrist support. Use the 3pp Ultra Spica to reduce the pain of arthritis, tendinitis or conditions caused by repetition and overuse. Lightweight plastic is lined in soft felt for cushioning and comfort and the flexible material contours to your hand as it is strapped on. Allows you to carry out daily activities comfortably and may be used at night to rest your wrist and thumb. Supports the thumb and wrist in a neutral position to rest inflamed ligaments and tendons. Moderate Support. | ultra-spica-left-large-01e.jpg
SKU: 3PTP1005-5 | 3 Point Products Buddy Loops, 1/2" (1.27cm) | Easy-to-apply loop and wrap design holds fingers securely together. Use one or two Buddy Loops as needed for control. Soft, foam-lined straps will not slip or roll. Washable and reusable, these straps offer light control. Latex-free. | buddy-loops-1-2-127cm-ece.jpg
SKU: MKS45053000 | McKesson I.V. Armboard Flexible Medi-Pak Performance 3 X 9 Inch Adult | I.V. Armboard Flexible Medi-Pak Performance 3 X 9 Inch Adult | iv-armboard-flexible-medi-pak-performance-3-x-9-inch-adult-9c7.jpg
SKU: MKS90113000 | McKesson Abdominal Binder Medi-Pak | Abdominal Binder Medi-Pak 9 Inch Wide / 3 Panel Hook Fasteners Male waist/female hips 30 Inch to 45 Inch 9 Inch Female / Male. | abdominal-binder-medi-pak-6f6.jpg
SKU: MKS90113000 | McKesson Abdominal Binder Medi-Pak | Abdominal Binder Medi-Pak 9 Inch Wide / 3 Panel Hook Fasteners Male waist/female hips 30 Inch to 45 Inch 9 Inch Female / Male. | abdominal-binder-medi-pak-6f6.jpg
SKU: MKS90113000 | McKesson Abdominal Binder Medi-Pak | Abdominal Binder Medi-Pak 9 Inch Wide / 3 Panel Hook Fasteners Male waist/female hips 30 Inch to 45 Inch 9 Inch Female / Male. | abdominal-binder-medi-pak-6f6.jpg
SKU: MKS90113000 | McKesson Abdominal Binder Medi-Pak | Abdominal Binder Medi-Pak 9 Inch Wide / 3 Panel Hook Fasteners Male waist/female hips 30 Inch to 45 Inch 9 Inch Female / Male. | abdominal-binder-medi-pak-6f6.jpg
SKU: MKS90113000 | McKesson Abdominal Binder Medi-Pak | Abdominal Binder Medi-Pak 9 Inch Wide / 3 Panel Hook Fasteners Male waist/female hips 30 Inch to 45 Inch 9 Inch Female / Male. | abdominal-binder-medi-pak-6f6.jpg
SKU: SAMP77990101 | Sammons Preston LMB Soft Core Wire Foam Ulnar Deviation Splint Right 2.25" - 2.75" MP Joint Width | Designed to support MP joints and align proximal phalanges when affected by ulnar drift. | lmb-soft-core-wire-foam-ulnar-deviation-splint-right-225-275-mp-joint-width-9e5.jpg
SKU: SAMP77990201 | Sammons Preston LMB Soft Core Wire-Foamâ„¢ Ulnar Deviation Splint, Right, 2-7/8" - 3-1/4" MP Joint Width | Designed to support MP joints and align proximal phalanges when affected by ulnar drift. | lmb-soft-core-wire-foamtrade-ulnar-deviation-splint-right-2-7-8quot-3-1-4quot-mp-joint-width-8f0.jpg
SKU: BTC174 | Battle Creek Muff Hand Thermophore Arthritis Pad 17" x 8" roll | Muff/Hand Thermophore Arthritis Pad 17" x 8" Roll | muff-hand-thermophore-arthritis-pad-17-x-8-roll-68c.jpg
SKU: ALI5934 | Alimed Arthritis Support. Right, Medium | FREEDOM Arthritis Support protects and supports tha arthritic hand. Soft, foam-padded flannel protects inflamed and painful MP joints against accidental impact.Adjustable finger-tab system aligns fingers without the bulkiness of similar splints. The first tab aligns the index and middle fingers in neutral. The fingers work symbiotically so that stress on individual fingers is reduced. A separate tab aligns the fourth finger. The soft MP overwrap protects the dorsal surface of all four MP joints and aligns the little finger in neutral.Supports and aligns joints vulnerable to ulnar drift with a gentle, constant force. Double-thick soft foam padding over MP joints shields them from severe pain when accidentally bumped or jolted.Fabric trilaminate cover retains therapeutic warmth for enhanced joint mobility.A flexible stiffener along splint's ulnar border maintains neutral wrist alignment. Dual D-ring wrist straps ensure snug, comfortable wrist support. Washable. Hook and loop closures. | arthritis-support-right-medium-3e5.jpg
SKU: ALI5935 | Alimed Arthritis Support. Left, Medium | FREEDOM Arthritis Support protects and supports tha arthritic hand. Soft, foam-padded flannel protects inflamed and painful MP joints against accidental impact.Adjustable finger-tab system aligns fingers without the bulkiness of similar splints. The first tab aligns the index and middle fingers in neutral. The fingers work symbiotically so that stress on individual fingers is reduced. A separate tab aligns the fourth finger. The soft MP overwrap protects the dorsal surface of all four MP joints and aligns the little finger in neutral.Supports and aligns joints vulnerable to ulnar drift with a gentle, constant force. Double-thick soft foam padding over MP joints shields them from severe pain when accidentally bumped or jolted.Fabric trilaminate cover retains therapeutic warmth for enhanced joint mobility.A flexible stiffener along splint's ulnar border maintains neutral wrist alignment. Dual D-ring wrist straps ensure snug, comfortable wrist support. Washable. Hook and loop closures. | arthritis-support-left-medium-4e8.jpg
SKU: ALI5936 | Alimed Arthritis Support, Right, Large | FREEDOM Arthritis Support protects and supports tha arthritic hand. Soft, foam-padded flannel protects inflamed and painful MP joints against accidental impact.Adjustable finger-tab system aligns fingers without the bulkiness of similar splints. The first tab aligns the index and middle fingers in neutral. The fingers work symbiotically so that stress on individual fingers is reduced. A separate tab aligns the fourth finger. The soft MP overwrap protects the dorsal surface of all four MP joints and aligns the little finger in neutral.Supports and aligns joints vulnerable to ulnar drift with a gentle, constant force. Double-thick soft foam padding over MP joints shields them from severe pain when accidentally bumped or jolted.Fabric trilaminate cover retains therapeutic warmth for enhanced joint mobility.A flexible stiffener along splint's ulnar border maintains neutral wrist alignment. Dual D-ring wrist straps ensure snug, comfortable wrist support. Washable. Hook and loop closures. | arthritis-support-right-large-1c4.jpg
SKU: ALI5933 | Alimed FREEDOM Arthritis Support Left Small | Adjustable finger-tab system aligns fingers without the bulkiness of similar splints. The first tab aligns the index and middle fingers in neutral. The fingers work symbiotically so that stress on individual fingers is reduced. A separate tab aligns the fourth finger. The soft MP overwrap protects the dorsal surface of all four MP joints and aligns the little finger in neutral. | freedom-arthritis-support-left-small-daf.jpg
SKU: SKIL503050 | Skil Care Stay On Heel Protector | Stay-On Heel Protector has a double layer of synthetic sheepskin and kick-proof design. | stay-on-heel-protector-8ab.jpg
SKU: DJO79-81600 | DJO Global Mesh Heel Elbow Protector | Knitted stretch stockinette covered comfort pad for use on heel, elbow or knee. | mesh-heel-elbow-protector-307.jpg
SKU: CERPLTC-5300 | Core Products Elbow Comfort Pad | Our Elbow Comfort Pad helps reduce pressure on elbow bone and redistributes weight away from a common tender spot. Gently surrounding elbow, the polyester fiberfill allows air circulation, helping to prevent and care for pressure ulcers or injuries. Soft cotton/polyester cover with polyester fiberfill that is long-lasting and resists matting or bunching. High quality hook and loop keeps pad securely in place. Machine washable. | elbow-comfort-pad-1e4.jpeg
SKU: CERPNEL-1113 | Core Products NelMed 2" Beige Tennis Golf Elbow Support | This counterforce-style support provides superior comfort and compression for tendinitis, rheumatoid arthritis or similar conditions. | nelmed-2-beige-tennis-golf-elbow-support-ae5.jpg
SKU: DJO79-81050 | DJO Global Heel Elbow Protectors Universal | Choice of polyester pile or vented foam with contact closure. | heel-elbow-protectors-universal-032.jpg
SKU: JOE4816 | Joerns Ulnar Nerve Elbow Protector | Protects against hard surface contact. | ulnar-nerve-elbow-protector-9b9.jpg
SKU: RLIMZGHEPSM | ReliaMed Heel & Elbow Protector, Small (up to 16"), green | ReliaMed Heel & Elbow Protector, Small (up to 16"), green. Helps prevent decubitus ulcers by reducing pressure, shearing and friction on heel or elbow. Comfortable; allows skin to breath and does not restrict blood flow. Remains firmly in place. Color-coded sizes make it easy to fit patient. Contains latex. Measure limb circumference for size. Sold by pair. | heel-elbow-protector-small-up-to-16-green--7bd.jpg
SKU: RLIMZGHEPLRG | ReliaMed Heel & Elbow Protector, Large (up to 19"), beige | ReliaMed Heel & Elbow Protector, Large (up to 19"), beige. Helps prevent decubitus ulcers by reducing pressure, shearing and friction on heel or elbow. comfortable; allows skin to breath and does not restrict blood flow. remains firmly in place. color-coded sizes make it easy to fit patient. contains latex. Measure limb circumference for size. Sold by pair. | heel-elbow-protector-large-up-to-19-beige-c5f.jpg
SKU: RLIMZGHEPXLG | ReliaMed Heel & Elbow Protector, Extra Large (up to 23"), yellow | ReliaMed Heel & Elbow Protector, Extra Large (up to 23"), yellow. Helps prevent decubitus ulcers by reducing pressure, shearing and friction on heel or elbow. Comfortable; allows skin to breath and does not restrict blood flow. Remains firmly in place. Color-coded sizes make it easy to fit patient. Contains latex. Measure limb circumference for size. Sold by pair | heel-elbow-protector-extra-large-up-to-23-yellow-3fe.jpg
SKU: RLIMZGHEP2X | ReliaMed Heel & Elbow Protector, XX-Large (up to 25"), blue | ReliaMed Heel & Elbow Protector, XX-Large (up to 25"), blue. Helps prevent decubitus ulcers by reducing pressure, shearing and friction on heel or elbow. comfortable; allows skin to breath and does not restrict blood flow. remains firmly in place. color-coded sizes make it easy to fit patient. contains latex. Measure limb circumference for size. Sold by pair. | heel-elbow-protector-xx-large-up-to-25-blue-b28.jpg
SKU: BDSPBDS200 | Body Sport Tennis Elbow 3" X 12" | Adjustable strap supports and applies pressure on the forearm muscle groups. Premium, medical, plush neoprene for extended use. Reduces pain associated with tennis and golfer's elbow. Contains latex. 3" x 12" | tennis-elbow-3-x-12-be8.jpg
SKU: BDSPBDS747LRG | Body Sport Slip On Elbow Compression Sleeve | Comfortable, knitted elastic provides intermediate compression. Contains latex. Size (measure elbow circumference): Large (12" - 14") | slip-on-elbow-compression-sleeve-7a3.gif
SKU: BDSPBDS747LRG | Body Sport Slip On Elbow Compression Sleeve | Comfortable, knitted elastic provides intermediate compression. Contains latex. Size (measure elbow circumference): Large (12" - 14") | slip-on-elbow-compression-sleeve-7a3.gif
SKU: BDSPBDS747LRG | Body Sport Slip On Elbow Compression Sleeve | Comfortable, knitted elastic provides intermediate compression. Contains latex. Size (measure elbow circumference): Large (12" - 14") | slip-on-elbow-compression-sleeve-7a3.gif
SKU: CERPKNE-6435 | Core Products Elastic Knee Sleeve | Our Elastic Knee Sleeve is made of high quality rayon and elastic, stretching and contracting with movements of the knee. Helps relieve stiffness and pain associated with edema or postsurgical effusion. High flexibility elastic allows full range of motion and helps improve proprioceptive sensation; low profile design and breathability make it perfect for sports, work or leisure. Available in S, M, L, XL or 2X. | elastic-knee-sleeve-bf8.jpg
SKU: CERPELB-6505 | Core Products Tennis Elbow Support Neoprene | Contoured Neoprene Construction for Healing Warmth Our Neoprene Tennis Elbow Support helps alleviate pain due to lateral epicondylitis (tennis elbow), supinator muscle strain and tendinitis. It applies pressure below the elbow while maintaining a full range of motion. Epicondyle pad focuses gentle pressure on the lateral epicondyle and helps provide targeted relief from forearm pain. Contoured neoprene construction for warmth with hook and loop compression strap. Wear only during activity. Bilateral design. S, M, L, XL, 2X or 3X.Measure at widest circumference of forearm. | tennis-elbow-support-neoprene-3e6.jpg
SKU: CERPELB-6506 | Core Products Tennis Elbow Support Beige | This counterforce-style support helps relieve the symptoms of tennis elbow, supinator muscle strain and tendinitis. Adjustable, wraparound design features hook and loop closure and plush lining. Bilateral design. | tennis-elbow-support-beige-3e6.jpg
SKU: CERPELB-6508 | Core Products Elbow Support Universal Black | Wraparound support helps alleviate pain due to tennis elbow (lateral epicondylitis), supinator muscle strain and tendonitis. Focuses effective, gentle pressure below the elbow while maintaining a full range of motion. Adjustable, features hook-and-loop closure and plush lining. Wear only during activity. Available in black or beige. | elbow-support-universal-black-ce8.jpg
SKU: CERPELB-65161 | Core Products Elastic Elbow Sleeve Small 9â€ - 10â€ | An excellent support for mild compression of weak or injured elbows. Elastic fibers stretch and contract with the movement of the elbow. The Elastic Elbow Sleeve helps relieve the stiffness and swelling associated with arthritis, bursitis, tendinitis or tennis elbow. One-piece elastic design pulls over the hand for a smooth, snug fit. Made of a soft 8â€ (20cm) cotton/spandex blend, it's comfortable enough for daily use. Bilateral design. S, M, L or XL. | elastic-elbow-sleeve-small-9-10-53d.jpg
SKU: ROSCTM-120E | Roscoe Medical TherMedic 3 in 1 Pro-Wrap Elbow Brace | The TherMedic 3-in-1 Hot/Cold Pro-Wrap Series provides the perfect combination of hot and cold therapy along with compression for an optimum approach for treating both acute and chronic injuries. The innovative fuss-free design eliminates the need for ice cubes, bandages and hotwater bottles. The Pro-Wrap Braces can be applied directly to the skin and are ergonomically designed to fit the body accordingly. The braces are perfect for therapy clinics, rehabilitation centers, athletic facilities and at home use. All braces come complete with AC/DC adapter - perfect for patients on the go! | thermedic-3-in-1-pro-wrap-elbow-brace-d21.jpg
SKU: MAB555-8070-1900 | Briggs Healthcare Heel Protector | Helps prevent decubitus ulcers and further injury. | heel-protector-68a.jpg
SKU: MKS48153000 | McKesson Heel Elbow Protector Pad Blue | Medi-Pak Patient Positioners - Heel / Ankle Protectors, Guards against trauma from hard surfaces on wheelchairs and foot boards. Reliable cushioning on bony prominences in the ulnar nerve area. | heel-elbow-protector-pad-blue-fa1.jpg
SKU: SKIL503357 | Skil Care Bariatric Geri-Sleeves, Large-Bariatric | Geri-Sleeve, Arm, LG/Bariatric | bariatric-geri-sleeves-large-bariatric-763.jpg
SKU: SKIL503360 | Skil Care Leg/Universal Bariatric Geri-Sleeves | Geri-Sleeve, Leg | leg-universal-bariatric-geri-sleeves-8bb.jpg
SKU: SKIL503361 | Skil Care Leg/Universal Geri-Sleeves | Geri-Sleeve, Leg, 25 pr/pk | leg-universal-geri-sleeves-67d.jpg
SKU: SKIL503203 | Skil Care Heel/Elbow Protector, Small | Heel/Elbow Protector | heel-elbow-protector-small-c71.jpg
SKU: SKIL503205 | Skil Care Heel/Elbow Protector, Large | Heel/Elbow Protector | heel-elbow-protector-large-e3f.jpg
SKU: SKIL503214 | Skil Care Heel/Elbow Protector, Medium | Heel/Elbow Protector, 36 Pair/CS | heel-elbow-protector-medium-312.jpg
SKU: SKIL503350 | Skil Care Geri-Sleeve Arm Medium | Extra-heavy-duty stockinet maintains skin integrity, Breathable cotton-blend LycraÂ® protects against skin tears . | geri-sleeve-arm-medium-efc.jpeg
SKU: SKIL503352 | Skil Care Geri-Sleeve/Arm, Medium | Geri-Sleeve, Arm, MD, 25 pr/pk | geri-sleeve-arm-medium-3bb.jpeg
SKU: SKIL503355 | Skil Care Geri-Sleeve/Arm, Small | Geri-Sleeve, Arm, SM | geri-sleeve-arm-small-c3f.jpeg
SKU: SKIL503355 | Skil Care Geri-Sleeve/Arm, Small | Geri-Sleeve, Arm, SM | geri-sleeve-arm-small-c3f.jpeg
SKU: SKIL503230 | Skil Care Visco Foam Elbow Pad | Protect the elbow with either a soft synthetic sheepskin or a visco-foam elbow pad. | visco-foam-elbow-pad-dc1.jpg
SKU: SKIL503240 | Skil Care Visco-Foam Elbow Pad - Case | Elbow Pad, Visco-Foam, 36 Pair/CS | visco-foam-elbow-pad-case-e19.jpg
SKU: SKIL503310 | Skil Care Elbow Protector Synthetic Sheepskin Elbow Pad | Protect the elbow with either a soft synthetic sheepskin or a visco-foam elbow pad. | elbow-protector-synthetic-sheepskin-elbow-pad-083.jpg
SKU: SKIL503320 | Skil Care Elbow Protector - Case | Elbow Protector, 36 Pair/CS | elbow-protector-case-4f3.jpg
SKU: NYO9510 | NY Orthopedic Quilted Heel Protector Two-Tone Taslon, Standard, Navy Outer-shell / Light Blue Inner-shell, 9" x 10" | RECOMMENDED USE: Patients at risk for skin breakdown and friction burns.Multi-purpose quilted heel protectors provide comfort and protection to sensitive skin, providing relief to pressure sores. A soft interior polyfill cushions the heel, reducing pressure and increasing blood flow to the affected area. Padded hook and loop closure allows for easy application and removal. All heel protectors are machine washable and offer many different fabric options to suit your needs. All styles are available in standard and bariatric sizing, offering a range of options including a removable gel-pack for soothing hot/cold therapy. | quilted-heel-protector-two-tone-taslon-standard-navy-outer-shell-light-blue-inner-shell-9-x-10-f13.gif
SKU: NYO9517 | NY Orthopedic Sheepskin Long Soft Boot | NYOrtho Soft Boot is made from synthetic fur and helps provide comfort and warmth for patients with sensitive skin. | sheepskin-long-soft-boot-3f2.jpg
SKU: NYO9510L | NY Orthopedic Quilted Heel Protector Two Tone Taslon, Bariatric, 11" x 11 1/2" | RECOMMENDED USE: Patients at risk for skin breakdown and friction burns.Quilted heel protector provides comfort and protection to sensitive skin, reducing pressure and increasing blood flow to the affected area. | quilted-heel-protector-two-tone-taslon-bariatric-11-x-11-1-2-59b.jpeg
SKU: NYO9511 | NY Orthopedic Quilted Heel Protector Plaid Standard 9" x 10" | Patients at risk for skin breakdown and friction burns. Quilted heel protector provides comfort and protection to sensitive skin, reducing pressure and increasing blood flow to the affected area. | quilted-heel-protector-plaid-standard-9-x-10-9e7.jpg
SKU: NYO9511L | NY Orthopedic Quilted Heel Protector Plaid, Bariatric, 11" x 11 1/2" | RECOMMENDED USE: Patients at risk for skin breakdown and friction burns.Quilted heel protector provides comfort and protection to sensitive skin, reducing pressure and increasing blood flow to the affected area. Soft and fluffy spun fiber-fill helps provide extra comfort and protection, Cotton/polyester fabric minimizes the risk of friction and shear, Velcro closure allows for easy application and removal, Machine washable. | quilted-heel-protector-plaid-bariatric-11-x-11-1-2-0c4.jpg
SKU: SAMP559900 | Sammons Preston IMAK Tennis Elbow Band | A removable pressure pad filled with smooth plastic beads provides specific isolated pressure on the affected tendon. Freeze the pressure pad for extra cooling relief. Buckle and Velcro offer easy adjustment. Cushioning foam and cotton lining ensure padded, breathable support. Light and comfortable for complete freedom of movement. Universal size. Washable. Latex free.Quantity 1/EA | imak-tennis-elbow-band-fd2.jpg
SKU: ALI51705 | Alimed FREEDOM comfort ROM Elbow Brace, Left, Med./Large | FREEDOM comfort ROM Elbow Brace has been designed for increased ease, comfort, and effectiveness in the treatment of post-operative elbow rehabilitation. Range of motion can be set prior to application, making it more comfortable for the recovering patient. Once in place, straps can be gently tightened as necessary, and further adjustments are easy. Brace also features tool-free adjustable stops that may be set for extension or flexion in a range of 0Â° to 120Â° in 5Â° increments. And since stop pins are attached, if they're removed during adjustment, you won't have to worry about losing them!Another new feature of the ROM Elbow Brace is a padded, cloth-covered foam strap that acts as a sling, making it easy to reposition the shoulder for additional comfort when necessary. Brace is completely enclosed in high-density foam for total comfort. Cushion cuffs conform to the body and are fixed to uprights and covered in a thick fabric, to facilitate surface cleaning. | freedom-comfort-rom-elbow-brace-left-med-large-7cd.jpg
SKU: ALI51704 | Alimed FREEDOM comfort ROM Elbow Brace, Right, Medium/Large | Range of motion can be set prior to application, making it more comfortable for the recovering patient. Once in place, straps can be gently tightened as necessary, and further adjustments are easy. Brace also features tool-free adjustable stops that may be set for extension or flexion in a range of 0Â° to 120Â° in 5Â° increments. And since stop pins are attached, if they're removed during adjustment, you won't have to worry about losing them!Another new feature of the ROM Elbow Brace is a padded, cloth-covered foam strap that acts as a sling, making it easy to reposition the shoulder for additional comfort when necessary. Brace is completely enclosed in high-density foam for total comfort. Cushion cuffs conform to the body and are fixed to uprights and covered in a thick fabric, to facilitate surface cleaning. | freedom-comfort-rom-elbow-brace-right-medium-large-1da.jpg
SKU: SAMP565746 | Sammons Preston Tendon Trak Elbow | This therapist-designed support utilizes a patented, clinically proven approach in treating medial/lateral epicondylitis. Two adjustable pads support the irritated tissue without applying direct compression. One size fits all (18" long). Latex free. | tendon-trak-elbow--cf1.jpg
SKU: SKIL902011 | Skil Care Pouch Arm Sling SmallMedium | A durable pouch-style sling that provides uniform weight distribution for either arm. | pouch-arm-sling-smallmedium-e8a.jpg
SKU: SKIL902012 | Skil Care Pouch Arm Sling - Medium - Large | Pouch Arm Sling | pouch-arm-sling-medium-large-c78.jpg
SKU: SAMP081506690 | Sammons Preston PTDial Tennis Golfer's Elbow Brace | Applies direct perpendicular compression using an ergonomically designed pressure foot. | ptdial-tennis-golfers-elbow-brace-0f8.jpg
SKU: SKIL503204 | Skil Care Heel/Elbow Protector, Medium | Heel/Elbow Protector | heel-elbow-protector-medium-5da.jpg
SKU: DMSGL801 | Derma Sciences Heel & Elbow Protectors, Medium/Large, Blue Band, 11" | Designed to protect against decubitus ulcers and other skin damage common among bed or wheelchair-bound patients. Consists of a knitted tube of soft fabric with a tricot-covered urethane foam pad stitched inside. Easy to apply. Outer fabric moves independently of foam pad. Foam pad stays in contact with skin. Available in a range of sizes. Machine washable and dryable. | heel-elbow-protectors-medium-large-blue-band-11-32d.jpg
SKU: SKIL503167 | Skil Care Heels Off Bariatric | Heels-Off, Heel Protector, Bariatric | heels-off-bariatric-8e9.jpg
SKU: ROSCPNB3550 | Roscoe Medical Pneu Neck II Portable Cervical Traction | Roscoe's Pneu Neck II provides adjustable traction therapy and slowly inflates with air providing an even gentle stretch to help relieve neck, head and shoulder stiffness and stress. The inflatable cervical traction unit is portable and comes complete with a soft velour cover that is durable and comfortable. The Pneu Neck II has adjustable Velcro tabs to compliment most neck sizes. | pneu-neck-ii-portable-cervical-traction-e9d.jpg
SKU: ROSCBC3481 | Roscoe Medical 2.50 inch Universal Cervical Collar | Contoured design with Velcro closure, provides support and acts as a gentle reminder to limit motion. Comes complete with extra sleeve covers. | 250-inch-universal-cervical-collar-d4c.jpg
SKU: ROSCBC3487 | Roscoe Medical 3.50 inch Universal Cervical Collar | Contoured design with Velcro closure, provides support and acts as a gentle reminder to limit motion. Comes complete with extra sleeve covers. | 350-inch-universal-cervical-collar-ff7.jpg
SKU: NYO8500 | NY Orthopedic Universal Cervical Collar, Soft Foam, 3" | Universal Cervical Collar helps provide relief from mild neck pain and stiffness. When used as prescribed by your physician, the NYOrtho Universal Cervical Collar should be worn for relief from pinched nerves or tightness in neck. It may also provide comfort after a whiplash injury. | universal-cervical-collar-soft-foam-3-b2c.jpg
SKU: NYO8600 | NY Orthopedic Universal Cervical CollarSoft Foam 3.5'' | Universal Cervical Collar helps provide relief from mild neck pain and stiffness. When used as prescribed by your physician, the NYOrtho Universal Cervical Collar should be worn for relief from pinched nerves or tightness in neck. It may also provide comfort after a whiplash injury. | universal-cervical-collarsoft-foam-35-3f9.jpg
SKU: GF8605L | Grafco Soft Foam Cervical Collar with Support Large | Conventional collar made of high density Polyurethane foam. | soft-foam-cervical-collar-with-support-large-e58.jpg
SKU: DJO79-83390 | DJO Global Vista TX Collar | With the use of innovative height adjustment technology, this DJO Global Vista TX Collar offers six (6) collars in one.The collar restricts cervical spine flexion, extension and rotation to promote patient recovery. Its twoâ€“piece polyethylene design enhances patient comfort and is easily adjusted with Velcro tabs. Anterior and posterior flex tabs on the front and back panels provide improved rigidity and durability. The large tracheal aperture provides functional access for the airway management and other essential procedures. Vista TX encompasses all of the features and benefits of the Vista collar, but with a thoracic extension. Removable, foam laminated pads wick away moisture to ensure proper patient hygiene and comfort while preventing skin irritation. Xâ€“Ray, CT and MRI lucent. Collar set includes extra set of replacement pads. | vista-tx-collar-ddb.jpg
SKU: CERPCLR-6218 | Core Products Cervical Collar Beige 2" Beige | Made from 1â€ low density foam and covered with a 100% cotton stockinette, this collar provides mild support and beneficial proprioceptive feedback. Low contour design maintains the head in a neutral position and serves as a reminder to limit head and neck motion. One size fits most, up to 24â€ (61cm) neck. To measure, keep head in neutral position and measure from tip of mandible to sternal notch. | cervical-collar-beige-2-beige-644.jpg
SKU: CERPCLR-6220 | Core Products Cervical Collar Beige 3 | Made from 1â€ low density foam and covered with a 100% cotton stockinette, this collar provides mild support and beneficial proprioceptive feedback. Low contour design maintains the head in a neutral position and serves as a reminder to limit head and neck motion. One size fits most, up to 24â€ (61cm) neck. To measure, keep head in neutral position and measure from tip of mandible to sternal notch. | cervical-collar-beige-3-04c.jpg
SKU: CERPCLR-6221 | Core Products Cervical Collar Beige 3 1/2" | Made from 1â€ low density foam and covered with a 100% cotton stockinette, this collar provides mild support and beneficial proprioceptive feedback. Low contour design maintains the head in a neutral position and serves as a reminder to limit head and neck motion. One size fits most, up to 24â€ (61cm) neck. To measure, keep head in neutral position and measure from tip of mandible to sternal notch. | cervical-collar-beige-3-1-2-708.jpg
SKU: SAMPA8131 | Rolyan Soft Tissue Occipital Release Board | Mobilization device for sub-occipital tissue. | soft-tissue-occipital-release-board-eae.jpg
SKU: SAMP553529 | Sammons Preston TOT Collar Child | This tot collar by Sammons Preston is ideal for treatment of torticollis in patients ranging from 4 months to 10 years old. The unit is a simple, effective and inexpensive therapy to correct head position and prevent further health problems that can result from incorrect head position. The latex free and comfortable design allow it to be worn by any child with minimal discomfort.Â FeaturesIn addition to active head posture correction, the collar provides an ongoing stimulus to maintain the corrected position for a longer time period than simple stretching alone.Specificationâ€¢ Latex free â€¢ 4 months to 10 years oldÂ | tot-collar-child--91e.jpg
SKU: SKIL904110 | Skil Care Trachea Tube Holder | For use with all tracheostomy tubes | trachea-tube-holder-3c9.jpg
SKU: SAMP307004 | Sammons Preston Extension Pads, Medium/Large | Two pads that can be variably placed to give extension or lateral support. | extension-pads-medium-large-a62.jpg
SKU: SAMP553530 | Sammons Preston TOT Collar Adult | Ideal for treatment of torticollis, a simple, effective and inexpensive therapy to correct head position and prevent further health problems. | tot-collar-adult--c5b.jpg
SKU: CERPCLR-6219 | Core Products Foam Cervical Collar 2.5" Cervical Collar Beige | This soft, foam cervical collar is a non-rigid neck support. It is made from light density foam rubber and is covered with a 100% cotton stockinette. Made from 1â€ low density foam and covered with a 100% cotton stockinette, this collar provides mild support and beneficial proprioceptive feedback. | foam-cervical-collar-25-cervical-collar-beige-230.jpg
SKU: SAMP7757 | Sammons Preston De-Hesive Tape Remover Spray | Deactivates tape adhesive for easy removal from skin. | de-hesive-tape-remover-spray-95e.jpg
SKU: SAMP081595826 | Sammons Preston Tape Pre Wrap Black | Prevents skin irritation and blistering when applied prior to tape. | tape-pre-wrap-black--978.jpg
SKU: SAMP081595909 | Sammons Preston Cramer Heel &amp Lace Pads | White foam pads help protect sensitive spots on the foot and prevent pinching and blistering. | cramer-heel-amp-lace-pads-ab2.jpg
SKU: CRAM214546 | Cramer Sports Medicine Tape Underwrap Beige | Originally designed to protect the skin from adhesive tape, underwrap has to meet many more needs. It still protects the skin but now it also holds back hair, affixes cold packs in place, becomes a patellar tendon strap or serves as the finish line of the hundred yard dash. | tape-underwrap-beige-441.jpg
SKU: CRAM214546 | Cramer Sports Medicine Tape Underwrap Beige | Originally designed to protect the skin from adhesive tape, underwrap has to meet many more needs. It still protects the skin but now it also holds back hair, affixes cold packs in place, becomes a patellar tendon strap or serves as the finish line of the hundred yard dash. | tape-underwrap-beige-441.jpg
SKU: CRAM280950 | Cramer Sports Medicine Athletic Tape | Designed from the ground up to meet the needs of athletic trainers. | athletic-tape-46c.jpg
SKU: KINSBK5 | Kinesio Whole Body Taping in Pediatrics and Fundamentals Book 5 | Kinesio Taping Perfect Manual:Â Covers common clinical conditions with easy-to-follow instructions for new users. Conditions covered include: Carpal Tunnel Syndrome, Menstrual Cramps, Low Back Strain/spasms, etc.Illustrated Kinesio Taping:Â Covers the essentials and gives you a step-by-step approach to the Kinesio Taping methods. Utilizing illustrations, it provides the reader with a detailed look at how and where to apply Kinesio Tape.Clinical Therapeutic Application Kinesio Taping Manual:Â Goes into details on how to apply Kinesio tape for specific injuries. This book provides detailed descriptions, as well as pictures, on which Kinesio Taping applications to use and how to apply the tape for a large number of injuries and conditions in a clinical setting. 3rd edition.Kinesio Taping in Pediatrics:Â Fundamentals and Whole Body Taping. Now in its 2nd edition. Contains new taping techniques for the pediatric and adult neurological involved population, including taping for hamstring relaxation and preparation of the combination palmer taping for weight-bearing, and anterior scalene taping. Many techniques have been updated or expanded on, including triceps and bicep assist, thumb MCP stability taping, taping for iliotibial tightness and patellar alignment, as well as taping for foot pronation and supination. Information on taping for torticollis is also included.Kinesio Taping for Lymphedema and Chronic Swelling:Â Shows step-by-step, easy-to-read, full-color instructions. Covers more than 108 applications (common and not-so-common) associated with lymphedema, chronic swelling and scar management. | whole-body-taping-in-pediatrics-and-fundamentals-book-5-776.jpg
SKU: KINSGKT35024FPG | Kinesio Gold FP Tape Red 2" x 5 1/2 yds | Developed exclusively for Kinesio professionals. Dr. Kenzo Kase and Kinesio bring to you the latest ReEvolution in KinesioÂ® Tex Tape with over 30 years of research and development. Advancements in technology have now enabled a ReEvolution that fulfills the original vision. From our original and now world famous wave pattern design Kinesio has developed a new enhanced and patented Fingerprint [FP] technology. | gold-fp-tape-red-2-x-5-1-2-yds-0e3.jpg
SKU: BALY14 | Bailey Taping Table Model 14 | The Bailey Taping Table is designed to make the taping of athletes quick and efficient. The compact size makes is just right for smaller rooms or multiple tables in one larger room. | taping-table-model-14-030.jpg
SKU: KINSBK1 | Kinesio Book 1 Illustrated Taping Manual | Kineso tape works to support the muscles, remove congestion, activate the endogenous system and correct joint problems. This book is divided into three sections: Shoulder Girdle, Trunk, and Pelvic Girdle. In each section, a specific muscle is described, including an explanation of its function, origin, insertion and nerve supply. The clinical applications of taping also are described, along with a specific taping procedure for the muscle. Black-and-white drawings are prevalent throughout the text, providing clear examples for self-training. This book is basic in its approach, and the concepts introduced can easily be applied to practice. Basic taping book by Kenzo Kase. 108 pages. | book-1-illustrated-taping-manual-69a.jpg
SKU: KINSBK2 | Kinesio Book 2 Perfect Taping Manual | Kinesio TapingÂ® Perfect Manual More advanced than the Illustrated Kinesio Taping book is targeted for the advanced professional who already has a good grip on the concepts and basic application of the Kinesio Taping Method. Covers carpal tunnel syndrome, plantar fasciitis, patella femoral syndrome, low back, sprains, strains, spasm, etc. Advanced taping book by Kinesio Taping This book is great for the individual that has an advanced understanding of Kinesio Taping. Association. 132 pages, copyright 1998. | book-2-perfect-taping-manual-8a5.jpg
SKU: KINSDSN210-H | Kinesio Pro Scissors with Holster | Kinesio Pro Scissor is the first Teflon-coated scissor in the world! The latest innovation in engineering craftsmanship, the Nevanon Kinesio Pro Scissor is made from high carbon stainless steel which keeps the blade razor-sharp for years. The Kinesio Pro Scissor is specially coated with black carbon and a fluorine resin which enables the blades to cut cleanly and quickly without leaving any residue, making it the highest quality scissor in the world. | pro-scissors-with-holster-618.jpg
SKU: KINSDSN210-H-LEFT | Kinesio Left Handed Scissors with Holster | KinesioÂ® Pro Scissors are specifically design to be used in conjunction with KinesioÂ® Tex Tape.Use Kinesio Pro Scissors to cut any length or configuration of Kinesio Tex Tape with ease. Every pair of Kinesio Pro Scissors is forged of high quality carbon stainless steel and double-coated for clean cutting. Kinesio Pro scissors are designed specifically for use with tapes and adhesives. Carefully crafted using the best available technology, Kinesio Pro Scissors ensure that your first cut is as smooth as your last.Kinesio Pro Scissors also come with a Kinesio Pro Scissor Holster allowing you to protect your new Kinesio Pro Scissors while keeping them right by your side. The Kinesio Pro Scissor Holster can either be clipped to your waistband or looped through your belt for extra security. The Kinesio Pro Scissor Holster is constructed of durable synthetic leather and is double-stitched in areas for added strength. | left-handed-scissors-with-holster-da1.jpg
SKU: KINSKCVS-AC | Kinesio Acupuncture Clinical Video Series DVD | Because Acupuncture and Kinesio TapingÂ® operate under similar principles, they can be used separately or in concert to address acute and chronic pain as well as various types of physical and emotional stress. The tape can be used either at specific acupuncture points or in larger areas to move energy along meridians within the affected region. Appropriate application of KinesioÂ® Tex Tape can stimulate energy flow and support the self-healing process. For more detailed information or questions, it is requested the individual utilizing the video series contact the Kinesio Taping Association or visit their website at www.KinesioTaping.com and consider taking a formal course. | acupuncture-clinical-video-series-dvd-685.jpg
SKU: KINSKCVS-AM | Kinesio Clinical Video Series DVD-Active Mature Includes a Digital Download Copy For Mobile Devices | Being healthy and active can help you stay fit and feel better over the years. Physical activity can help you manage health problems like arthritis, osteoporosis, and pain due to changes in posture or weakness. Maintaining a daily level of activity can be a challenge as you get older. You may get discouraged by feeling sick, being tired or by fear about falls but after learning to use the Kinesio TapingÂ® Method to manage your day to day health problems is a low-cost approach to improving your health. For more detailed information or questions, it is requested the individual utilizing the video series contact the Kinesio Taping Association or visit their website at www.KinesioTaping.com and consider taking a formal course. | clinical-video-series-dvd-active-mature-includes-a-digital-download-copy-for-mobile-devices-f3d.jpg
SKU: KINSKCVS-CO | Kinesio Clinical Video Series DVD-Chiropractic & Osteopathic Includes a Digital Download Copy For Mobile Devices | The Kinesio TapingÂ® Method was originally developed in a Manual Therapy setting. It may be used as an adjunct or stand-alone treatment to address pain, edema or stiffness. In addition, it may give the physician a longer acting tool to help correct misalignment and assist in neuromuscular re-education. Among the benefits of Kinesio Taping is its ability to promote self-healing without the use of medication. For more detailed information or questions, it is requested the individual utilizing the video series contact the Kinesio Taping Association or visit their website at www.KinesioTaping.com and consider taking a formal course. | clinical-video-series-dvd-chiropractic-amp-osteopathic-includes-a-digital-download-copy-for-mobile-devices-c47.jpg
SKU: KINSKCVS-EF | Kinesio Clinical Video Series DVD-Exercise & Fitness Includes a Digital Download Copy For Mobile Devices | Athletes and people with an active lifestyle know that the aches, pains, and injuries are a possibility. In the event that a person is unable to maintain their level of activity due to ailment, the desire to return to full participation becomes overwhelming. The KinesioÂ® Taping Method has been used in the treatment of a variety of acute and chronic orthopedic injuries commonly seen in athletic or active populations. | clinical-video-series-dvd-exercise-amp-fitness-includes-a-digital-download-copy-for-mobile-devices-998.jpg
SKU: KINSKCVS-FA | Kinesio Clinical Video Series DVD-Foot & Ankle Includes a Digital Download Copy For Mobile Devices | The purpose of this Foot and Ankle disc is to provide an overview of Kinesio TapingÂ® applications which address foot and ankle pain and dysfunction including soft tissue and/or biomechanical issues. The complexity of the foot and ankle structures are simplified in the disc to provide the viewer with basic operational skills when addressing common, everyday lower limb issues. For more detailed information or questions, it is requested the individual utilizing the video series contact the Kinesio Taping Association or visit their website at www.KinesioTaping.com and consider taking a formal course. | clinical-video-series-dvd-foot-amp-ankle-includes-a-digital-download-copy-for-mobile-devices-6ac.jpg
SKU: KINSKCVS-HW | Kinesio Clinical Video Series DVD-Hand/ Upper Extremity Includes a Digital Download Copy For Mobile Devices | The Hand/Upper Extremity video contains tapings and examples of tapings of common diagnoses of the hand and upper extremity. It offers examples of tapings that have been successful with these diagnoses so that someone can use the video to be successful with these diagnoses. For more detailed information or questions, it is requested the individual utilizing the video series contact the Kinesio TapingÂ® Association or visit their website at www.KinesioTaping.com and consider taking a formal course. | clinical-video-series-dvd-hand-upper-extremity-includes-a-digital-download-copy-for-mobile-devices-230.jpg
SKU: KINSKCVS-SE | Kinesio Clinical Video Series DVD-Scar & Edema Includes a Digital Download Copy For Mobile Devices | Management of Scars is often overlooked when treating pain, swelling, decrease range of motion, contractures, and cosmetic appearance of the skin. Scar tissue can significantly disrupt how our bodies function. Using KinesioÂ® Tex Tape is one of the easiest and inexpensive ways of treating scars. Its unique elastic qualities not only assist scars to mature, allowing the collagen to become more in a parallel, but it can also assist scars to release adhesion by the application methods of the Kinesio Tex Tape. Both new and old scars can be treated with Kinesio Tex Tape with changes noted as early as 24 hours in mobility, adhesion and color. Scar management with Kinesio Tex Tape is gentle with quick and significant results. Kinesio TapingÂ® post wound will assist in swelling management by encouraging muscle pumping and lymphatic flow proximal and peripheral to the area to decrease swelling, encouraging decreased pain and increased rehabilitation potential. For more detailed information or questions, it is requested that the individual utilizing the video series contact the Kinesio Taping Association or visit their website at www.KinesioTaping.com and consider taking a formal course. | clinical-video-series-dvd-scar-amp-edema-includes-a-digital-download-copy-for-mobile-devices-b5f.jpg
SKU: KINSKCVS-SM | Kinesio Clinical Video Series DVD-Sports Medicine Includes a Digital Download Copy For Mobile Devices | Some of the best known uses of Kinesio TapingÂ® are in the Sports Medicine field. Kinesio Taping is used during all phases of a physically active patient: acute, sub-acute, chronic and rehabilitation. Athletes and people with an active lifestyle know that aches, pains, and injuries are a possibility. Patients have reported a decrease in pain and swelling as well as quicker recovery times and a faster return to their high level of performance. For more detailed information or questions, it is requested the individual utilizing the video series contact the Kinesio Taping Association or visit their website at www.KinesioTaping. com and consider taking a formal course. | clinical-video-series-dvd-sports-medicine-includes-a-digital-download-copy-for-mobile-devices-a3c.jpg
SKU: KINSKCVS-TM | Kinesio Clinical Video Series DVD-Throat & Mouth Includes a Digital Download Copy For Mobile Devices | KinesioÂ® Tex Tape and the Kinesio TapingÂ® Method can be utilized very effectively as a rehabilitative tool with feeding and swallowing patients. It increases sensory and muscle functions and the tape can be used to facilitate weak muscles. The tape enhances the clinical practices of the therapist and the taping techniques can be taught to the caregivers to apply. This will then assist with carry-over of the techniques outside of the therapy room. It can be used with a variety of facial muscles to assist with oral intake. For more detailed information or questions, it is requested that the individual utilizing the video series contact the Kinesio Taping Association or visit their website at www.KinesioTaping.com and consider taking a formal course.ignificant results. Kinesio TapingÂ® post wound will assist in swelling management by encouraging muscle pumping and lymphatic flow proximal and peripheral to the area to decrease swelling, encouraging decreased pain and increased rehabilitation potential. For more detailed information or questions, it is requested that the individual utilizing the video series contact the Kinesio Taping Association or visit their website at www.KinesioTaping.com and consider taking a formal course. | clinical-video-series-dvd-throat-amp-mouth-includes-a-digital-download-copy-for-mobile-devices-4c4.jpg
SKU: KINSKCVS-WH | Kinesio Womens Health Clinical Video Series DVD | As patients and as athletes, women encounter many of the complaints common in an active population, as well as specific to the female physiology and life cycle. Kinesio TapingÂ® provides valuable assistance for medication-free support and pain relief during the pre and post natal stages of pregnancy and throughout the years, help women to maintain an active lifestyle. For more detailed information or questions, it is requested the individual utilizing the video series contact the Kinesio Taping Association or visit their website at www.KinesioTaping.com and consider taking a formal course. | womens-health-clinical-video-series-dvd-1aa.jpg
SKU: KINSKSH100 | Kinesio Scissor Holster | The Kinesio Pro Scissor Belt Holster is designed specifically for the Kinesio Pro Scissors as a way to both protect the scissors and to keep them available for use during the application of Kinesio tape. | scissor-holster--b38.jpg
SKU: SAMP553200 | Johnson & Johnson J & J Coach Speed Tape | Designed for quick strapping to support injuries in order to promote faster recovery times. Uniform unwinding tension to the end of the roll. | j-j-coach-speed-tape-f43.jpg
SKU: SAMPA840001 | Rolyan Knee and Shoulder Taping Kit | Used with patello-femoral and shoulder taping technique to correctly align and reduce pain. Includes patellofemoral taping instructions.Kit contains:RolyanÂ® TakeOffâ„¢ Extra-Rigid Therapeutic Tapeâ€“provides tensile strength and a strong adhesive to support proper positioningOmnifix Dressing Retention Tape Sheetsâ€“non-woven, hypoallergenic, self-adhesive bandage for a secure underwrap | knee-and-shoulder-taping-kit-e0d.jpg
SKU: SAMP928491 | Sammons Preston QDA Taping Base 8 oz. Spray | Light, quick-drying adherent helps secure tape, underwrap, and elastic wraps, reducing friction. | qda-taping-base-8-oz-spray-f22.jpg
SKU: SAMPA840245 | Sammons Preston Kinesio Tex Taping Kit - Beige | This kit includes 2 rolls in beige, 10 Skin-Prep wipes and 5 Remove wipes.Quantity 1/KT | kinesio-tex-taping-kit-beige-8ca.jpg
SKU: KINSBK3 | Kinesio Book 3 Clinical Taping Method 3rd Edition | Clinical Therapeutic Application KinesioÂ® Taping Manual This is the most comprehensive Kinesio Tex Tape manual offered in the U.S. covering most clinical conditions from head to toe. Describes each condition, giving a step-by-step approach on how to a apply the Kinesio Tex Tape. Please note that Kinesio Tex Tape is not included | book-3-clinical-taping-method-3rd-edition-c21.jpg
SKU: ROSC6300-AF | Roscoe Medical StrengthTape Precut Mini Packs Ankle/Foot | STRENGTHTAPE features long-lasting durability and effectiveness on common injuries. Class exclusive AllSport Adhesive helps it sticks for up to 7 days through water, sweat, and mud to support injured muscles and tissues while still allowing full range-of-motion.STRENGTHTAPE is made of breathable cotton and Spandex. It is not made with natural rubber latex. STRENGTHTAPE Taping Kits include 6 Precut 10 inch strips of tape for 2 applications. Each kit includes Easy-to-follow instructions for the most common injuries. Additional application videos can be found on our website. | strengthtape-precut-mini-packs-ankle-foot--50e.jpg
SKU: ROSC6300-BN | Roscoe Medical STRENGTHTAPE Back and Neck Kinesiology Tape Kit | STRENGTHTAPE features long-lasting durability and effectiveness on common injuries. Class exclusive AllSport Adhesive helps it sticks for up to 7 days through water, sweat, and mud to support injured muscles and tissues while still allowing full range-of-motion.STRENGTHTAPE is made of breathable cotton and Spandex. It is not made with natural rubber latex. STRENGTHTAPE Taping Kits include 6 Precut 10 inch strips of tape for 2 applications. Each kit includes Easy-to-follow instructions for the most common injuries. Additional application videos can be found on our website. | strengthtape-back-and-neck-kinesiology-tape-kit-522.jpg
SKU: ROSC6300-KN | Roscoe Medical STRENGTHTAPE Knee Kinesiology Tape Kit | STRENGTHTAPE features long-lasting durability and effectiveness on common injuries. Class exclusive AllSport Adhesive helps it sticks for up to 7 days through water, sweat, and mud to support injured muscles and tissues while still allowing full range-of-motion.STRENGTHTAPE is made of breathable cotton and Spandex. It is not made with natural rubber latex. STRENGTHTAPE Taping Kits include 6 Precut 10 inch strips of tape for 2 applications. Each kit includes Easy-to-follow instructions for the most common injuries. Additional application videos can be found on our website. | strengthtape-knee-kinesiology-tape-kit-8d0.jpg
SKU: ROSC6300-MUS | Roscoe Medical STRENGTHTAPE Calf & Quad Kinesiology Tape Kit | STRENGTHTAPE features long-lasting durability and effectiveness on common injuries. Class exclusive AllSport Adhesive helps it sticks for up to 7 days through water, sweat, and mud to support injured muscles and tissues while still allowing full range-of-motion.STRENGTHTAPE is made of breathable cotton and Spandex. It is not made with natural rubber latex. STRENGTHTAPE Taping Kits include 6 Precut 10 inch strips of tape for 2 applications. Each kit includes Easy-to-follow instructions for the most common injuries. Additional application videos can be found on our website. | strengthtape-calf-quad-kinesiology-tape-kit--8db.jpg
SKU: ROSC6300-SHLDR | Roscoe Medical STRENGTHTAPE Shoulder Kinesiology Tape Kit | STRENGTHTAPE features long-lasting durability and effectiveness on common injuries. Class exclusive AllSport Adhesive helps it sticks for up to 7 days through water, sweat, and mud to support injured muscles and tissues while still allowing full range-of-motion.STRENGTHTAPE is made of breathable cotton and Spandex. It is not made with natural rubber latex. STRENGTHTAPE Taping Kits include 6 Precut 10 inch strips of tape for 2 applications. Each kit includes Easy-to-follow instructions for the most common injuries. Additional application videos can be found on our website. | strengthtape-shoulder-kinesiology-tape-kit-8d1.jpg
SKU: ROSC6305-35UN | Roscoe Medical STRENGTHTAPE 35M Kinesiology Uncut Tape Roll Black | STRENGTHTAPE features long-lasting durability and effectiveness on common injuries. Class exclusive AllSport Adhesive helps it sticks for up to 7 days through water, sweat, and mud to support injured muscles and tissues while still allowing full range-of-motion.STRENGTHTAPE is made of breathable cotton and Spandex. It is not made with natural rubber latex. STRENGTHTAPE 35m rolls include tape for up to 70 complete applications. Each roll includes easy-to-follow instructions for the most common injuries. Additional application videos can be found on our website. | strengthtape-35m-kinesiology-uncut-tape-roll-black-726.jpg
SKU: ROSC6305-510PC | Roscoe Medical STRENGTHTAPE 5M Kinesiology Precut Tape Roll Black | STRENGTHTAPE features long-lasting durability and effectiveness on common injuries. Class exclusive AllSport adhesive helps it sticks for up to 7 days through water, sweat, and mud to support injured muscles and tissues while still allowing full range-of-motion.STRENGTHTAPE is made of breathable cotton and Spandex. It is not made with natural rubber latex. STRENGTHTAPE Pre-Cut rolls include tape for up to 10 complete applications. Uncut rolls come with 5 meters of uncut tape. Each roll includes easy-to-follow instructions for the most common injuries. | strengthtape-5m-kinesiology-precut-tape-roll-black-4ee.jpg
SKU: ROSC6305-5UN | Roscoe Medical STRENGTHTAPE 5M Kinesiology Uncut Tape Roll Black | STRENGTHTAPE features long-lasting durability and effectiveness on common injuries. Class exclusive AllSport adhesive helps it sticks for up to 7 days through water, sweat, and mud to support injured muscles and tissues while still allowing full range-of-motion.STRENGTHTAPE is made of breathable cotton and Spandex. It is not made with natural rubber latex. STRENGTHTAPE Pre-Cut rolls include tape for up to 10 complete applications. Uncut rolls come with 5 meters of uncut tape. Each roll includes easy-to-follow instructions for the most common injuries. | strengthtape-5m-kinesiology-uncut-tape-roll-black-1d4.jpg
SKU: ROSC6310-35UN | Roscoe Medical STRENGTHTAPE 35M Kinesiology Uncut Tape Roll Beige | STRENGTHTAPE features long-lasting durability and effectiveness on common injuries. Class exclusive AllSport Adhesive helps it sticks for up to 7 days through water, sweat, and mud to support injured muscles and tissues while still allowing full range-of-motion.STRENGTHTAPE is made of breathable cotton and Spandex. It is not made with natural rubber latex. STRENGTHTAPE 35m rolls include tape for up to 70 complete applications. Each roll includes easy-to-follow instructions for the most common injuries. | strengthtape-35m-kinesiology-uncut-tape-roll-beige-598.jpg
SKU: ROSC6310-510PC | Roscoe Medical STRENGTHTAPE 5M Kinesiology Precut Tape Roll Beige | STRENGTHTAPE features long-lasting durability and effectiveness on common injuries. Class exclusive AllSport adhesive helps it sticks for up to 7 days through water, sweat, and mud to support injured muscles and tissues while still allowing full range-of-motion.STRENGTHTAPE is made of breathable cotton and Spandex. It is not made with natural rubber latex. STRENGTHTAPE Pre-Cut rolls include tape for up to 10 complete applications. Uncut rolls come with 5 meters of uncut tape. Each roll includes easy-to-follow instructions for the most common injuries. | strengthtape-5m-kinesiology-precut-tape-roll-beige-a2b.jpg
SKU: ROSC6310-5UN | Roscoe Medical STRENGTHTAPE 5M Kinesiology Uncut Tape Roll Beige | STRENGTHTAPE features long-lasting durability and effectiveness on common injuries. Class exclusive AllSport adhesive helps it sticks for up to 7 days through water, sweat, and mud to support injured muscles and tissues while still allowing full range-of-motion.STRENGTHTAPE is made of breathable cotton and Spandex. It is not made with natural rubber latex. STRENGTHTAPE Pre-Cut rolls include tape for up to 10 complete applications. Uncut rolls come with 5 meters of uncut tape. Each roll includes easy-to-follow instructions for the most common injuries. | strengthtape-5m-kinesiology-uncut-tape-roll-beige-4dd.jpg
SKU: ROSC6315-510PC | Roscoe Medical STRENGTHTAPE 5M Kinesiology Precut Tape Roll Light Blue | STRENGTHTAPE features long-lasting durability and effectiveness on common injuries. Class exclusive AllSport adhesive helps it sticks for up to 7 days through water, sweat, and mud to support injured muscles and tissues while still allowing full range-of-motion.STRENGTHTAPE is made of breathable cotton and Spandex. It is not made with natural rubber latex. STRENGTHTAPE Pre-Cut rolls include tape for up to 10 complete applications. Uncut rolls come with 5 meters of uncut tape. Each roll includes easy-to-follow instructions for the most common injuries. | strengthtape-5m-kinesiology-precut-tape-roll-light-blue-c4d.jpg
SKU: ROSC6320-35UN | Roscoe Medical STRENGTHTAPE 35M Kinesiology Uncut Tape Roll Red | STRENGTHTAPE features long-lasting durability and effectiveness on common injuries. Class exclusive AllSport Adhesive helps it sticks for up to 7 days through water, sweat, and mud to support injured muscles and tissues while still allowing full range-of-motion.STRENGTHTAPE is made of breathable cotton and Spandex. It is not made with natural rubber latex. STRENGTHTAPE 35m rolls include tape for up to 70 complete applications. Each roll includes easy-to-follow instructions for the most common injuries. | strengthtape-35m-kinesiology-uncut-tape-roll-red-38d.jpg
SKU: ROSC6320-510PC | Roscoe Medical STRENGTHTAPE 5M Kinesiology Precut Tape Roll Red | STRENGTHTAPE features long-lasting durability and effectiveness on common injuries. Class exclusive AllSport adhesive helps it sticks for up to 7 days through water, sweat, and mud to support injured muscles and tissues while still allowing full range-of-motion.STRENGTHTAPE is made of breathable cotton and Spandex. It is not made with natural rubber latex. STRENGTHTAPE Pre-Cut rolls include tape for up to 10 complete applications. Uncut rolls come with 5 meters of uncut tape. Each roll includes easy-to-follow instructions for the most common injuries. | strengthtape-5m-kinesiology-precut-tape-roll-red-a96.jpg
SKU: ROSC6320-5UN | Roscoe Medical STRENGTHTAPE 5M Kinesiology Uncut Tape Roll Red | STRENGTHTAPE features long-lasting durability and effectiveness on common injuries. Class exclusive AllSport adhesive helps it sticks for up to 7 days through water, sweat, and mud to support injured muscles and tissues while still allowing full range-of-motion.STRENGTHTAPE is made of breathable cotton and Spandex. It is not made with natural rubber latex. STRENGTHTAPE Pre-Cut rolls include tape for up to 10 complete applications. Uncut rolls come with 5 meters of uncut tape. Each roll includes easy-to-follow instructions for the most common injuries. | strengthtape-5m-kinesiology-uncut-tape-roll-red-a67.jpg
SKU: ROSC6330-510PC | Roscoe Medical STRENGTHTAPE 5M Kinesiology Precut Tape Roll Pink | STRENGTHTAPE features long-lasting durability and effectiveness on common injuries. Class exclusive AllSport adhesive helps it sticks for up to 7 days through water, sweat, and mud to support injured muscles and tissues while still allowing full range-of-motion.STRENGTHTAPE is made of breathable cotton and Spandex. It is not made with natural rubber latex. STRENGTHTAPE Pre-Cut rolls include tape for up to 10 complete applications. Uncut rolls come with 5 meters of uncut tape. Each roll includes easy-to-follow instructions for the most common injuries. | strengthtape-5m-kinesiology-precut-tape-roll-pink-bed.jpg
SKU: ROSC6370-510PC | Roscoe Medical STRENGTHTAPE 5M Kinesiology Precut Tape Roll Green | STRENGTHTAPE features long-lasting durability and effectiveness on common injuries. Class exclusive AllSport adhesive helps it sticks for up to 7 days through water, sweat, and mud to support injured muscles and tissues while still allowing full range-of-motion.STRENGTHTAPE is made of breathable cotton and Spandex. It is not made with natural rubber latex. STRENGTHTAPE Pre-Cut rolls include tape for up to 10 complete applications. Uncut rolls come with 5 meters of uncut tape. Each roll includes easy-to-follow instructions for the most common injuries. | strengthtape-5m-kinesiology-precut-tape-roll-green-f72.jpg
SKU: ROSC6380-35UN | Roscoe Medical STRENGTHTAPE 35M Kinesiology Uncut Tape Roll Royal Blue | STRENGTHTAPE features long-lasting durability and effectiveness on common injuries. Class exclusive AllSport Adhesive helps it sticks for up to 7 days through water, sweat, and mud to support injured muscles and tissues while still allowing full range-of-motion.STRENGTHTAPE is made of breathable cotton and Spandex. It is not made with natural rubber latex. STRENGTHTAPE 35m rolls include tape for up to 70 complete applications. Each roll includes easy-to-follow instructions for the most common injuries. | strengthtape-35m-kinesiology-uncut-tape-roll-royal-blue-e72.jpg
SKU: ROSC6380-510PC | Roscoe Medical STRENGTHTAPE 5M Kinesiology Precut Tape Roll Royal Blue | STRENGTHTAPE features long-lasting durability and effectiveness on common injuries. Class exclusive AllSport adhesive helps it sticks for up to 7 days through water, sweat, and mud to support injured muscles and tissues while still allowing full range-of-motion.STRENGTHTAPE is made of breathable cotton and Spandex. It is not made with natural rubber latex. STRENGTHTAPE Pre-Cut rolls include tape for up to 10 complete applications. Uncut rolls come with 5 meters of uncut tape. Each roll includes easy-to-follow instructions for the most common injuries. | strengthtape-5m-kinesiology-precut-tape-roll-royal-blue-af4.jpg
SKU: ROSC6380-5UN | Roscoe Medical STRENGTHTAPE 5M Kinesiology Uncut Tape Roll Royal Blue | STRENGTHTAPE features long-lasting durability and effectiveness on common injuries. Class exclusive AllSport adhesive helps it sticks for up to 7 days through water, sweat, and mud to support injured muscles and tissues while still allowing full range-of-motion.STRENGTHTAPE is made of breathable cotton and Spandex. It is not made with natural rubber latex. STRENGTHTAPE Pre-Cut rolls include tape for up to 10 complete applications. Uncut rolls come with 5 meters of uncut tape. Each roll includes easy-to-follow instructions for the most common injuries. | strengthtape-5m-kinesiology-uncut-tape-roll-royal-blue-cdd.jpg
SKU: ROSCPOP-ST-5MP | Roscoe Medical StrengthTape Display with 12 Precut Roll 5 Meters | StrengthTape retail POP display with 12 precut roll assortment (includes 3 black, 3 beige, 3 pink, 3 light blue). StrengthTape provides support & stability for muscles, joints, and tendons without limiting range of motion like a traditional brace. Featuring AllSport adhesive, StrengthTape can be worn for up to 5 days in nearly any condition, including water. | strengthtape-display-with-12-precut-roll-5-meters-408.jpg
SKU: ROSCPOP-ST-5MU | Roscoe Medical StrengthTape Display with 12 Uncut Rolls 5 Meters | StrengthTape retail POP display with 12 uncut roll assortment (includes 4 black, 4 beige, 2 red, 2 royal blue). StrengthTape provides support & stability for muscles, joints, and tendons without limiting range of motion like a traditional brace. Featuring AllSport adhesive, StrengthTape can be worn for up to 5 days in nearly any condition, including water. | strengthtape-display-with-12-uncut-rolls-5-meters-b7f.jpg
SKU: ROSCPOP-ST-KITS | Roscoe Medical StrengthTape Kit Display 36 Units | StrengthTape retail POP display with 36 precut kit assortment (includes 6 ankle/foot, 6 back/neck, 12 knee, 6 shoulder, 6 calf/quad). StrengthTape provides support & stability for muscles, joints, and tendons without limiting range of motion like a traditional brace. Featuring AllSport adhesive, StrengthTape can be worn for up to 5 days in nearly any condition, including water. | strengthtape-kit-display-36-units-0a9.jpg
SKU: DJO79-84230 | DJO Global Deluxe Sling and Swathe | Cool, lightweight pile/foam construction provides patient comfort during rehabilitation following surgery or dislocation. | deluxe-sling-and-swathe-8ef.jpg
SKU: DJO79-84500 | DJO Global Shoulder Abduction Kit | Large comfortable pillow provides abduction where required (45Â° or 60Â°) to provide post-injury or post-surgical support. | shoulder-abduction-kit-7c3.jpg
SKU: DJO79-84020 | DJO Global Comfort Pad Universal Size Foam | To be used in conjunction with a sling for comfort on back of neck. | comfort-pad-universal-size-foam-de1.jpg
SKU: BDSPBDS240 | Body Sport Shoulder Pulley | Assistive tool that can be used to regain, maintain or increase shoulder motion. Used to help prepare the joint for mobilization, reduce pain and reinforce improvements achieved in the clinic. Can be used standing, sitting or lying down. As motion improves, pulley's rope can be shortened by tying nonslip knots at the appropriate lengthIncludes shoulder pulley, web strap door anchor, ergonomic handles, rope and illustrated manual with exercise guide | shoulder-pulley-99a.gif
SKU: NYO8701-L | NY Orthopedic Envelope Arm Sling with Hook and Loop, Large | Comfortable arm slings position and stabilize arms to promote healing.Available with velcro closure or metal buckle.Standard sizes S-XL.Machine washable.Color may vary (navy, light blue). | envelope-arm-sling-with-hook-and-loop-large-f4a.jpg
SKU: NYO8702-L | NY Orthopedic Envelope Arm Sling with Metal Buckle, Large | Comfortable arm slings position and stabilize arms to promote healing.Available with velcro closure or metal buckle.Standard sizes S-XL.Machine washable.Color may vary (navy, light blue). | envelope-arm-sling-with-metal-buckle-large-720.jpg
SKU: NYO8712-LXL | NY Orthopedic Shoulder Orthosis Abductor Medium Large | The Shoulder Immobilizer provides positional arm support and immobilization following upper extremity injuries and/or surgeries. This sling and pillow combination device can hold the shoulder/arm in a neutral position and help to prevent post-operative complications. New breathable spacer fabric, and lightweight design, enhances patient comfort. | shoulder-orthosis-abductor-medium-large-4eb.jpg
SKU: GF8668 | Grafco Cradle Style Arm Sling | Cradle style arm sling | cradle-style-arm-sling-7e8.jpg
SKU: CERPARM-6190 | Core Products Arm Sling Adult | Lightweight cotton/polyester fabric with deep pocket design makes this sling comfortable, durable and easy to wear. Adjustable strap with side release buckles for a custom fit. Bilateral design. Machine washable. Available in Adult or Youth size. | arm-sling-adult-a66.jpg
SKU: CERPARM-6191 | Core Products Envelope Arm Sling | Lightweight cotton/polyester fabric with deep pocket design makes this sling comfortable, durable and easy to wear. Adjustable strap with side release buckles for a custom fit. Bilateral design. Machine washable. Available in Adult or Youth size. | envelope-arm-sling-00e.jpeg
SKU: NYO8700 | NY Orthopedic Arm Sling Velpeau Positioning Strap Universal | Velpeau positioning strap helps control shoulder rotation and provides support to the arm. A comfortable arm sling that positions and stabilizes arm to promote healing. | arm-sling-velpeau-positioning-strap-universal-380.jpg
SKU: NYO8701-M | NY Orthopedic Envelope Arm Sling with Hook and Loop, Medium | Comfortable arm slings position and stabilize arms to promote healing.Available with velcro closure or metal buckle.Standard sizes S-XL.Machine washable.Color may vary (navy, light blue). | envelope-arm-sling-with-hook-and-loop-medium-d39.jpg
SKU: NYO8701-S | NY Orthopedic Envelope Arm Sling with Hook and Loop, Small | Comfortable arm slings position and stabilize arms to promote healing.Available with velcro closure or metal buckle.Standard sizes S-XL.Machine washable.Color may vary (navy, light blue). | envelope-arm-sling-with-hook-and-loop-small-173.jpg
SKU: NYO8701-XL | NY Orthopedic Envelope Arm Sling with Hook and Loop, Extra Large | Comfortable arm slings position and stabilize arms to promote healing.Available with velcro closure or metal buckle.Standard sizes S-XL.Machine washable.Color may vary (navy, light blue). | envelope-arm-sling-with-hook-and-loop-extra-large-03c.jpg
SKU: NYO8702-M | NY Orthopedic Envelope Arm Sling with Metal Buckle, Medium | Comfortable arm slings position and stabilize arms to promote healing.Available with velcro closure or metal buckle.Standard sizes S-XL.Machine washable.Color may vary (navy, light blue). | envelope-arm-sling-with-metal-buckle-medium-8de.jpg
SKU: NYO8702-S | NY Orthopedic Envelope Arm Sling with Metal Buckle, Small | Comfortable arm slings position and stabilize arms to promote healing.Available with velcro closure or metal buckle.Standard sizes S-XL.Machine washable.Color may vary (navy, light blue). | envelope-arm-sling-with-metal-buckle-small-905.jpg
SKU: NYO8702-XL | NY Orthopedic Envelope Arm Sling with Metal Buckle, Extra Large | Comfortable arm slings position and stabilize arms to promote healing.Available with velcro closure or metal buckle.Standard sizes S-XL.Machine washable.Color may vary (navy, light blue). | envelope-arm-sling-with-metal-buckle-extra-large-1e6.jpg
SKU: NYO8712-SM | NY Orthopedic Shoulder Orthosis Abductor, Small / Medium | Easy to apply and easy to adjust arm position.Breathable padded spacer fabric for added comfort.Foam abduction pillow encased in breathable spacer fabric maintains neutral position.Comfortable low-profile foam pad pillows the sling against body when worn without the abductor pillow.Exercise ball for muscle and circulatory stimulation.Universal sizing - fits left and right arm.Color: Black. | shoulder-orthosis-abductor-small-medium-a36.jpg
SKU: SAMPA54562 | Rolyan MFC II Right Medium | Help support weak shoulder muscles and strained tendons or ligaments. Limits shoulder motion and maintains proper humerus positioning to allow healing. | mfc-ii-right-medium-d1b.jpg
SKU: SAMPA5492 | Rolyan C.V.A. Sling | Provides soft cushioning for maximum comfort of the shoulder, hand and arm. | cva-sling-8eb.jpg
SKU: SAMPA545500 | Rolyan Universal Shoulder Immobilizer | Soft foam arm, wrist and chest bands are completely covered with comfortable brushed fabric. Immobilizes shoulder following separation, dislocation, strain, and other shoulder injuries. Humeral and wrist cuffs can be positioned anywhere on chest band using pressure-sensitive closures. Hand wash, air dry. Chest band is 48" long by 6" wide (1.2m x 15cm). Latex free. | universal-shoulder-immobilizer-b8a.jpg
SKU: SAMP081611813 | Sammons Preston Rolyan Universal Arm Sling | Breathable comfort with soft nylon mesh fabric. | rolyan-universal-arm-sling-cb2.jpg
SKU: SAMPA5491 | Rolyan Universal Sling | Gives balanced support to hand, arm and shoulder. | universal-sling-d35.jpg
SKU: ALI9804 | Alimed ShouldersBack, White, Small | ShoulderBack allows full ROM while gently reminding the user to maintain good posture. By keeping shoulders retracted and the spine in proper alignment, ShouldersBack reinforces and helps maintain correct shoulder positioning, enabling the wearer to maintain perfect posture.Flexible AliDry fabric panel and all elastic straps are non-binding, allowing the ShouldersBack to move with the wearer and its superior breathability won't trap heat or perspiration for unsurpassed all day comfort. In addition, ShouldersBack's low profile design is virtually undetectable under clothing. For optimal comfort wear over a thin, fitted T-shirt under bulkier clothing.Wearing it for as little as an hour a day will aid in retraining muscles to maintain good posture and promote better health. Help create an overall sense of well being and optimize your daily work performance with ShouldersBackÂ®! | shouldersback-white-small-83f.jpg
SKU: ALI9806 | Alimed ShouldersBack, White, Large | ShoulderBack allows full ROM while gently reminding the user to maintain good posture. By keeping shoulders retracted and the spine in proper alignment, ShouldersBack reinforces and helps maintain correct shoulder positioning, enabling the wearer to maintain perfect posture.Flexible AliDry fabric panel and all elastic straps are non-binding, allowing the ShouldersBack to move with the wearer and its superior breathability won't trap heat or perspiration for unsurpassed all day comfort. In addition, ShouldersBack's low profile design is virtually undetectable under clothing. For optimal comfort wear over a thin, fitted T-shirt under bulkier clothing.Wearing it for as little as an hour a day will aid in retraining muscles to maintain good posture and promote better health. Help create an overall sense of well being and optimize your daily work performance with ShouldersBack! | shouldersback-white-large-39b.jpg
SKU: ALI9805 | Alimed ShouldersBack, White, Medium | ShoulderBack allows full ROM while gently reminding the user to maintain good posture. By keeping shoulders retracted and the spine in proper alignment, ShouldersBack reinforces and helps maintain correct shoulder positioning, enabling the wearer to maintain perfect posture.Flexible AliDry fabric panel and all elastic straps are non-binding, allowing the ShouldersBack to move with the wearer and its superior breathability won't trap heat or perspiration for unsurpassed all day comfort. In addition, ShouldersBack's low profile design is virtually undetectable under clothing. For optimal comfort wear over a thin, fitted T-shirt under bulkier clothing.Wearing it for as little as an hour a day will aid in retraining muscles to maintain good posture and promote better health. Help create an overall sense of well being and optimize your daily work performance with ShouldersBack! | shouldersback-white-medium-1a5.jpg
SKU: CM5592DR | Complete Medical ThermoActive Shoulder Support Right Arm | Patented technology provides circumferential compression in conjunction with cooling or heating therapy. | thermoactive-shoulder-support-right-arm-ac3.jpg
SKU: SAMP081632017 | Sammons Preston Rolyan | Designed to suspend arm with or without a cast. Strap has buckle closure for proper arm height adjustment. Adjustable vinyl cuff provides more stable support, while foam neck pad provides added comfort. One size fits all. Latex free. | rolyan-aa1.jpg
SKU: SAMP6160 | Sammons Preston Hemi Sling | After initial fitting, user can apply independently. | hemi-sling-de9.jpg
SKU: ROSCBA1003 | Roscoe Medical Universal Arm Support Sling with Strap | Arm Sling, Universal Size Model 5250 Item : BA1003 | universal-arm-support-sling-with-strap-284.jpg
SKU: DJO79-92170 | DJO Global Thumb Splint Universal | Perforated suede with flannel liner. | thumb-splint-universal-01c.jpg
SKU: 3PTP2006-R23BK | 3 Point Products 3pp Black ThumSling Right Hand Small Medium 6" to 7 1/4" | The wrap-around sling adjusts to your level of comfortable support. Designed to hold the CMC joint in the proper position so you can perform daily activities with less pain or fear of dropping things due to CMC arthritis. | 3pp-black-thumsling-right-hand-small-medium-6-to-7-1-4-fa3.jpg
SKU: SAMP556752 | Sammons Preston Comfort Thumb Wrap | Comfortably holds users thumb in opposition while allowing unimpeded function of fingers and hand. | comfort-thumb-wrap-5d7.jpg
SKU: CERPOMN-3130 | Core Products Therapist's Thumb Small | Developed to help massage therapists and chiropractors protect their hands and thumbs, the Therapistâ€™s Thumb takes pressure off the thumb and transfers it throughout the entire hand. Using the arm and shoulder as leverage, deep tissue and trigger point massage can be performed with less stress on thumb or carpometacarpal joint. The hand-held design allows for skin to skin contact and acts as an extension of your hand. | therapists-thumb-small-d5d.jpg
SKU: CERPOMN-3131 | Core Products Therapist's Thumb - Large | Developed to help massage therapists and chiropractors protect their hands and thumbs, the Therapistâ€™s Thumb takes pressure off the thumb and transfers it throughout the entire hand. Using the arm and shoulder as leverage, deep tissue and trigger point massage can be performed with less stress on thumb or carpometacarpal joint. The hand-held design allows for skin to skin contact and acts as an extension of your hand. Available in Blue. | therapists-thumb-large-33b.jpg
SKU: SAMP554782 | Sammons Preston Trimable Thumb Orthosis | Wrap-around design with built-in assist strap for ease of application. Fits right or left hand. Taped seam on thumb can be trimmed at the IP joint. | trimable-thumb-orthosis-e34.jpg
SKU: 3PTP2000-L2 | 3 Point Products ThumSaver CMC Short Left Hand Small | Molded with thin, lightweight plastic, the ThumSaver CMC Short is a seamless splint supports the thumb and limits wrist motion to reduce pain experienced when gripping or pinching. Carefully designed to support the thumb and wrist to allow protected hand function. Recommended for those experiencing thumb tendinitis and basal joint arthritis. | thumsaver-cmc-short-left-hand-small-499.jpg
SKU: ALI51694 | Alimed FREEDOM Low-Profile Thumb Stabilizer, Beige, Right, Medium | FREEDOM Low-Profile Thumb Stabilizer Durable, premium leather splint gently places the thumb in the position of function, yet allows the wearer to perform regular tasks in greater comfort than many other types of thumb splints. A short flexible stay limits radial and palmar abduction of the CMC joint and flexion and extension of the MCP joint. Ideal for relief of CMC and MCP joint pain caused by arthritis. Beige or Black leather. | freedom-low-profile-thumb-stabilizer-beige-right-medium-792.jpg
SKU: ALI51701 | Alimed FREEDOM comfort CMC Thumbfit with Thumb Extension, Left | FREEDOM comfort CMC Thumbfit w/Thumb Extension Customize the level of support with optional thumb stay and CMC pressure button. This lightweight thumb stabilizer features cozy, nylon-covered neoprene with soft, adjustable hook-and-loop closures around thumb and hand for a snug fit. Flexible, hook-and-loop-covered metal stay provides excellent, stable support over CMC joint. Should swelling or point-specific pain occur, patient can apply the optional pressure button to problem area. When button is secured with the compression strap, point pressure is applied to the joint capsule reducing edema and relieving painâ€”,a great feature for the late stage arthritis sufferer. Black. Universal sizing -- trim to fit if necessary. | freedom-comfort-cmc-thumbfit-with-thumb-extension-left-fde.jpg
SKU: ALI51251/NA/RL | Alimed Freedom CMC ThumbFit AliDry Black Right Large | FREEDOM CMC ThumbFit reduces joint instability without disturbing hand function. This low-profile splint is remarkably comfortable and easy for users to apply and adjust. Helps to reduce thumb joint pain.Pamela Kirby, OTR/L, CHT and Robert V. Sypher Jr., MD, FAAOS, developed the splint together in response to patients' complaints of discomfort and impaired hand function from rigid thumb splints.The breathable AliDry version wicks moisture away to keep skin dry during vigorous activity. Black. | freedom-cmc-thumbfit-alidry-black-right-large-bb5.jpg
SKU: ALI51683 | Alimed Freedom Low-Profile Thumb Stabilizer, Black, Left, Small | FREEDOM Low-Profile Thumb Stabilizer Durable, premium leather splint gently places the thumb in the position of function, yet allows the wearer to perform regular tasks in greater comfort than many other types of thumb splints. A short flexible stay limits radial and palmar abduction of the CMC joint and flexion and extension of the MCP joint. Ideal for relief of CMC and MCP joint pain caused by arthritis. Beige or Black leather. | freedom-low-profile-thumb-stabilizer-black-left-small-c8f.jpg
SKU: ALI51695 | Alimed FREEDOM Low-Profile Thumb Stabilizer, Beige, Left, Medium | FREEDOM Low-Profile Thumb Stabilizer Durable, premium leather splint gently places the thumb in the position of function, yet allows the wearer to perform regular tasks in greater comfort than many other types of thumb splints. A short flexible stay limits radial and palmar abduction of the CMC joint and flexion and extension of the MCP joint. Ideal for relief of CMC and MCP joint pain caused by arthritis. Beige or Black leather. | freedom-low-profile-thumb-stabilizer-beige-left-medium-0d0.jpg
SKU: ALI51697 | Alimed FREEDOM Low-Profile Thumb Stabilizer, Beige, Left, Large | FREEDOMÂ® Low-Profile Thumb Stabilizer Durable, premium leather splint gently places the thumb in the position of function, yet allows the wearer to perform regular tasks in greater comfort than many other types of thumb splints. A short flexible stay limits radial and palmar abduction of the CMC joint and flexion and extension of the MCP joint. Ideal for relief of CMC and MCP joint pain caused by arthritis. Beige or Black leather. | freedom-low-profile-thumb-stabilizer-beige-left-large-8b5.jpg
SKU: ALI51696 | Alimed Low-Profile Thumb Stabilizer, Beige, Right, Large | FREEDOM Low-Profile Thumb Stabilizer Durable, premium leather splint gently places the thumb in the position of function, yet allows the wearer to perform regular tasks in greater comfort than many other types of thumb splints. A short flexible stay limits radial and palmar abduction of the CMC joint and flexion and extension of the MCP joint. Ideal for relief of CMC and MCP joint pain caused by arthritis. Beige or Black leather. | low-profile-thumb-stabilizer-beige-right-large-7f9.jpg
SKU: ALI51700 | Alimed FREEDOM comfort CMC Thumbfit with Thumb Extension, Right | This lightweight thumb stabilizer features cozy, nylon-covered neoprene with soft, adjustable hook-and-loop closures around thumb and hand for a snug fit. Flexible, hook-and-loop-covered metal stay provides excellent, stable support over CMC joint. Should swelling or point-specific pain occur, patient can apply the optional pressure button to problem area. When button is secured with the compression strap, point pressure is applied to the joint capsule reducing edema and relieving painâ€”,a great feature for the late stage arthritis sufferer. Black. Universal sizing -- trim to fit if necessary. | freedom-comfort-cmc-thumbfit-with-thumb-extension-right-9e3.jpg
SKU: ALI5924 | Alimed ThumbKeeper with D-Ring, Right, Large | AliMed FREEDOM ThumbKeeper Finally, a splint that is quick-to-fit and effective at supporting the CMC/MP joint. We've given you the convenience of a pre-fitted splint without the tradeoff normally associated with "pre-fabs", such as poor fit and lack of customization. Clinicians have told us it fits most patients right out of the box. But for those few patients where minor adjustments are necessary, simply trim with scissors or modify with hot water. The IP joint can flex and the MP joint is maintained in the preferred resting position. It will not restrict or impede your patient's ability to perform work. Best of all, we've made it comfortable to wear. Rigid 1/16" multiform thermoplastic outer shell is lined with AliPlast foam, cushioning you won't find in most custom fabricated CMC splints. For support with the FREEDOM to function, choose FREEDOM ThumbKeeper! Indicated for" Gamekeeper's Thumb, Skier's Thumb, Ulnar Collateral Ligament Sprain, and MP/CMC Joint Arthritis. | thumbkeeper-with-d-ring-right-large-2fd.jpg
SKU: ALI5925 | Alimed ThumbKeeper with D-Ring, Left, Large | AliMed FREEDOM ThumbKeeper Finally, a splint that is quick-to-fit and effective at supporting the CMC/MP joint. We've given you the convenience of a pre-fitted splint without the tradeoff normally associated with "pre-fabs", such as poor fit and lack of customization. Clinicians have told us it fits most patients right out of the box. But for those few patients where minor adjustments are necessary, simply trim with scissors or modify with hot water. The IP joint can flex and the MP joint is maintained in the preferred resting position. It will not restrict or impede your patient's ability to perform work. Best of all, we've made it comfortable to wear. Rigid 1/16" multiform thermoplastic outer shell is lined with AliPlast foam, cushioning you won't find in most custom fabricated CMC splints. For support with the FREEDOM to function, choose FREEDOM ThumbKeeper! Indicated for" Gamekeeper's Thumb, Skier's Thumb, Ulnar Collateral Ligament Sprain, and MP/CMC Joint Arthritis. | thumbkeeper-with-d-ring-left-large-235.jpg
SKU: ALI5102 | Alimed Low Profile Thumbkeeper, Right, Small | AliMed FREEDOM ThumbKeeper Finally, a splint that is quick-to-fit and effective at supporting the CMC/MP joint. We've given you the convenience of a pre-fitted splint without the tradeoff normally associated with "pre-fabs", such as poor fit and lack of customization. Clinicians have told us it fits most patients right out of the box. But for those few patients where minor adjustments are necessary, simply trim with scissors or modify with hot water. The IP joint can flex and the MP joint is maintained in the preferred resting position. It will not restrict or impede your patient's ability to perform work. Best of all, we've made it comfortable to wear. Rigid 1/16" multiform thermoplastic outer shell is lined with AliPlast foam, cushioning you won't find in most custom fabricated CMC splints. For support with the FREEDOM to function, choose FREEDOM ThumbKeeper! Indicated for" Gamekeeper's Thumb, Skier's Thumb, Ulnar Collateral Ligament Sprain, and MP/CMC Joint Arthritis. | low-profile-thumbkeeper-right-small-ace.jpg
SKU: ALI5104 | Alimed Low Profile ThumbKeeper, Right, Medium | AliMed FREEDOM ThumbKeeper Finally, a splint that is quick-to-fit and effective at supporting the CMC/MP joint. We've given you the convenience of a pre-fitted splint without the tradeoff normally associated with "pre-fabs", such as poor fit and lack of customization. Clinicians have told us it fits most patients right out of the box. But for those few patients where minor adjustments are necessary, simply trim with scissors or modify with hot water. The IP joint can flex and the MP joint is maintained in the preferred resting position. It will not restrict or impede your patient's ability to perform work. Best of all, we've made it comfortable to wear. Rigid 1/16" multiform thermoplastic outer shell is lined with AliPlast foam, cushioning you won't find in most custom fabricated CMC splints. For support with the FREEDOM to function, choose FREEDOM ThumbKeeper! Indicated for" Gamekeeper's Thumb, Skier's Thumb, Ulnar Collateral Ligament Sprain, and MP/CMC Joint Arthritis. | low-profile-thumbkeeper-right-medium-74b.jpg
SKU: ALI5165 | Alimed FREEDOM comfort ThumbKeeper, Left, Medium | FREEDOM comfort ThumbKeeper includes all the therapeutic benefits of our Standard ThumbKeeper plus padding for extra comfort, a flexible stay over the thumb, and total adjustability. D-ring strap is on the back so it won't interfere with the palm, and adjustments can be made to the web space strap to ensure a custom fit. Polyester-lined foam. Black. | freedom-comfort-thumbkeeper-left-medium-52d.jpg
SKU: ALI51664 | Alimed CMC Thumbfit with Thumb Extension, X-Large, Left | CMC Thumbfit with Thumb Extension New thumb extension adds stability and allows for additional pressure on the thumb joint carpal-metacarpal capsule. The thumb extension is proximal to the DIP joint. The glove-like design makes it easy to put on without assistance.Stitching in the web space between the thumb and index finger passively acts like a mild "c" bar to maintain the web space. The basic design encourages a neutral hand position.Repeat application of point pressure on the joint capsule relieves pain by reducing edema. The unique pressure button can be accurately placed to provide pressure exactly where needed. The splint is made from a thick, dense beige neoprene composite that is similar to adding a therapeutic level of force. Nylon-lycra interior. | cmc-thumbfit-with-thumb-extension-x-large-left-642.jpg
SKU: ALI51692 | Alimed Freedom Low-Profile Thumb Stabilizer, Beige, Right, Small | FREEDOM Low-Profile Thumb Stabilizer Durable, premium leather splint gently places the thumb in the position of function, yet allows the wearer to perform regular tasks in greater comfort than many other types of thumb splints. A short flexible stay limits radial and palmar abduction of the CMC joint and flexion and extension of the MCP joint. Ideal for relief of CMC and MCP joint pain caused by arthritis. Beige or Black leather. | freedom-low-profile-thumb-stabilizer-beige-right-small-396.jpg
SKU: ALI77559 | Alimed Freedom Comfort Thumb Wrap | FREEDOM comfort (formerly Qualcraft) Thumb Wrap comfortably holds user's thumb in opposition while allowing unimpeded function of fingers and hand. | freedom-comfort-thumb-wrap--e7b.jpg
SKU: ALI51668 | Alimed CMC Thumbfit with Thumb Ext., X-Large, Right | CMC Thumbfit with Thumb Extension New thumb extension adds stability and allows for additional pressure on the thumb joint carpal-metacarpal capsule. The thumb extension is proximal to the DIP joint. The glove-like design makes it easy to put on without assistance.Stitching in the web space between the thumb and index finger passively acts like a mild "c" bar to maintain the web space. The basic design encourages a neutral hand position.Repeat application of point pressure on the joint capsule relieves pain by reducing edema. The unique pressure button can be accurately placed to provide pressure exactly where needed. The splint is made from a thick, dense beige neoprene composite that is similar to adding a therapeutic level of force. Nylon-lycra interior. | cmc-thumbfit-with-thumb-ext-x-large-right--ca2.jpg
SKU: ALI5105 | Alimed Freedom ThumbKeeper,Low Profile ThumbKeeper, Left, Medium | AliMed FREEDOM ThumbKeeper Finally, a splint that is quick-to-fit and effective at supporting the CMC/MP joint. We've given you the convenience of a pre-fitted splint without the tradeoff normally associated with "pre-fabs", such as poor fit and lack of customization. Clinicians have told us it fits most patients right out of the box. But for those few patients where minor adjustments are necessary, simply trim with scissors or modify with hot water. The IP joint can flex and the MP joint is maintained in the preferred resting position. It will not restrict or impede your patient's ability to perform work. Best of all, we've made it comfortable to wear. Rigid 1/16" multiform thermoplastic outer shell is lined with AliPlast foam, cushioning you won't find in most custom fabricated CMC splints. For support with the FREEDOM to function, choose FREEDOMÂ® ThumbKeeperâ„¢! Indicated for" Gamekeeper's Thumb, Skier's Thumb, Ulnar Collateral Ligament Sprain, and MP/CMC Joint Arthritis. | freedom-thumbkeeperlow-profile-thumbkeeper-left-medium-328.jpg
SKU: ALI5162 | Alimed Freedom Comfort ThumbKeeper, Right, Small | FREEDOM comfort ThumbKeeper includes all the therapeutic benefits of our Standard ThumbKeeper plus padding for extra comfort, a flexible stay over the thumb, and total adjustability. D-ring strap is on the back so it won't interfere with the palm, and adjustments can be made to the web space strap to ensure a custom fit. Polyester-lined foam. Black. | freedom-comfort-thumbkeeper-right-small-863.jpg
SKU: ALI5164 | Alimed Freedom Comfort ThumbKeeper, Right, Medium | FREEDOM comfort ThumbKeeper includes all the therapeutic benefits of our Standard ThumbKeeper plus padding for extra comfort, a flexible stay over the thumb, and total adjustability. D-ring strap is on the back so it won't interfere with the palm, and adjustments can be made to the web space strap to ensure a custom fit. Polyester-lined foam. Black. | freedom-comfort-thumbkeeper-right-medium-e69.jpg
SKU: ALI51251/NA/LM | Alimed FREEDOM CMC ThumbFit, AliDry, Black, Left, Medium | FREEDOM CMC ThumbFit reduces joint instability without disturbing hand function. This low-profile splint is remarkably comfortable and easy for users to apply and adjust. Helps to reduce thumb joint pain.Pamela Kirby, OTR/L, CHT and Robert V. Sypher Jr., MD, FAAOS, developed the splint together in response to patients' complaints of discomfort and impaired hand function from rigid thumb splints.The breathable AliDry version wicks moisture away to keep skin dry during vigorous activity. Black.Both versions are available in a Kit which includes six splints: Left and Right, Small, Medium and Large. | freedom-cmc-thumbfit-alidry-black-left-medium-097.jpg
SKU: ALI51251/NA/LXL | Alimed FREEDOM CMC ThumbFit, AliDry, Black, Left, X-Large | FREEDOM CMC ThumbFit reduces joint instability without disturbing hand function. This low-profile splint is remarkably comfortable and easy for users to apply and adjust. Helps to reduce thumb joint pain.Pamela Kirby, OTR/L, CHT and Robert V. Sypher Jr., MD, FAAOS, developed the splint together in response to patients' complaints of discomfort and impaired hand function from rigid thumb splints.The breathable AliDry version wicks moisture away to keep skin dry during vigorous activity. Black.Both versions are available in a Kit which includes six splints: Left and Right, Small, Medium and Large. | freedom-cmc-thumbfit-alidry-black-left-x-large--4e2.jpg
SKU: ALI5163 | Alimed Freedom Comfort ThumbKeeper, Left, Small | FREEDOM comfort ThumbKeeper includes all the therapeutic benefits of our Standard ThumbKeeper plus padding for extra comfort, a flexible stay over the thumb, and total adjustability. D-ring strap is on the back so it won't interfere with the palm, and adjustments can be made to the web space strap to ensure a custom fit. Polyester-lined foam. Black. | freedom-comfort-thumbkeeper-left-small-327.jpg
SKU: ALI5166 | Alimed Freedom Comfort ThumbKeeper, Right, Large | FREEDOM comfort ThumbKeeper includes all the therapeutic benefits of our Standard ThumbKeeper plus padding for extra comfort, a flexible stay over the thumb, and total adjustability. D-ring strap is on the back so it won't interfere with the palm, and adjustments can be made to the web space strap to ensure a custom fit. Polyester-lined foam. Black. | freedom-comfort-thumbkeeper-right-large-fe0.jpg
SKU: ALI5167 | Alimed Freedom Comfort ThumbKeeper, Left, Large | FREEDOM comfort ThumbKeeper includes all the therapeutic benefits of our Standard ThumbKeeper plus padding for extra comfort, a flexible stay over the thumb, and total adjustability. D-ring strap is on the back so it won't interfere with the palm, and adjustments can be made to the web space strap to ensure a custom fit. Polyester-lined foam. Black. | freedom-comfort-thumbkeeper-left-large-b85.jpg
SKU: ALI51662 | Alimed CMC Thumbfit with Thumb Extension., Medium, Left | CMC Thumbfit with Thumb Extension New thumb extension adds stability and allows for additional pressure on the thumb joint carpal-metacarpal capsule. The thumb extension is proximal to the DIP joint. The glove-like design makes it easy to put on without assistance.Stitching in the web space between the thumb and index finger passively acts like a mild "c" bar to maintain the web space. The basic design encourages a neutral hand position.Repeat application of point pressure on the joint capsule relieves pain by reducing edema. The unique pressure button can be accurately placed to provide pressure exactly where needed. The splint is made from a thick, dense beige neoprene composite that is similar to adding a therapeutic level of force. Nylon-lycra interior. | cmc-thumbfit-with-thumb-extension-medium-left-c9b.jpg
SKU: ALI51251/NA/LL | Alimed Freedom CMC Thumbfit Alidry Black Left Large | FREEDOM CMC ThumbFit reduces joint instability without disturbing hand function. This low-profile splint is remarkably comfortable and easy for users to apply and adjust. Helps to reduce thumb joint pain.Pamela Kirby, OTR/L, CHT and Robert V. Sypher Jr., MD, FAAOS, developed the splint together in response to patients' complaints of discomfort and impaired hand function from rigid thumb splints.The breathable AliDry version wicks moisture away to keep skin dry during vigorous activity. Black.Both versions are available in a Kit which includes six splints: Left and Right, Small, Medium and Large. | freedom-cmc-thumbfit-alidry-black-left-large-ec8.jpg
SKU: ALI5103 | Alimed Freedom ThumbKeeper, Low Profile ThumbKeeper, Left, Small | AliMed FREEDOM ThumbKeeper Finally, a splint that is quick-to-fit and effective at supporting the CMC/MP joint. We've given you the convenience of a pre-fitted splint without the tradeoff normally associated with "pre-fabs", such as poor fit and lack of customization. Clinicians have told us it fits most patients right out of the box. But for those few patients where minor adjustments are necessary, simply trim with scissors or modify with hot water. The IP joint can flex and the MP joint is maintained in the preferred resting position. It will not restrict or impede your patient's ability to perform work. Best of all, we've made it comfortable to wear. Rigid 1/16" multiform thermoplastic outer shell is lined with AliPlast foam, cushioning you won't find in most custom fabricated CMC splints. For support with the FREEDOM to function, choose FREEDOMÂ® ThumbKeeperâ„¢! Indicated for" Gamekeeper's Thumb, Skier's Thumb, Ulnar Collateral Ligament Sprain, and MP/CMC Joint Arthritis. | freedom-thumbkeeper-low-profile-thumbkeeper-left-small-fc3.jpg
SKU: ALI51251/NA/RS | Alimed FREEDOM CMC Thumbfit, Alidry, Black, Right, Small | FREEDOM CMC ThumbFit reduces joint instability without disturbing hand function. This low-profile splint is remarkably comfortable and easy for users to apply and adjust. Helps to reduce thumb joint pain.Pamela Kirby, OTR/L, CHT and Robert V. Sypher Jr., MD, FAAOS, developed the splint together in response to patients' complaints of discomfort and impaired hand function from rigid thumb splints.The breathable AliDry version wicks moisture away to keep skin dry during vigorous activity. Black.Both versions are available in a Kit which includes six splints: Left and Right, Small, Medium and Large. | freedom-cmc-thumbfit-alidry-black-right-small-89d.jpg
SKU: ALI51253/NA/LL | Alimed FREEDOM CMC Thumbfit, Neoprene, Beige, Left, Large | FREEDOM CMC ThumbFit reduces joint instability without disturbing hand function. This low-profile splint is remarkably comfortable and easy for users to apply and adjust. Helps to reduce thumb joint pain.Pamela Kirby, OTR/L, CHT and Robert V. Sypher Jr., MD, FAAOS, developed the splint together in response to patients' complaints of discomfort and impaired hand function from rigid thumb splints.The neoprene version, (shown in photo) which retains the natural warmth of the hand, has a Lycra exterior and terry cloth liner. Beige. | freedom-cmc-thumbfit-neoprene-beige-left-large-c94.jpg
SKU: 3PTP3000-L4 | 3 Point Products ThumSaver CMC Long, Large - 4'' to 4.5'' | Carefully designed to limit thumb and wrist motion for relief from the pain of arthritis or tendinitis or for protection following cast removal. The ThumSaver CMC Long holds the thumb in a functional position that allows you to grasp objects to perform light daily activities. Thin, lightweight splint includes felt pads to provide cushioning where needed. Seamless molded design will not break or change shape with heat and resists stains. Shown with 3pp ThumSock (black) for padding, which is not included. Firm Control | thumsaver-cmc-long-large-4-to-45-d93.jpg
SKU: 3PTP3000-L3 | 3 Point Products ThumSaver CMC Long, Medium - 3.5'' to 4'' | Carefully designed to limit thumb and wrist motion for relief from the pain of arthritis or tendinitis or for protection following cast removal. The ThumSaver CMC Long holds the thumb in a functional position that allows you to grasp objects to perform light daily activities. Thin, lightweight splint includes felt pads to provide cushioning where needed. Seamless molded design will not break or change shape with heat and resists stains. Shown with 3pp ThumSock (black) for padding, which is not included. Firm Control | thumsaver-cmc-long-medium-35-to-4-248.jpg
SKU: 3PTP3000-L2 | 3 Point Products ThumSaver CMC Long, Small - 3" to 3.5'' | Carefully designed to limit thumb and wrist motion for relief from the pain of arthritis or tendinitis or for protection following cast removal. The ThumSaver CMC Long holds the thumb in a functional position that allows you to grasp objects to perform light daily activities. Thin, lightweight splint includes felt pads to provide cushioning where needed. Seamless molded design will not break or change shape with heat and resists stains. Shown with 3pp ThumSock (black) for padding, which is not included. Firm Control | thumsaver-cmc-long-small-3-to-35-aac.jpg
SKU: 3PTP3000-L4 | 3 Point Products ThumSaver CMC Long, Large - 4'' to 4.5'' | Carefully designed to limit thumb and wrist motion for relief from the pain of arthritis or tendinitis or for protection following cast removal. The ThumSaver CMC Long holds the thumb in a functional position that allows you to grasp objects to perform light daily activities. Thin, lightweight splint includes felt pads to provide cushioning where needed. Seamless molded design will not break or change shape with heat and resists stains. Shown with 3pp ThumSock (black) for padding, which is not included. Firm Control | thumsaver-cmc-long-large-4-to-45-d93.jpg
SKU: 3PTP3000-R3 | 3 Point Products ThumSaver CMC Long, Right Medium - 3.5'' to 4'' | Carefully designed to limit thumb and wrist motion for relief from the pain of arthritis or tendinitis or for protection following cast removal. The ThumSaver CMC Long holds the thumb in a functional position that allows you to grasp objects to perform light daily activities. Thin, lightweight splint includes felt pads to provide cushioning where needed. Seamless molded design will not break or change shape with heat and resists stains. Shown with 3pp ThumSock (black) for padding, which is not included. Firm Control | thumsaver-cmc-long-right-medium-35-to-4-874.jpg
SKU: 3PTP3000-R2 | 3 Point Products ThumSaver CMC Long, Right Small - 3" to 3.5'' | Carefully designed to limit thumb and wrist motion for relief from the pain of arthritis or tendinitis or for protection following cast removal. The ThumSaver CMC Long holds the thumb in a functional position that allows you to grasp objects to perform light daily activities. Thin, lightweight splint includes felt pads to provide cushioning where needed. Seamless molded design will not break or change shape with heat and resists stains. Shown with 3pp ThumSock (black) for padding, which is not included. Firm Control | thumsaver-cmc-long-right-small-3-to-35-a94.jpg
SKU: 3PTP2000-L4 | 3 Point Products ThumSaver CMC Short, Left Large - 4'' to 4.5'' | Molded with thin, lightweight plastic, the ThumSaver CMC Short is a seamless splint supports the thumb and limits wrist motion to reduce pain experienced when gripping or pinching. Carefully designed to support the thumb and wrist to allow protected hand function. Recommended for those experiencing thumb tendinitis and basal joint arthritis. Felt pads are included to provide cushioning where needed. Shown with 3pp ThumSock, which is not included. Firm Control | thumsaver-cmc-short-left-large-4-to-45-d0f.jpg
SKU: 3PTP2000-L3 | 3 Point Products ThumSaver CMC Short, Left Hand Medium - 3.5'' to 4'' | Molded with thin, lightweight plastic, the ThumSaver CMC Short is a seamless splint supports the thumb and limits wrist motion to reduce pain experienced when gripping or pinching. Carefully designed to support the thumb and wrist to allow protected hand function. Recommended for those experiencing thumb tendinitis and basal joint arthritis. Felt pads are included to provide cushioning where needed. Shown with 3pp ThumSock, which is not included. Firm Control | thumsaver-cmc-short-left-hand-medium-35-to-4-e69.jpg
SKU: 3PTP2000-L5 | 3 Point Products ThumSaver CMC Short, Left Hand X-Large - 4.5'' to 5'' | Molded with thin, lightweight plastic, the ThumSaver CMC Short is a seamless splint supports the thumb and limits wrist motion to reduce pain experienced when gripping or pinching. Carefully designed to support the thumb and wrist to allow protected hand function. Recommended for those experiencing thumb tendinitis and basal joint arthritis. Felt pads are included to provide cushioning where needed. Shown with 3pp ThumSock, which is not included. Firm Control | thumsaver-cmc-short-left-hand-x-large-45-to-5-737.jpg
SKU: 3PTP2000-R4 | 3 Point Products ThumSaver CMC Short, Right Hand Large - 4'' to 4.5'' | Molded with thin, lightweight plastic, the ThumSaver CMC Short is a seamless splint supports the thumb and limits wrist motion to reduce pain experienced when gripping or pinching. Carefully designed to support the thumb and wrist to allow protected hand function. Recommended for those experiencing thumb tendinitis and basal joint arthritis. Felt pads are included to provide cushioning where needed. Shown with 3pp ThumSock, which is not included. Firm Control | thumsaver-cmc-short-right-hand-large-4-to-45-d5d.jpg
SKU: 3PTP2000-R3 | 3 Point Products ThumSaver CMC Short Right Hand Medium | Carefully molded to fit the thumb and wrist, the ThumSaverâ„¢ CMC Short is recommended to relieve symptoms of arthritis, tendinitis or overuse syndromes. Also use for deQuervain's tenosynovitis and Gamekeeper's thumb. This splint holds the thumb in functional position allowing the wearer to grasp objects to perform daily activities. | thumsaver-cmc-short-right-hand-medium-74a.jpg
SKU: 3PTP2000-R2 | 3 Point Products ThumSaver CMC Short, Right Hand Small - 3" to 3.5'' | Molded with thin, lightweight plastic, the ThumSaver CMC Short is a seamless splint supports the thumb and limits wrist motion to reduce pain experienced when gripping or pinching. Carefully designed to support the thumb and wrist to allow protected hand function. Recommended for those experiencing thumb tendinitis and basal joint arthritis. Felt pads are included to provide cushioning where needed. Shown with 3pp ThumSock, which is not included. Firm Control | thumsaver-cmc-short-right-hand-small-3-to-35-c62.jpg
SKU: 3PTP2000-R5 | 3 Point Products ThumSaver CMC Short, Right Hand X-Large - 4.5'' to 5'' | Molded with thin, lightweight plastic, the ThumSaver CMC Short is a seamless splint supports the thumb and limits wrist motion to reduce pain experienced when gripping or pinching. Carefully designed to support the thumb and wrist to allow protected hand function. Recommended for those experiencing thumb tendinitis and basal joint arthritis. Felt pads are included to provide cushioning where needed. Shown with 3pp ThumSock, which is not included. Firm Control | thumsaver-cmc-short-right-hand-x-large-45-to-5-de7.jpg
SKU: 3PTP2001-L4 | 3 Point Products ThumSaver MP, Left Hand Large - 4'' to 4.5'' | Reduce the pain you feel when pinching or gripping small objects. This thumb splint realigns the MP joint (the middle joint) and stabilizes the base of your thumb to relieve the grinding pain of arthritis. Wearing the ThumSaver MP, you can garden, write or grasp a doorknob without pain or the fear of dropping things. Ideal for Gamekeeperâ€™s and Skierâ€™s Thumb, the ThumSaver MP is thin enough to be worn comfortably under gloves. Can be used in catcherâ€™s gloves. Felt pads are included to provide cushioning where you need it. Firm Control | thumsaver-mp-left-hand-large-4-to-45-739.jpg
SKU: 3PTP2001-L3 | 3 Point Products ThumSaver MP, Left Hand Medium - 3.5'' to 4'' | Reduce the pain you feel when pinching or gripping small objects. This thumb splint realigns the MP joint (the middle joint) and stabilizes the base of your thumb to relieve the grinding pain of arthritis. Wearing the ThumSaver MP, you can garden, write or grasp a doorknob without pain or the fear of dropping things. Ideal for Gamekeeperâ€™s and Skierâ€™s Thumb, the ThumSaver MP is thin enough to be worn comfortably under gloves. Can be used in catcherâ€™s gloves. Felt pads are included to provide cushioning where you need it. Firm Control | thumsaver-mp-left-hand-medium-35-to-4-3a2.jpg
SKU: 3PTP2001-L2 | 3 Point Products ThumSaver MP, Left Hand Small - 3" to 3.5'' | Reduce the pain you feel when pinching or gripping small objects. This thumb splint realigns the MP joint (the middle joint) and stabilizes the base of your thumb to relieve the grinding pain of arthritis. Wearing the ThumSaver MP, you can garden, write or grasp a doorknob without pain or the fear of dropping things. Ideal for Gamekeeperâ€™s and Skierâ€™s Thumb, the ThumSaver MP is thin enough to be worn comfortably under gloves. Can be used in catcherâ€™s gloves. Felt pads are included to provide cushioning where you need it. Firm Control | thumsaver-mp-left-hand-small-3-to-35-5ca.jpg
SKU: ALI5833 | Alimed FREEDOM Wrist/Thumb Spica, Left, Small/Medium | FREEDOM Wrist/Thumb Spica has a long thumb post and full support for the wrist. Use it to restrict all motion of the wrist and thumb. Later, when IP joint motion can be allowed, trim it back with scissors. Use for sports injuries, collateral ligament support, carpal tunnel syndrome and acute rheumatoid arthritis. | freedom-wrist-thumb-spica-left-small-medium-fd2.jpg
SKU: DJO79-89091 | DJO Global Premium Panel Elastic Binder Universal 12" Height | Constructed with panel elastic and soft cotton type lining for patient comfort. | premium-panel-elastic-binder-universal-12-height-87a.jpg
SKU: CM114626 | Jobst Relief 20-30 Knee Hi Open Toe Medium Beige | Jobst Relief Open Toe Knee High Compression Stockings; gradient compression therapy at a price you can afford! For Moderate to severe varicose veins, Moderate leg & ankle swelling , Relief from moderate edema / lymphedema, Varicose veins during pregnancy, Leg swelling following surgery, Following sclerotherapy, Orthostatic hypotension, Postural hypotension, Helps Prevent DVT (Deep Vein Thrombosis). | relief-20-30-knee-hi-open-toe-medium-beige-a0e.jpg
SKU: CVN6060 | Covidien A-V Impulse Controller | Beyond a clinically proven solution for DVT Prophylaxis, the A-V Impulseâ„¢ foot compression system with controller is indicated for acute swelling reduction and circulation enhancement; providing the physician with a single solution for proven outcomes with the clinician and patient in mind.A-V Impulse System Foot Pump Is Clinically Proven To Provide Dvt Prophylaxis, Reduce Post Operative Trauma, Pain And Swelling In The Lower And Upper Limbs While Enhancing Arterial Blood Flow. Utilizing A Powerful Pump Formed By The Venous Plantar Plexus In The Sole Of The Foot, The A-V Impulse System Foot Pump Imitates The Natural Sequence Of Physical Venous Flow. | a-v-impulse-controller-f12.jpg
SKU: CM114625 | Jobst Relief 20-30 Knee Hi Open Toe Small Beige | Affordable gradient compression hosiery. | relief-20-30-knee-hi-open-toe-small-beige-431.jpg
SKU: CM114627 | Jobst Relief 20-30 Knee Hi Open Toe Large Beige | Affordable gradient compression hosiery. | relief-20-30-knee-hi-open-toe-large-beige-846.jpg
SKU: CM114621 | Jobst Relief 20-30 Knee Hi Clsd Toe Medium Beige | Affordable gradient compression hosiery. When managed care reimbursement limits product selection choices Jobst Relief hosiery delivers compression therapy at an affordable price. | relief-20-30-knee-hi-clsd-toe-medium-beige--9ed.jpg
SKU: CM114732 | Jobst Relief Knee High Closed Toe 20-30 mmHg Compression Socks | JOBSTÂ® Relief delivers compression therapy at an affordable price. This is especially important when reimbursement, provided by managed care, limits product choices. | relief-knee-high-closed-toe-20-30-mmhg-compression-socks-074.jpg
SKU: CM114732 | Jobst Relief Knee High Closed Toe 20-30 mmHg Compression Socks | JOBSTÂ® Relief delivers compression therapy at an affordable price. This is especially important when reimbursement, provided by managed care, limits product choices. | relief-knee-high-closed-toe-20-30-mmhg-compression-socks-074.jpg
SKU: CM114628 | Jobst Jobst Relief 20-30 Knee Hi Open Toe Extra Large Beige | Affordable gradient compression hosiery. | jobst-relief-20-30-knee-hi-open-toe-extra-large-beige-dd0.jpg
SKU: CM87234 | Swede-O Thermoskin Plantar FXT XX-Large M 15+ W 16+ | The Swede-O Plantar Fascia FXT provides relief during the night from the pain and discomfort of plantar fasciitis and Achilles tendonitis. Goals Increase foot function, Delay surgery, Decrease anti-inflammatory medications, Decrease pain symptoms associated with plantar fasciitis. Improve physical therapy effects. Improve healing. | thermoskin-plantar-fxt-xx-large-m-15-w-16-cc7.jpg
SKU: SAMPA808401 | Sammons Preston TensoWrap Super 3" | High elasticity â€” knitted blend tape has multidirectional stretch. | tensowrap-super-3-dac.jpg
SKU: DJO3015 | DJO Global VenaFlow Thigh Cuff Disposable | Designed as a prophylaxis for Deep Vein Thrombosis, the VenaFlow System combines two proven technologies, rapid inflation and graduated sequential compression, to accelerate venous velocity and enhance fibrinolysis. | venaflow-thigh-cuff-disposable--8b2.jpg
SKU: DJO43034 | DJO Global Compression Garment Sequential 3-Chamber Half Arm 17" For Multi 3 Only | Made of strong, lightweight, nylon reinforced, washable polyurethane, these garments feature a flexi-walled inflation socket and connector that assures secure hose retention and prevents air shut-off even if the hose is kinked or flattened. | compression-garment-sequential-3-chamber-half-arm-17quot-for-multi-3-only--c81.jpg
SKU: OROS82344B | OrthoSleeve WS6 Compression Wrist Sleeve Large Black | he OrthoSleeve WS6 Compression Wrist Sleeve is designed using Compression Zone Technology which provides medical grade support and graduated compression to ease the pain of carpal tunnel syndrome and general wrist pain. | ws6-compression-wrist-sleeve-large-black-16c.jpg
SKU: DJO79-89080 | DJO Global 10" Universal Abdominal Support | Ideal for providing compression and support for strains and weakness of the abdominal area. | 10-universal-abdominal-support-d7d.jpg
SKU: SCSI3250-RG | Scott Specialties Dura Foam Back Support Regular | Provides excellent abdominal and lumbosacral support. | dura-foam-back-support-regular-fdb.jpg
SKU: SCSI3251-XL | Scott Specialties Dura Foam Back Support Extra Large | Provides excellent abdominal and lumbosacral support. | dura-foam-back-support-extra-large-e68.jpg
SKU: ECGP853-02 | Encompass Group Anti Embolism Stocking Ultra C.A.R.E Knee Regular Length | System assists proper alignment. | anti-embolism-stocking-ultra-care-knee-regular-length--623.jpg
SKU: CERPWST-6861 | Core Products Elastic Wrist Wrap with Thumb Loop Black | A universal wrap for mild carpal tunnel and other repetitive motion disorders. Cool, ventilated elastic design features thumb loop for easy application. Adjustable hook and loop closure. Bilateral design accommodates right or left hand. One size fits all. | -elastic-wrist-wrap-with-thumb-loop-black-12d.jpg
SKU: NYO9460-23 | NY Orthopedic Elastic Wrist Wrap Universal Ambidextrous | Ideal for carpal tunnel syndrome and wrist sprains. | elastic-wrist-wrap-universal-ambidextrous-405.jpg
SKU: DJO79-89355 | DJO Global ComfortFORM Back-Medium | Low profile durable elastic construction and molded lumbar compression pad provide comfortable support for the sacrolumbar region of the spine. Overlapping double pull straps help support the lumbar and abdominal area to promote proper spinal alignment and help prevent and protect injuries including strains and sprains. Silicone gripper strips on either side of back pad help prevent migration. Optional shoulder straps available. Latex free. | comfortform-back-medium-d56.jpg
SKU: DJO79-89063 | DJO Global Deluxe Rib Belt Small | 6" Elastic and foam/flannel construction contoured for male or female styles. | deluxe-rib-belt-small-fde.jpg
SKU: HRTM25300000 | Hartmann USA Medi-Rip Self-Adherent Bandage 3" x 5 yds. Tan | Medi-Rip is a superior, self-adherent elastic support and compression bandage. Woven of 99% cotton yarn, it is absorbent, lightweight and comfortable to wear. Medi-Rip does not stick to skin or hair, and wonâ€™t leave adherent residue. Scissors are not required as Medi-Rip tears easily to the desired length. Because it conforms easily to all body contours, Medi-Rip is easy to control and apply.For use in non-slip support and compression applications, edema reduction, relief bandaging of joint and other difficult-to-wrap areas, and as a replacement for adhesive tape and bandages in post-fracture treatmentFor use in securing wound dressings or directly over cuts and scrapes to handle absorption of quick bleeds | medi-rip-self-adherent-bandage-3-x-5-yds-tan-091.jpg
SKU: CVN9525 | Covidien SCD Express Compression System Controller | The SCD EXPRESSâ„¢ Compression System is a clinically-proven modality for the prevention of Deep Vein Thrombosis (DVT) and Pulmonary Embolism (PE). The system consists of the SCD EXPRESSâ„¢ controller, non-disposable tubing and single patient use leg garments. The compression sleeve contains three bladders to deliver circumferential, sequential and gradient compression to ensure clearance of the deep veins without the risk of distal blood trapping. The sleeve is anatomically designed with adjustable sleeve closure offering a customized fit for each patient. The sleeves are available in thigh or knee length. Packaged in pairs. The SCD EXPRESSâ„¢ Compression System offers a clinician the option of two different prophylactic methods with one controller; leg compression and foot compression. This new system provides a number of unique features that improve prophylaxis for every patient. The SCD EXPRESSâ„¢ Compression System allows one or two limb operation giving the end user more flexibility for prophylaxis options. The battery operation makes the device transportable for uninterrupted protection throughout a patient's stay in the hospital. The more active or ambulating patients can continue the protection without being tethered to a wall outlet. | scd-express-compression-system-controller-f7b.jpg
SKU: CVN9918 | Covidien SCD Express Compression System Tubing Set | SCD EXPRESS Compression System Tubing Set (for SCD SEQUELTM & SCD RESPOMSETM) | scd-express-compression-system-tubing-set-976.jpg
SKU: CVN4344 | Covidien Knee-Length Anti-Embolism Stocking X- Large Long Beige | T.E.D.â„¢ Continuing Care Anti-Embolism Stockings (Knee Length) Closed toe design. | knee-length-anti-embolism-stocking-x-large-long-beige-1c2.jpg
SKU: CVN9528 | Covidien Compression System Tubing | Kendall SCDâ„¢ controller tubing assembly is for use with the Kendall SCDâ„¢ controller system. | compression-system-tubing--774.jpg
SKU: CVN9595 | Covidien SCD EXPRESS Compression System - Tubing Set Only (Ambulatory Extension) | Can be "Daisy-Chained" with standard tubing set to lengthen the connection tubing set. Can also provide a shorter length for ease of use and opportunity for patient ambulation. | scd-express-compression-system-tubing-set-only-ambulatory-extension-91f.jpg
SKU: SCSISA0109 | Scott Specialties Back Support, Sewn-On Suspenders, Black, 9", Sport-Aidâ„¢ Retail Packaging | Provides excellent abdominal and lumbosacral support. 9" and 6" wide elastic back with 3" wide elastic duo-tension straps. 3" wide straps extend from the back and stretch to desired tension, then adhere by pressure sensitive hook closure to side panels. Sizes are hip circumference. | back-support-sewn-on-suspenders-black-9-sport-aidtrade-retail-packaging-9a7.jpg
SKU: SCSIS112 | Scott Specialties Perforated SurVivorâ„¢ Back Support | Made of wide high power, compressive elastic, doubled over for a full 9" back width, which eliminates the need for side pulls. Features three flexible stays and gripper tape to prevent migration. It attaches to itself with adjustable hook and loop closures to provide effective compression and support. New Secur-V suspension system eliminates the need for suspenders, the belt is retained around the wearer's body when not engaged through the use of the patent pending Secur-V closure. Optional suspenders are available. Specify size (hip circumference): SM 24"-30", MD 30"-36", LG 36"-42", XL 42"-48". | perforated-survivortrade-back-support-2c8.jpg
SKU: SCSI3644-XL | Scott Specialties Extra Large Sacroiliac Support Hip Circumference 42"-54" | Extra Large Sacroiliac Support Hip Circumference 42"-54". | extra-large-sacroiliac-support-hip-circumference-42-54-fcf.jpg
SKU: SCSI3252-XL | Scott Specialties Dura-Foam Back Support, Beige, X-Large 40"-55" | Provides excellent abdominal and lumbosacral support. 9" and 6" wide elastic back with 3" wide elastic duo-tension straps. 3" wide straps extend from the back and stretch to desired tension, then adhere by pressure sensitive hook closure to side panels. Sizes are hip circumference. | dura-foam-back-support-beige-x-large-40-55-e52.jpg
SKU: SCSI3644-RG | Scott Specialties Regular Sacroiliac Support Hip Circumference 34"-42" | Regular Sacroiliac Support Hip Circumference 34"-42" | regular-sacroiliac-support-hip-circumference-34-42-f33.jpg
SKU: SCSISA3812 | Scott Specialties Male Rib Belt, Sport-Aidâ„¢ Retail Packaging | Two panels of 3" elastic combined with Uni-Foam panel. 6" wide with hook closure. Female modle is contoured in front. Sized by chest circumference 27"-44". | male-rib-belt-sport-aidtrade-retail-packaging-070.jpg
SKU: ABH553-02 | Albahealth Knee Length Anti-Embolism Stocking, Medium | Knee Length Anti-Embolism Stocking, Medium, Calf Circumference 12"-15", Regular to 17"L, Neutral, | knee-length-anti-embolism-stocking-medium-c6f.jpg
SKU: ABH573-03 | Albahealth Lifespan Anti Embolism Stockings | Feature Thigh Length Anti-Embolism Stocking, Large, Long, Upper Thigh Circumference Less Than 25"; Calf Circumference More Than 15"-171/2"; Length Gluteal Furrow to Bottom of Heel More Than 33"; Blue Top, Blue Toe, 12 pr/cs All stockings in each size are woven precisely alike to maintain gradually decreasing pressures up the leg with controlled compression graduations conforming exactly to the subtle curvatures of the leg at points recommended by medical research. Nylon ful | lifespan-anti-embolism-stockings-b60.jpg
SKU: ABH453-04 | Albahealth Knee Length Anti-Embolism Stocking Extra Large Regular | A premium grade of stockings. Unique two-way stretch fabric make it easy to put on and provides greater patient comfort. | knee-length-anti-embolism-stocking-extra-large-regular-03a.png
SKU: CVN4582LF | Covidien Cohesive Bandage Tape, 1" x 5 yds, Latex Free (LF), Non-Sterile, 36/cs | Self-adherent wraps made with a non-woven material and elastic fibers placed lengthwise provide elasticity. Elastic wrap contains a cohesive material allowing it to stick to itself but not to other materials or skin. Many options available latex and latex-free, sterile and non-sterile, and a variety of widths and colors. | cohesive-bandage-tape-1-x-5-yds-latex-free-lf-non-sterile-36-cs-1e9.jpg
SKU: CVN4584LC | Covidien Cohesive Bandage, 4" x 6 1/2 yds, Bulk, Tan, 18/cs | Self-adherent wraps made with a non-woven material and elastic fibers placed lengthwise provide elasticity. Elastic wrap contains a cohesive material allowing it to stick to itself but not to other materials or skin. Many options available latex and latex-free, sterile and non-sterile, and a variety of widths and colors. | cohesive-bandage-4-x-6-1-2-yds-bulk-tan-18-cs-342.jpg
SKU: DJO12A01 | DJO Global Shoulder Cryo Cuff Only Circumference: 42-48" | Anatomically designed to cover the shoulder area completely. Minimizes hemarthrosis, swelling, and pain. Can be ordered with an XL strap to accommodate larger torso/chest circumferences. | shoulder-cryo-cuff-only-circumference-42-48-448.jpg
SKU: ECGP573-04 | Encompass Group Thigh Length Anti-Embolism Stocking, X-Large, Regular Length, 12 pr/cs | All stockings in each size are woven precisely alike to maintain gradually decreasing pressures up the leg with controlled compression graduations conforming exactly to the subtle curvatures of the leg at points recommended by medical research. Nylon full foot with inspection toe. Compliance with precise medical standards is assured by tests on the LEMM (Leg Embolism Measuring Monitor). | thigh-length-anti-embolism-stocking-x-large-regular-length-12-pr-cs-d93.jpg
SKU: ECGP853-03 | Encompass Group Anti Embolism Stocking Ultra C.A.R.E Knee Regular Length Large | Rightway System assists proper alignment. | anti-embolism-stocking-ultra-care-knee-regular-length-large-aac.jpg
SKU: ECGP853-04 | Albahealth UltraCARE Anti Embolism Stockings Knee Regular Length Extra Large Green | UltraCARE Anti Embolism Stockings Knee Regular Length Extra Large Green. | ultracare-anti-embolism-stockings-knee-regular-length-extra-large-green-343.jpg
SKU: HHHI5103L66 | Huntleigh Healthcare Flowtron Hydroven 3 Garments Full Leg, 26" L | Full Leg Garment - 26" Length / Circumference is 25" Upper Thigh - 20" at Ankle | flowtron-hydroven-3-garments-full-leg-26-l-0b5.jpg
SKU: HHHI5103L76 | Huntleigh Healthcare Flowtron Hydroven 3 Garments Full Leg, 30"L | Full Leg Garment - 30" Length / Circumference is 28" Upper Thigh - 20" at Ankle | flowtron-hydroven-3-garments-full-leg-30l-e68.jpg
SKU: NYO9450-BK | NY Orthopedic Elastic Wrist Wrap with Thumb Loop, Black, Universal | Durable 3â€ elastic for support and comfort.Thumb loop design.With Velcro closure.Size: Universal / Ambidextrous. | elastic-wrist-wrap-with-thumb-loop-black-universal-72b.jpg
SKU: NYO9450-NV | NY Orthopedic Elastic Wrist Wrap with Thumb Loop, Navy, Universal | Durable 3" elastic for support and comfort.Thumb loop design.With Velcro closure.Size: Universal/ Ambidextrous. | elastic-wrist-wrap-with-thumb-loop-navy-universal-54d.jpg
SKU: SAMP960422 | Sammons Preston Bandage Roller | Designed for quick and efficient re-rolling of bandages. Can be mounted to a wall or board with included screws. Latex free. | bandage-roller-208.jpg
SKU: SAMP7678 | Rolyan 1" Tubular Compression Bandage | For use on fingers and toes as a single bandage or doubled to increase compression. Special 3-dimensional knit is absorbent and breathable. In 1" x 5-yd. rolls. Machine washable. Autoclavable. White. Latex free. | 1-tubular-compression-bandage-94c.jpg
SKU: 3M207603 | 3M Health Care 3" Elastic Bandage with Velcro | 3" Elastic Bandage with Velcro | 3-elastic-bandage-with-velcro-601.jpg
SKU: CVN6328 | Covidien Kendall SCD Controller Tubing Assembly | Clinically proven, non-invasive method of prophylaxis to reduce the incidence of deep vein thrombosis. For use on patients with high risk conditions such as obesity, advanced age, malignancy, or prior thromboembolism. | kendall-scd-controller-tubing-assembly-af5.jpg
SKU: PMISA800K | Probasics Alternating Pressure Pump and Pad Standard, 9 feet Power cord | High capacity output 4.5 liters. Pressure range 160 mmhg. Cycle time: 5 minutes. 9 feet power cord. Illuminated on/off switch. Built in bed mount hooks. Warranty: 2 years. | alternating-pressure-pump-and-pad-standard-9-feet-power-cord--564.jpg
SKU: PMISA850K | Probasics Adjustable Pump and Pad Set | ProBasics Alternating Pressure Pump Standard with Pad. | adjustable-pump-and-pad-set-094.jpg
SKU: SAMPA43311 | Sammons Preston Natural, Size F | Continuous weave elastic self-adjusts to provide even, continuous pressure. Does not stretch in length.Washable. Packaged in a 33-ft. (10m) roll with dispenser.Application: Med. thighs, Lg. knees | natural-size-f-6f9.jpg
SKU: SAMPA43312 | Sammons Preston Natural, Size G | Continuous weave elastic self-adjusts to provide even, continuous pressure. Does not stretch in length. Washable. Will fit for large thighs. *Caution: This product contains natural rubber latex which may cause allergic reactions.Stockinette Diameter 4 "Quantity 1/RL | natural-size-g-3a6.jpg
SKU: SAMPA4336 | Sammons Preston Beige, Size G | Continuous weave elastic self-adjusts to provide even, continuous pressure. Does not stretch in length.Washable. Packaged in a 33-ft. (10m) roll with dispenser. See chart at right for sizing. | beige-size-g-ac3.jpg
SKU: SAMPA4339 | Sammons Preston Natural, Size D | Continuous weave elastic self-adjusts to provide even, continuous pressure. Does not stretch in length.Washable. Packaged in a 33-ft. (10m) roll with dispenser. Application:Sm. knees, Med. ankles, lg. arms. Diameter:3" | natural-size-d-0e9.jpg
SKU: SAMP927419 | Sammons Preston Latex Foam Rubber | Ideal for use when aggressively treating fibrotic tissue adhesions. Tears easily to make foam chip bags. Soft, porous foam is permeable to air and moisture. | latex-foam-rubber-f19.jpg
SKU: SAMP8010 | Sammons Preston Urias Hand Pump with Safety Valve | Used to inflate air splints that have a 1/4" inner diameter inflation tube. | urias-hand-pump-with-safety-valve-626.jpg
SKU: BHNBH11000-S | Bell Horn Short Closed Toe Anti Embolism Stockings Knee Beige Small | Anti-Embolism Stocking provides a gentle massaging action to help prevent the formation of blood clots associated with post-surgical inactivity. | short-closed-toe-anti-embolism-stockings-knee-beige-small--ef2.jpg
SKU: 3M2794 | 3M Health Care Coban 2 Layer Lite Compression System, Compression Layer: 4" x 5.1 yrds | Coban 2 Layer Lite Compression System, Includes Roll 1 - Comfort Layer, 4 inch x 2.9 yd (10cm x 2,7m), unstretched, and Roll 2 - Compression Layer, 4 inch x 5.1 yd (10cm x 4,7m), fully stretched length, 4 inch x 3.5 yd (10cm x 3,2m) unstretched. | coban-2-layer-lite-compression-system-compression-layer-4-x-51-yrds-f5b.JPG
SKU: HRTM83090000 | Hartmann USA Tubular Bandage Size K 8Â½" x 11 yds Latex Free | Comperm LF provides 360 degrees of uniform compression and support with minimal risk of constriction. Comperm LF's 100% cotton-knit tubular construction, reinforced with latex-free elastomers, creates a bandage that's easy to apply and comfortable to wear. Comperm LF also stays in place without clips or tape. Compression and support remain consistent even after reapplication. Comperm LF offers superior support for edema reduction, post-cast support and as coverage for a wound dressing.For use in treating soft tissue injuries, edema reduction, sports injuries, post-burn scarring, sprains, strains and for post-cast support, securing wound dressings and coveringÂ Econo-PasteÂ zinc-oxide paste bandages or plaster bandages and dressings.For use as a double layer for additional compression and support | tubular-bandage-size-k-8frac12quot-x-11-yds-latex-free--a89.jpg
SKU: KCC68012 | Kimberly-Clark Kc200 Kimguard Sterilization Wrap, 12" X 12" | Sequential Wrap. Sms Fabric. | kc200-kimguard-sterilization-wrap-12-x-12-c4d.jpg
SKU: SAMP563043 | Sammons Preston JOBST Foam Kidney Shape | Kidney shape foam pads can be applied easily on the ankle, the back of hand or any other sensitive area requiring compression or protection. | jobst-foam-kidney-shape-b2d.jpg
SKU: DMSGLLF2509 | Derma Sciences Size 9 Tubular Bandage Retainer, Large: Chest, Back, Perineum, Axilla (WLM509), Latex Free (LF), 25 yd/bx | A tubular elastic stretch net designed to serve as a secondary dressing, applying gentle pressure to keep bandages or other medical devices securely in place without adhesive tape. Ideal for securing burn or post-op dressings, hot or cold packs, IV tubes, incontinence pads and decubitus ulcer dressings. Easy to customize. Allows maximum air-flow. Available in a wide range of sizes. | size-9-tubular-bandage-retainer-large-chest-back-perineum-axilla-wlm509-latex-free-lf-25-yd-bx-b62.jpg
SKU: DMSGL505 | Derma Sciences Size 5 Tubular Bandage Retainer, Small: Head, Shoulder, Thigh, 50 yd/bx | A tubular elastic stretch net designed to serve as a secondary dressing, applying gentle pressure to keep bandages or other medical devices securely in place without adhesive tape. Ideal for securing burn or post-op dressings, hot or cold packs, IV tubes, incontinence pads and decubitus ulcer dressings. Easy to customize. Allows maximum air-flow. Available in a wide range of sizes. | size-5-tubular-bandage-retainer-small-head-shoulder-thigh-50-yd-bx-4f6.jpg
SKU: DMSGL512 | Derma Sciences Special Sizing 7 1/2" Tubular Bandage Retainer, 50 yd/ea | A tubular elastic stretch net designed to serve as a secondary dressing, applying gentle pressure to keep bandages or other medical devices securely in place without adhesive tape. Ideal for securing burn or post-op dressings, hot or cold packs, IV tubes, incontinence pads and decubitus ulcer dressings. Easy to customize. Allows maximum air-flow. Available in a wide range of sizes. | special-sizing-7-1-2-tubular-bandage-retainer-50-yd-ea-918.jpg
SKU: DMSGLL10 | Derma Sciences Tubular Bandage, 12 3/4" Wide, Large Trunk | A latex-free tubular elastic bandage designed to provide support and compression. Made of a soft cotton knit interlaced with elastic threads. Perfect for sprains and strains, support following cast removal, soft-tissue injuries, joints and muscles, post-graft pressure for burn patients and edema management/control. Convenient alternative to flat wrap bandages. Available in 11 yard (10 meter) lengths and has 8-12mm Hg compression at 50% stretch. Can be applied to sensitive areas using an applicator. Stays in place with no clips or tape. Machine washable. Available in a wide range of sizes. | tubular-bandage-12-3-4-wide-large-trunk-1f5.jpg
SKU: 3M2094 | 3M Health Care Coban 2 Layer Compression System, 4" x 2.9 yds | Engineered with Intelligent Compression Dynamics to stay in place and deliver comfortable, effective, therapeutic compression for venous leg ulcers and other conditions requiring compression. Coban 2 Layer Compression System, Includes Roll 1 - Comfort Layer, 4 inch x 2.9 yd (10cm x 2,7m), unstretched, and Roll 2 - Compression Layer, 4 inch x 5.1 yd (10cm x 4,7m), fully stretched length, 4 inch x 3.8 yd (10cm x 3,5m) unstretched. | coban-2-layer-compression-system-4-x-29-yds-0ce.jpg
SKU: AMDR621 | AMD-Ritmed Elastic Bandage With Clips, Shrink Wrapped, 3" x 5 yards | Elastic Bandage With Clips, Shrink Wrapped, 3" x 5 yards | elastic-bandage-with-clips-shrink-wrapped-3-x-5-yards-26b.jpg
SKU: CVN3039 | Covidien T.E.D.Thigh Length Anti-Embolism Stockings with Belt, Small, Regular Length | Recommended especially for very thin and obese patients, where stocking slippage is a prevalent problem. The clinically-proven graduated compression pattern from ankle to upper thigh helps ensure optimum blood flow velocity. Available in X-small, small, medium, large and X-large sizes. Lengths are regular and long.Compression (in mmHg)Ankle: 18calf :14knee: 8lower thigh:10and upper thigh: 8 | tedthigh-length-anti-embolism-stockings-with-belt-small-regular-length-51a.jpg
SKU: CVN4289 | Covidien Knee-Length Anti-Embolism Stocking Large Regular Length Beige | Knee Length Compression Stockings Are Designed For Continued Care Of The Recuperating Patient. Provide Graduated Compression Clinically Proven To Reduce Thromboembolic Disease And Help In The Treatment Of Varicose Veins. Comfortable, Full-Foot Stockings Are Made Of Nylon And Have A Closed Toe. Calf Circumference Determines Size; Distance Form Bend Of Knee To Bottom Of Heel Determines Length. 1 Pair. | knee-length-anti-embolism-stocking-large-regular-length-beige-a8f.jpg
SKU: DOI1220 | Alimed Portable Easy Up | Anatomically designed to cover shoulder area completely. Minimizes hermarthrosis, swelling and pain. Can be ordered with an extra long strap to adapt to a larger chest circumference. | portable-easy-up-977.jpg
SKU: MAI58201 | Medical Action Industries Tubular Gauze Size 12 | A tubular gauze bandage designed to protect and secure primary dressings. | tubular-gauze-size-12-e50.jpg
SKU: MHCU2438 | Molnlycke Health Care US Tubifast Bandage 7.5cm x 10M Blue Line Large Limbs | Manufactured from rayon with very fine elastane threads knitted into the fabric into the fabric to provide light elasticity. Holds dressings securely, without constriction or compression. Its light elasticity allows patients complete freedom of movement. The light, open weave rayon fabric allows air to circulate over the skin, helping to avoid maceration. A unique knitted in 'safety lock' ensures that Tubifast cannot be applied too lightly. Available in a range of five sizes, designed to make it possible to use on any part of the body. Each size is identified by a color coded line knitted into the bandage. | tubifast-bandage-75cm-x-10m-blue-line-large-limbs-68c.jpg
SKU: SCSI903 | Scott Specialties Sacral Support, 6" | Elastic and Dura-Foam combine to provide support to sacral area. Removable foam sacral pad. 3" wide tension strap for added compression. Pliable metal stay helps prevent rolling. Hook and loop closure. 6" wide belt. Universal size hip circumference 28"-48". | sacral-support-6-5d9.jpg
SKU: MKS50112000 | McKesson Retention Bandage Medi-Pak Performance Nylon / Poly Size 11 X 25 Yard | Retention Bandage Medi-Pak Performance Nylon / Poly Size 11 X 25 Yard. | retention-bandage-medi-pak-performance-nylon-poly-size-11-x-25-yard-159.jpg
SKU: MKS50252000 | McKesson Elastic Bandage Medi-Pak Elastic Knit 2 Inch X 5 Yard NonSterile | Elastic Bandage Medi-Pak Elastic Knit 2 Inch X 5 Yard NonSterile . | elastic-bandage-medi-pak-elastic-knit-2-inch-x-5-yard-nonsterile--86c.jpg
SKU: MKS50312001 | McKesson Esmark Bandage Medi-Pak Performance Polyisoprene 3 Inch X 4 Yard Sterile | Esmark Bandage Medi-Pak Performance Polyisoprene 3 Inch X 4 Yard Sterile. | esmark-bandage-medi-pak-performance-polyisoprene-3-inch-x-4-yard-sterile-1f0.jpg
SKU: HHHI5103L71 | Huntleigh Healthcare Flowtron Hydroven 3 Garments Full Leg, 28"L | Full Leg Garment - 28" Length / Circumference is 26" Upper Thigh - 20" at Ankle | flowtron-hydroven-3-garments-full-leg-28l-c72.jpg
SKU: RBW821 | R & B Wire Combo: 72" Single Garment Rack and Cover Kit + Cover | This combo contains the Garment Rack, 721 and the Cover Kit, 751. Combo: 721, 751 Complete (specify cover color). | combo-72-single-garment-rack-and-cover-kit-cover-c1a.jpg
SKU: RBW825 | R & B Wire Combo: 60" Double Garment Rack and Cover Kit + Cover | This combo contains the Garment Rack, 725 and the Cover Kit, 742. Combo: 725, 742 Complete (specify cover color). | combo-60-double-garment-rack-and-cover-kit-cover-220.jpg
SKU: DMSBA2509 | Derma Sciences Large Elastic Dressing For Axilla Abdomen & Chest 25 yds | Ideal for securing burn or post-op dressing, decubitus ulcer dressings, IV tubes and incontinence pads. It can accommodate a wide variety of medical needs involving virtually every part of the body. | large-elastic-dressing-for-axilla-abdomen-amp-chest-25-yds-51d.jpg
SKU: DMSBA2508 | Derma Sciences Medium Elastic Dressing For Axilla Abdomen & Chest 25 yds | Ideal for securing burn or post-op dressing, decubitus ulcer dressings, IV tubes and incontinence pads. It can accommodate a wide variety of medical needs involving virtually every part of the body. | medium-elastic-dressing-for-axilla-abdomen-amp-chest-25-yds-51d.jpg
SKU: DMSBA2505 | Derma Sciences Small Elastic Dressing For Calf & Thigh 25 yds | Ideal for securing burn or post-op dressing, decubitus ulcer dressings, IV tubes and incontinence pads. It can accommodate a wide variety of medical needs involving virtually every part of the body. | small-elastic-dressing-for-calf-amp-thigh-25-yds-51d.jpg
SKU: DMSBA2506 | Derma Sciences Elastic Dressing For Axilla Abdomen Adult Head & Chest 25 yds | Ideal for securing burn or post-op dressing, decubitus ulcer dressings, IV tubes and incontinence pads. It can accommodate a wide variety of medical needs involving virtually every part of the body. | elastic-dressing-for-axilla-abdomen-adult-head-amp-chest-25-yds-51d.jpg
SKU: PROP155006 | Pro Advantage Elastic Bandage Woven Standard Clip 6" x 4 1/2 yds | Provides even compression and consistent support. Choice of woven bandage with clip closure or knit bandage with self closure. Available in 2, 3, 4 and 6 inch widths. Bandage measurements are for stretched length. Individually wrapped. Latex-free. Non-sterile. | elastic-bandage-woven-standard-clip-6-x-4-1-2-yds-e49.jpg
SKU: PROP156004 | Pro Advantage Elastic Bandage Knit Self Closure 4" x 5 yds | Provides even compression and consistent support. Choice of woven bandage with clip closure or knit bandage with self closure. Available in 2, 3, 4 and 6 inch widths. Bandage measurements are for stretched length. Individually wrapped. Latex-free. Non-sterile. | elastic-bandage-knit-self-closure-4-x-5-yds-70d.jpg
SKU: PROP155004 | Pro Advantage Elastic Bandage Woven Standard Clip 4" x 4 1/2 yds | Provides even compression and consistent support. Choice of woven bandage with clip closure or knit bandage with self closure. Available in 2, 3, 4 and 6 inch widths. Bandage measurements are for stretched length. Individually wrapped. Latex-free. Non-sterile. | elastic-bandage-woven-standard-clip-4-x-4-1-2-yds-e49.jpg
SKU: HRTM54200000G | Hartmann USA Bandage Reinforced Elastic 2" x 5 yds - 10 per Pack | A latex free, premium grade, reinforced elastic bandage offering consistent and dependable tension and firm support. Its high cotton content and latex-free elastomer make it cool and comfortable to wear. For treating sprains, strains, tendonitis, torn or injured ligaments and edema reduction. | bandage-reinforced-elastic-2-x-5-yds-10-per-pack-d11.jpg
SKU: HRTM54300000G | Hartmann USA Bandage Reinforced Elastic 3" x 5 yds - 10 per Pack | A latex free, premium grade, reinforced elastic bandage offering consistent and dependable tension and firm support. Its high cotton content and latex-free elastomer make it cool and comfortable to wear. For treating sprains, strains, tendonitis, torn or injured ligaments and edema reduction. | bandage-reinforced-elastic-3-x-5-yds-10-per-pack-d11.jpg
SKU: HRTM54400000G | Hartmann USA Bandage Reinforced Elastic 4" x 5 yds - 10 per Pack | A latex free, premium grade, reinforced elastic bandage offering consistent and dependable tension and firm support. Its high cotton content and latex-free elastomer make it cool and comfortable to wear. For treating sprains, strains, tendonitis, torn or injured ligaments and edema reduction. | bandage-reinforced-elastic-4-x-5-yds-10-per-pack-d11.jpg
SKU: HRTM54600000G | Hartmann USA Bandage Reinforced Elastic 6" x 5 yds - 10 per Pack | A latex free, premium grade, reinforced elastic bandage offering consistent and dependable tension and firm support. Its high cotton content and latex-free elastomer make it cool and comfortable to wear. For treating sprains, strains, tendonitis, torn or injured ligaments and edema reduction. | bandage-reinforced-elastic-6-x-5-yds-10-per-pack-d11.jpg
SKU: HRTM54410000G | Hartmann USA Bandage Reinforced Elastic 4" x 10 yds Double Length - Each | A latex free, premium grade, reinforced elastic bandage offering consistent and dependable tension and firm support. Its high cotton content and latex-free elastomer make it cool and comfortable to wear. For treating sprains, strains, tendonitis, torn or injured ligaments and edema reduction. | bandage-reinforced-elastic-4-x-10-yds-double-length-each-d11.jpg
SKU: HRTM54610000G | Hartmann USA Bandage Reinforced Elastic 6" x 10 yds Double Length - Each | A latex free, premium grade, reinforced elastic bandage offering consistent and dependable tension and firm support. Its high cotton content and latex-free elastomer make it cool and comfortable to wear. For treating sprains, strains, tendonitis, torn or injured ligaments and edema reduction. | bandage-reinforced-elastic-6-x-10-yds-double-length-each-d11.jpg
SKU: HRTM50400000G | Hartmann USA Bandage Reinforced Elastic 4" x 5 yds Sterile - Each | A latex free, premium grade, reinforced elastic bandage offering consistent and dependable tension and firm support. Its high cotton content and latex-free elastomer make it cool and comfortable to wear. For treating sprains, strains, tendonitis, torn or injured ligaments and edema reduction. | bandage-reinforced-elastic-4-x-5-yds-sterile-each-d11.jpg
SKU: HRTM50600000G | Hartmann USA Bandage Reinforced Elastic 6" x 5 yds Sterile - Each | A latex free, premium grade, reinforced elastic bandage offering consistent and dependable tension and firm support. Its high cotton content and latex-free elastomer make it cool and comfortable to wear. For treating sprains, strains, tendonitis, torn or injured ligaments and edema reduction. | bandage-reinforced-elastic-6-x-5-yds-sterile-each-d11.jpg
SKU: HRTM16410000G | Hartmann USA Bandage 4" x 10 yds Double Length - Each | Offers balanced stretch and compression. Lightweight and ideal for general use. Perfect for securing splints, dressings, ice packs and in the treatment of varicosities, sprains and strains. The Sterile REBÂ® is sealed in an easy-open TyvekÂ® pouch. Latex Free. | bandage-4-x-10-yds-double-length-each-1f7.jpg
SKU: HRTM16610000G | Hartmann USA Bandage 6" x 10 yds Double Length | Offers balanced stretch and compression. | bandage-6-x-10-yds-double-length-32c.jpg
SKU: HRTM16200000G | Hartmann USA Bandage 2" x 5 yds - 10 per Pack | Offers balanced stretch and compression. Lightweight and ideal for general use. Perfect for securing splints, dressings, ice packs and in the treatment of varicosities, sprains and strains. The Sterile REBÂ® is sealed in an easy-open TyvekÂ® pouch. Latex Free. | bandage-2-x-5-yds-10-per-pack-1f7.jpg
SKU: HRTM16300000G | Hartmann USA Bandage 3" x 5 yds - 10 per Pack | Offers balanced stretch and compression. Lightweight and ideal for general use. Perfect for securing splints, dressings, ice packs and in the treatment of varicosities, sprains and strains. The Sterile REBÂ® is sealed in an easy-open TyvekÂ® pouch. Latex Free. | bandage-3-x-5-yds-10-per-pack-1f7.jpg
SKU: HRTM16400000G | Hartmann USA Bandage 4" x 5 yds - 10 per Pack | Offers balanced stretch and compression. Lightweight and ideal for general use. Perfect for securing splints, dressings, ice packs and in the treatment of varicosities, sprains and strains. The Sterile REBÂ® is sealed in an easy-open TyvekÂ® pouch. Latex Free. | bandage-4-x-5-yds-10-per-pack-1f7.jpg
SKU: HRTM16600000G | Hartmann USA Bandage 6" x 5 yds - 10 per Pack | Offers balanced stretch and compression. Lightweight and ideal for general use. Perfect for securing splints, dressings, ice packs and in the treatment of varicosities, sprains and strains. The Sterile REBÂ® is sealed in an easy-open TyvekÂ® pouch. Latex Free. | bandage-6-x-5-yds-10-per-pack-1f7.jpg
SKU: HRTM59570000G | Hartmann USA Bandage 4" x 10 yds - Each | Latex free, premium grade support and compression bandage knitted with high quality yarns to provide superior performance. The non-latex component offers latex sensitive patients and healthcare professionals an alternative to the "standard" elastic bandage, and can be worn comfortably without risk of allergic reactions. A self-closure flap fastens to the bandage and holds it securely without clips, pins, or tape. Ice wrap is designed with a sewn pouch to hold standard size hot and cold therapy packs. | bandage-4-x-10-yds-each-56b.jpg
SKU: HRTM59580000G | Hartmann USA Bandage 6" x 10 yds - Each | Latex free, premium grade support and compression bandage knitted with high quality yarns to provide superior performance. The non-latex component offers latex sensitive patients and healthcare professionals an alternative to the "standard" elastic bandage, and can be worn comfortably without risk of allergic reactions. A self-closure flap fastens to the bandage and holds it securely without clips, pins, or tape. Ice wrap is designed with a sewn pouch to hold standard size hot and cold therapy packs. | bandage-6-x-10-yds-each-56b.jpg
SKU: HRTM59520000G | Hartmann USA Bandage 2" x 5 Yards | Premium Grade Support and Compression Bandage Knitted with High Quality Yarns to Provide Superior Performance. | bandage-2-x-5-yards-634.jpeg
SKU: HRTM16300000G | Hartmann USA Bandage 3" x 5 yds - 10 per Pack | Offers balanced stretch and compression. Lightweight and ideal for general use. Perfect for securing splints, dressings, ice packs and in the treatment of varicosities, sprains and strains. The Sterile REBÂ® is sealed in an easy-open TyvekÂ® pouch. Latex Free. | bandage-3-x-5-yds-10-per-pack-1f7.jpg
SKU: HRTM16400000G | Hartmann USA Bandage 4" x 5 yds - 10 per Pack | Offers balanced stretch and compression. Lightweight and ideal for general use. Perfect for securing splints, dressings, ice packs and in the treatment of varicosities, sprains and strains. The Sterile REBÂ® is sealed in an easy-open TyvekÂ® pouch. Latex Free. | bandage-4-x-5-yds-10-per-pack-1f7.jpg
SKU: HRTM16600000G | Hartmann USA Bandage 6" x 5 yds - 10 per Pack | Offers balanced stretch and compression. Lightweight and ideal for general use. Perfect for securing splints, dressings, ice packs and in the treatment of varicosities, sprains and strains. The Sterile REBÂ® is sealed in an easy-open TyvekÂ® pouch. Latex Free. | bandage-6-x-5-yds-10-per-pack-1f7.jpg
SKU: HRTM59920000G | Hartmann USA Bandage 2" x 5 yds Sterile - Each | Latex free, premium grade support and compression bandage knitted with high quality yarns to provide superior performance. The non-latex component offers latex sensitive patients and healthcare professionals an alternative to the "standard" elastic bandage, and can be worn comfortably without risk of allergic reactions. A self-closure flap fastens to the bandage and holds it securely without clips, pins, or tape. Ice wrap is designed with a sewn pouch to hold standard size hot and cold therapy packs. | bandage-2-x-5-yds-sterile-each-56b.jpg
SKU: HRTM59930000G | Hartmann USA Bandage 3" x 5 yds Sterile - Each | Latex free, premium grade support and compression bandage knitted with high quality yarns to provide superior performance. The non-latex component offers latex sensitive patients and healthcare professionals an alternative to the "standard" elastic bandage, and can be worn comfortably without risk of allergic reactions. A self-closure flap fastens to the bandage and holds it securely without clips, pins, or tape. Ice wrap is designed with a sewn pouch to hold standard size hot and cold therapy packs. | bandage-3-x-5-yds-sterile-each-56b.jpg
SKU: HRTM59940000G | Hartmann USA Bandage 4" x 5 yds Sterile - Each | Latex free, premium grade support and compression bandage knitted with high quality yarns to provide superior performance. The non-latex component offers latex sensitive patients and healthcare professionals an alternative to the "standard" elastic bandage, and can be worn comfortably without risk of allergic reactions. A self-closure flap fastens to the bandage and holds it securely without clips, pins, or tape. Ice wrap is designed with a sewn pouch to hold standard size hot and cold therapy packs. | bandage-4-x-5-yds-sterile-each-56b.jpg
SKU: HRTM59960000G | Hartmann USA Bandage 6" x 5 yds Sterile - Each | Latex free, premium grade support and compression bandage knitted with high quality yarns to provide superior performance. The non-latex component offers latex sensitive patients and healthcare professionals an alternative to the "standard" elastic bandage, and can be worn comfortably without risk of allergic reactions. A self-closure flap fastens to the bandage and holds it securely without clips, pins, or tape. Ice wrap is designed with a sewn pouch to hold standard size hot and cold therapy packs. | bandage-6-x-5-yds-sterile-each-56b.jpg
SKU: HRTM59890000G | Hartmann USA Bandage 6" x 30" Ice Wrap Pouch for Hot or Cold Pack - Each | Latex free, premium grade support and compression bandage knitted with high quality yarns to provide superior performance. The non-latex component offers latex sensitive patients and healthcare professionals an alternative to the "standard" elastic bandage, and can be worn comfortably without risk of allergic reactions. A self-closure flap fastens to the bandage and holds it securely without clips, pins, or tape. Ice wrap is designed with a sewn pouch to hold standard size hot and cold therapy packs. | bandage-6-x-30-ice-wrap-pouch-for-hot-or-cold-pack-each-56b.jpg
SKU: HRTM42200000G | Hartmann USA Compression Bandage 2.3" x 5.4 yds - 1 Roll per Box | A premium grade 100% cotton bandage that provides maximum resistance while reducing the risk of constriction. Designed for repeated use, thus it withstands numerous washings and resists deterioration from ointments and medications. Management of lymphedema and chronic venous insufficiencies, including post-operative treatment after vein stripping. Treatment of primary and secondary varicosis, edema, post-thrombotic syndrome, phlebothrombosis and thrombophlebitis. Can be sterilized. Latex free. | compression-bandage-23-x-54-yds-1-roll-per-box-22e.jpg
SKU: HRTM42300000G | Hartmann USA Compression Bandage 3.1" x 5.4 yds - 1 Roll per Box | A premium grade 100% cotton bandage that provides maximum resistance while reducing the risk of constriction. Designed for repeated use, thus it withstands numerous washings and resists deterioration from ointments and medications. Management of lymphedema and chronic venous insufficiencies, including post-operative treatment after vein stripping. Treatment of primary and secondary varicosis, edema, post-thrombotic syndrome, phlebothrombosis and thrombophlebitis. Can be sterilized. Latex free. | compression-bandage-31-x-54-yds-1-roll-per-box-22e.jpg
SKU: HRTM42400000G | Hartmann USA Compression Bandage 3.9" x 5.4 yds - 1 Roll per Box | A premium grade 100% cotton bandage that provides maximum resistance while reducing the risk of constriction. Designed for repeated use, thus it withstands numerous washings and resists deterioration from ointments and medications. Management of lymphedema and chronic venous insufficiencies, including post-operative treatment after vein stripping. Treatment of primary and secondary varicosis, edema, post-thrombotic syndrome, phlebothrombosis and thrombophlebitis. Can be sterilized. Latex free. | compression-bandage-39-x-54-yds-1-roll-per-box-22e.jpg
SKU: HRTM42500000G | Hartmann USA Compression Bandage 4.7" x 5.4 yds - 1 Roll per Box | A premium grade 100% cotton bandage that provides maximum resistance while reducing the risk of constriction. Designed for repeated use, thus it withstands numerous washings and resists deterioration from ointments and medications. Management of lymphedema and chronic venous insufficiencies, including post-operative treatment after vein stripping. Treatment of primary and secondary varicosis, edema, post-thrombotic syndrome, phlebothrombosis and thrombophlebitis. Can be sterilized. Latex free. | compression-bandage-47-x-54-yds-1-roll-per-box-22e.jpg
SKU: DKL502G | Dukal Elastic Bandage 2" - 10 per Box | Provides consistent support and are a good product to use when even compression is needed. All rolls are individually wrapped for clean storage. | elastic-bandage-2-10-per-box-0ec.jpg
SKU: DKL503G | Dukal Elastic Bandage 3" - 10 per Box | Provides consistent support and are a good product to use when even compression is needed. All rolls are individually wrapped for clean storage. | elastic-bandage-3-10-per-box-0ec.jpg
SKU: DKL504G | Dukal Elastic Bandage 4" | Knitted construction offers strength, comfort, and excellent breathability. | elastic-bandage-4--698.jpg
SKU: DKL506G | Dukal Elastic Bandage 6" - 10 per Box | Provides consistent support and are a good product to use when even compression is needed. All rolls are individually wrapped for clean storage. | elastic-bandage-6-10-per-box-0ec.jpg
SKU: DKL502LFG | Dukal Elastic Bandage 2" Latex Free - 10 per Box | Provides consistent support and are a good product to use when even compression is needed. All rolls are individually wrapped for clean storage. | elastic-bandage-2-latex-free-10-per-box-0ec.jpg
SKU: DKL503LFG | Dukal Elastic Bandage 3" Latex Free - 10 per Box | Provides consistent support and are a good product to use when even compression is needed. All rolls are individually wrapped for clean storage. | elastic-bandage-3-latex-free-10-per-box-0ec.jpg
SKU: DKL504LFG | Dukal Elastic Bandage 4" Latex Free - 10 per Box | Provides consistent support and are a good product to use when even compression is needed. All rolls are individually wrapped for clean storage. | elastic-bandage-4-latex-free-10-per-box-0ec.jpg
SKU: DKL506LFG | Dukal Elastic Bandage 6" Latex Free - 10 per Box | Provides consistent support and are a good product to use when even compression is needed. All rolls are individually wrapped for clean storage. | elastic-bandage-6-latex-free-10-per-box-0ec.jpg
SKU: DKL512LFG | Dukal Elastic Bandage 2" Latex Free Double Velcro - 10 per Box | Provides consistent support and are a good product to use when even compression is needed. All rolls are individually wrapped for clean storage. | elastic-bandage-2-latex-free-double-velcro-10-per-box-0ec.jpg
SKU: DKL513LFG | Dukal Elastic Bandage 3" Latex Free Double Velcro - 10 per Box | Provides consistent support and are a good product to use when even compression is needed. All rolls are individually wrapped for clean storage. | elastic-bandage-3-latex-free-double-velcro-10-per-box-0ec.jpg
SKU: DKL514LFG | Dukal Elastic Bandage 4" Latex Free Double Velcro - 10 per Box | Provides consistent support and are a good product to use when even compression is needed. All rolls are individually wrapped for clean storage. | elastic-bandage-4-latex-free-double-velcro-10-per-box-0ec.jpg
SKU: DKL516LFG | Dukal Elastic Bandage 6" Latex Free Double Velcro - 10 per Box | Provides consistent support and are a good product to use when even compression is needed. All rolls are individually wrapped for clean storage. | elastic-bandage-6-latex-free-double-velcro-10-per-box-0ec.jpg
SKU: 3M207430G | 3M Health Care 2" Elastic Bandages - 10 per Box | 3Mâ„¢ ACEâ„¢ BRAND ELASTIC BANDAGES | 2-elastic-bandages-10-per-box-93f.jpg
SKU: 3M207433G | 3M Health Care 4" Elastic Bandages - 10 per Box | 3Mâ„¢ ACEâ„¢ BRAND ELASTIC BANDAGES | 4-elastic-bandages-10-per-box-93f.jpg
SKU: 3M207435G | 3M Health Care 6" Elastic Bandages - 10 per Box | 3Mâ„¢ ACEâ„¢ BRAND ELASTIC BANDAGES | 6-elastic-bandages-10-per-box-93f.jpg
SKU: HRTM33200000G | Hartmann USA Bandage 2" x 4 1/2 yds - 10 Rolls per Pack | Offers balanced stretch and compression. Lightweight and ideal for general use. Perfect for securing splints, dressings, ice packs and in the treatment of varicosities, sprains and strains. Latex Free. | bandage-2-x-4-1-2-yds-10-rolls-per-pack-894.jpg
SKU: HRTM33300000G | Hartmann USA Bandage 3" x 4 1/2 yds - 10 Rolls per Pack | Offers balanced stretch and compression. Lightweight and ideal for general use. Perfect for securing splints, dressings, ice packs and in the treatment of varicosities, sprains and strains. Latex Free. | bandage-3-x-4-1-2-yds-10-rolls-per-pack-894.jpg
SKU: HRTM33400000G | Hartmann USA Bandage 4" x 4 1/2 yds - 10 Rolls per Pack | Offers balanced stretch and compression. Lightweight and ideal for general use. Perfect for securing splints, dressings, ice packs and in the treatment of varicosities, sprains and strains. Latex Free. | bandage-4-x-4-1-2-yds-10-rolls-per-pack-894.jpg
SKU: HRTM33600000G | Hartmann USA Bandage 6" x 4 1/2 yds - 10 Rolls per Pack | Offers balanced stretch and compression. Lightweight and ideal for general use. Perfect for securing splints, dressings, ice packs and in the treatment of varicosities, sprains and strains. Latex Free. | bandage-6-x-4-1-2-yds-10-rolls-per-pack-894.jpg
SKU: HRTM43400000G | Hartmann USA Compression Bandaging System Includes: Padding Bandage 4" x 3.8 yds Crepe Bandage 4" x 4.9 yds Compression Bandage 4" x 9.5 yds Cohesive Bandage 4" x 6.5 yds - Kit | Used to effectively manage venous leg ulcers and related conditions. Composed of four bandages that work together. Provides effective sustained compression for up to seven days when applied as directed. Layer One is a non-woven padding composed of a blend of synthetic materials that absorbs wound exudate. This highly comfortable layer primarily provides protection to bony prominences. Layer Two is a crepe bandage which anchors and smoothes the padding layer while absorbing exudate. Layer Three is a compression bandage that conforms to any contour while providing about one half the compression of the system. Layer Four is a latex free cohesive bandage that sticks to itself and secures the bandages without tape for week-long compression. | compression-bandaging-system-includes-padding-bandage-4-x-38-yds-crepe-bandage-4-x-49-yds-compression-bandage-4-x-95-yds-cohesive-bandage-4-x-65-yds-k-fe7.jpg
SKU: SMNS66020016G | Smith & Nephew Four Layer Bandaging System - Each | Comprised of a wound contact layer and four bandages, has been specifically designed for the management of venous leg ulcers. Designed to maintain effective levels of compression after application. May be left in place for up to one week. More frequent changes may be necessary especially in the first few weeks of management when the ulcers may be draining heavily. Contains everything necessary for the application of graduated compression therapy. May reduce preparation time, simplifies stock control and ensures the correct components are always available. | four-layer-bandaging-system-each-475.jpg
SKU: SMNS66000771G | Smith & Nephew Multi-Layer Compression Bandage System Latex Free - Each | Comprised of a wound contact layer and three bandages. Specially developed for the management of mixed aetiology leg ulcers where assessment has identified that the patient has some degree of arterial impairment which prevents the use of full compression. Designed to maintain effective levels of compression after application. The system may be left in place for up to one week. | multi-layer-compression-bandage-system-latex-free-each-2a5.jpg
SKU: SMNS66020626G | Smith & Nephew Multi-Layer Bandaging System Latex Free - Each | SMITH & NEPHEW PROFOREâ„¢ LATEX FREE MULTI-LAYER BANDAGING SYSTEM | multi-layer-bandaging-system-latex-free-each-394.jpg
SKU: HRTM18320000G | Hartmann USA Bandage 3" x 12 ft Unstretched Sterile - Each | Provides consistent 400% elongation for ideal compression and application. An ideal choice for use in surgical procedures. Composed of special elastomeric compounds. Contains no rubber proteins, resins or fatty acids, to deliver maximum protection for latex-sensitive patients and health professionals. Individually wrapped and sterile. | bandage-3-x-12-ft-unstretched-sterile-each-b06.jpg
SKU: HRTM18410000G | Hartmann USA Bandage 4" x 9 ft Unstretched Sterile - Each | Provides consistent 400% elongation for ideal compression and application. An ideal choice for use in surgical procedures. Composed of special elastomeric compounds. Contains no rubber proteins, resins or fatty acids, to deliver maximum protection for latex-sensitive patients and health professionals. Individually wrapped and sterile. | bandage-4-x-9-ft-unstretched-sterile-each-b06.jpg
SKU: HRTM18620000G | Hartmann USA Bandage 6" x 12 ft Unstretched Sterile - Each | Provides consistent 400% elongation for ideal compression and application. An ideal choice for use in surgical procedures. Composed of special elastomeric compounds. Contains no rubber proteins, resins or fatty acids, to deliver maximum protection for latex-sensitive patients and health professionals. Individually wrapped and sterile. | bandage-6-x-12-ft-unstretched-sterile-each-b06.jpg
SKU: HRTM43420000G | Hartmann USA Compression Bandaging System Contains: Bandages Tape Strips Padding Bandage 4" x 4.3 yds Compression Bandage 4" x 4.3 yds Cohesive Bandge 4" x 6.5 yds - Kit | Latex free multi-layer bandage system that is used in the management of venous leg ulcers. The system consists of three bandages that when applied provide 35-40 mmHg of sub-bandage pressure. | compression-bandaging-system-contains-bandages-tape-strips-padding-bandage-4-x-43-yds-compression-bandage-4-x-43-yds-cohesive-bandge-4-x-65-yds-kit-06c.jpg
SKU: DMS76781G | Derma Sciences Conforming Bandage 2" x 4.1 yds - 12 per Bag | This 100% cotton 2-ply woven bandage is ideal as a secondary dressing for wrapping legs and arms and to hold dressings in place. The dressing provides light stretch which enables it to conform to difficult body contours, while also providing light compression. Latex free. | conforming-bandage-2-x-41-yds-12-per-bag-f8f.jpg
SKU: DMS76782G | Derma Sciences Conforming Bandage 3" x 4.1 yds - 12 per Bag | This 100% cotton 2-ply woven bandage is ideal as a secondary dressing for wrapping legs and arms and to hold dressings in place. The dressing provides light stretch which enables it to conform to difficult body contours, while also providing light compression. Latex free. | conforming-bandage-3-x-41-yds-12-per-bag-f8f.jpg
SKU: AMDR621G | AMD-Ritmed Elastic Bandage 3" x 5 yds CONTAINS LATEX Shrink Wrapped - 10 per Pack | Used to provide flexible support and compression during activity. Ideal for strains and sprains. Can be washed and reused. Non-sterile. | elastic-bandage-3-x-5-yds-contains-latex-shrink-wrapped-10-per-pack-228.jpg
SKU: AMDR622G | AMD-Ritmed Elastic Bandage 4" x 5 yds CONTAINS LATEX Shrink Wrapped - 10 per Pack | Used to provide flexible support and compression during activity. Ideal for strains and sprains. Can be washed and reused. Non-sterile. | elastic-bandage-4-x-5-yds-contains-latex-shrink-wrapped-10-per-pack-228.jpg
SKU: AMDR623G | AMD-Ritmed Elastic Bandage 6" x 5 yds CONTAINS LATEX Shrink Wrapped - 10 per Pack | Used to provide flexible support and compression during activity. Ideal for strains and sprains. Can be washed and reused. Non-sterile. | elastic-bandage-6-x-5-yds-contains-latex-shrink-wrapped-10-per-pack-228.jpg
SKU: ALRY72350G | Ambra Le Roy Premium Elastic Bandage 3" x 5 yds with Double Clip Closure Tan Latex Free - 10 per Box | A high quality, non-sterile woven compression bandage. It is manufactured with cotton, polyester and latex-free elastic yarns. The controlled stretch in this reinforced elastic bandage makes it an excellent choice for applications requiring firm, consistent tension. It is a good choice for securing dressings, splints and ice packs and also provides good compression and support in the treatment of edema, sprains, and injured ligament. It comes with elastic stretch clips. | premium-elastic-bandage-3-x-5-yds-with-double-clip-closure-tan-latex-free-10-per-box-ef8.jpg
SKU: ALRY72450G | Ambra Le Roy Premium Elastic Bandage 4" x 5 yds with Double Clip Closure Tan Latex Free - 10 per Box | A high quality, non-sterile woven compression bandage. It is manufactured with cotton, polyester and latex-free elastic yarns. The controlled stretch in this reinforced elastic bandage makes it an excellent choice for applications requiring firm, consistent tension. It is a good choice for securing dressings, splints and ice packs and also provides good compression and support in the treatment of edema, sprains, and injured ligament. It comes with elastic stretch clips. | premium-elastic-bandage-4-x-5-yds-with-double-clip-closure-tan-latex-free-10-per-box-ef8.jpg
SKU: ALRY72650G | Ambra Le Roy Premium Elastic Bandage 6" x 5 yds with Double Clip Closure Tan Latex Free - 10 per Box | A high quality, non-sterile woven compression bandage. It is manufactured with cotton, polyester and latex-free elastic yarns. The controlled stretch in this reinforced elastic bandage makes it an excellent choice for applications requiring firm, consistent tension. It is a good choice for securing dressings, splints and ice packs and also provides good compression and support in the treatment of edema, sprains, and injured ligament. It comes with elastic stretch clips. | premium-elastic-bandage-6-x-5-yds-with-double-clip-closure-tan-latex-free-10-per-box-ef8.jpg
SKU: ALRY73450G | Ambra Le Roy Economy Elastic Bandage 4" x 5 yds with Standard Clips Tan Latex Free - 10 per Box | A good, general-use non-sterile woven compression bandage. Manufactured with cotton, polyester and latex-free elastic yarns, the elastic bandage is lightweight and economical because it can be laundered and sterilized. It secures with aluminum clips and is durable and comfortable, with good stretch, compression and balance. | economy-elastic-bandage-4-x-5-yds-with-standard-clips-tan-latex-free-10-per-box-c95.jpg
SKU: ALRY90250G | Ambra Le Roy Premium Elastic Bandage 2" x 5 yds with Double Velcro Closure Tan/ White Honeycomb Latex Free - 10 per Box | A premium quality, non-sterile knitted compression bandage. The controlled stretch provides support that is consistent and firm. No clips are necessary to fasten this latex-free elastic bandage, which is secured with a 1" Velcro brand start strip and 2" Velcro closure strip. Use this bandage where the convenience and efficiency of Velcro closure is required along with the benefit of adjustable compression levels. | premium-elastic-bandage-2-x-5-yds-with-double-velcro-closure-tan-white-honeycomb-latex-free-10-per-box-2f1.jpg
SKU: ALRY90350G | Ambra Le Roy Premium Elastic Bandage 3" x 5 yds with Double Velcro Closure Tan/ White Honeycomb Latex Free - 10 per Box | A premium quality, non-sterile knitted compression bandage. The controlled stretch provides support that is consistent and firm. No clips are necessary to fasten this latex-free elastic bandage, which is secured with a 1" Velcro brand start strip and 2" Velcro closure strip. Use this bandage where the convenience and efficiency of Velcro closure is required along with the benefit of adjustable compression levels. | premium-elastic-bandage-3-x-5-yds-with-double-velcro-closure-tan-white-honeycomb-latex-free-10-per-box-2f1.jpg
SKU: ALRY90455G | Ambra Le Roy Supra Grip Double Velcro Self Closure Elastic Bandage 4" Width | Our Supra-Grip has a 1" Velcro start strip and a 2" Velcro closure strip. These bandages offer non-slip compression and support without the need for pins, clips, or tape. For best results, stretch and apply these bandages before securing the Velcro closures. | supra-grip-double-velcro-self-closure-elastic-bandage-4-width-2f1.jpg
SKU: ALRY90655G | Ambra Le Roy Premium Elastic Bandage 6" x 5 yds with Double Velcro Closure Tan/ White Honeycomb Latex Free - 10 per Box | A premium quality, non-sterile knitted compression bandage. The controlled stretch provides support that is consistent and firm. No clips are necessary to fasten this latex-free elastic bandage, which is secured with a 1" Velcro brand start strip and 2" Velcro closure strip. Use this bandage where the convenience and efficiency of Velcro closure is required along with the benefit of adjustable compression levels. | premium-elastic-bandage-6-x-5-yds-with-double-velcro-closure-tan-white-honeycomb-latex-free-10-per-box-2f1.jpg
SKU: HRTM45120000G | Hartmann USA Bandage Cohesive Elastic 1" x 5 yds Tan Latex Free - Each | High quality, cohesive elastic wrap, versatile enough to use as a securing, protective compression and support bandage. Designed with both you and your patients in mind. It sticks securely to itself, but never to your patients' hair or skin. Provides even, controlled compression and readily conforms to every anatomical structure. It is water resistant, lightweight and air permeable. Hand-tears to desired length, remains securely in place and has a folded starting edge. | bandage-cohesive-elastic-1-x-5-yds-tan-latex-free-each-ff8.jpg
SKU: HRTM45200000G | Hartmann USA Bandage Cohesive Elastic 2" x 5 yds Tan Latex Free - Each | High quality, cohesive elastic wrap, versatile enough to use as a securing, protective compression and support bandage. Designed with both you and your patients in mind. It sticks securely to itself, but never to your patients' hair or skin. Provides even, controlled compression and readily conforms to every anatomical structure. It is water resistant, lightweight and air permeable. Hand-tears to desired length, remains securely in place and has a folded starting edge. | bandage-cohesive-elastic-2-x-5-yds-tan-latex-free-each-ff8.jpg
SKU: HRTM45210000G | Hartmann USA Bandage Cohesive Elastic 2" x 5 yds 8 Assorted Colors Latex Free - Each | High quality, cohesive elastic wrap, versatile enough to use as a securing, protective compression and support bandage. Designed with both you and your patients in mind. It sticks securely to itself, but never to your patients' hair or skin. Provides even, controlled compression and readily conforms to every anatomical structure. It is water resistant, lightweight and air permeable. Hand-tears to desired length, remains securely in place and has a folded starting edge. | bandage-cohesive-elastic-2-x-5-yds-8-assorted-colors-latex-free-each-7ba.jpg
SKU: HRTM45300000G | Hartmann USA Bandage Cohesive Elastic 3" x 5 yds Tan Latex Free - Each | High quality, cohesive elastic wrap, versatile enough to use as a securing, protective compression and support bandage. Designed with both you and your patients in mind. It sticks securely to itself, but never to your patients' hair or skin. Provides even, controlled compression and readily conforms to every anatomical structure. It is water resistant, lightweight and air permeable. Hand-tears to desired length, remains securely in place and has a folded starting edge. | bandage-cohesive-elastic-3-x-5-yds-tan-latex-free-each-ff8.jpg
SKU: HRTM45400000G | Hartmann USA Bandage Cohesive Elastic 4" x 5 yds Tan Latex Free - Each | High quality, cohesive elastic wrap, versatile enough to use as a securing, protective compression and support bandage. Designed with both you and your patients in mind. It sticks securely to itself, but never to your patients' hair or skin. Provides even, controlled compression and readily conforms to every anatomical structure. It is water resistant, lightweight and air permeable. Hand-tears to desired length, remains securely in place and has a folded starting edge. | bandage-cohesive-elastic-4-x-5-yds-tan-latex-free-each-ff8.jpg
SKU: HRTM45600000G | Hartmann USA Bandage Cohesive Elastic 6" x 5 yds Tan Latex Free - Each | High quality, cohesive elastic wrap, versatile enough to use as a securing, protective compression and support bandage. Designed with both you and your patients in mind. It sticks securely to itself, but never to your patients' hair or skin. Provides even, controlled compression and readily conforms to every anatomical structure. It is water resistant, lightweight and air permeable. Hand-tears to desired length, remains securely in place and has a folded starting edge. | bandage-cohesive-elastic-6-x-5-yds-tan-latex-free-each-ff8.jpg
SKU: HRTM45110000G | Hartmann USA Bandage Cohesive Elastic 1 1/2" x 5 yds 8 Assorted Colors Latex Free - Each | High quality, cohesive elastic wrap, versatile enough to use as a securing, protective compression and support bandage. Designed with both you and your patients in mind. It sticks securely to itself, but never to your patients' hair or skin. Provides even, controlled compression and readily conforms to every anatomical structure. It is water resistant, lightweight and air permeable. Hand-tears to desired length, remains securely in place and has a folded starting edge. | bandage-cohesive-elastic-1-1-2-x-5-yds-8-assorted-colors-latex-free-each-7ba.jpg
SKU: HRTM45310000G | Hartmann USA Bandage Cohesive Elastic 3" x 5 yds 8 Assorted Colors Latex Free - Each | High quality, cohesive elastic wrap, versatile enough to use as a securing, protective compression and support bandage. Designed with both you and your patients in mind. It sticks securely to itself, but never to your patients' hair or skin. Provides even, controlled compression and readily conforms to every anatomical structure. It is water resistant, lightweight and air permeable. Hand-tears to desired length, remains securely in place and has a folded starting edge. | bandage-cohesive-elastic-3-x-5-yds-8-assorted-colors-latex-free-each-7ba.jpg
SKU: MHCU1523G-1 | Molnlycke Health Care US Tubular Bandage Size F 4" x 1M - 1 per Each | Provides lasting, effective support with complete freedom of movement for the patient. Once the bandage has been applied, covered elastic threads within the fabric move to adjust to the contours of the body and distribute pressure evenly over the surface. Fitting is quick and easy. Stays securely in position without pins or tapes, unlike conventional crepe bandages. As it can easily be reapplied after washing, without loss of effect. Particularly useful for outpatients and in the community. Reduces wastage, as only the exact amount required is cut from the roll. Apply with a 2-3cm overlap. | tubular-bandage-size-f-4-x-1m-1-per-each-f64.jpg
SKU: PROP155002G | Pro Advantage Elastic Bandage Woven Standard Clip 2" x 4 1/2 yds - 10 per Box | Provides even compression and consistent support. Choice of woven bandage with clip closure or knit bandage with self closure. Available in 2, 3, 4 and 6 inch widths. Bandage measurements are for stretched length. Individually wrapped. Latex-free. Non-sterile. | elastic-bandage-woven-standard-clip-2-x-4-1-2-yds-10-per-box-e49.jpg
SKU: PROP155003G | Pro Advantage Elastic Bandage Woven Standard Clip 3" x 4 1/2 yds - 10 per Box | Provides even compression and consistent support. Choice of woven bandage with clip closure or knit bandage with self closure. Available in 2, 3, 4 and 6 inch widths. Bandage measurements are for stretched length. Individually wrapped. Latex-free. Non-sterile. | elastic-bandage-woven-standard-clip-3-x-4-1-2-yds-10-per-box-e49.jpg
SKU: PROP155004G | Pro Advantage Elastic Bandage Woven Standard Clip 4" x 4 1/2 yds - 10 per Box | Provides even compression and consistent support. Choice of woven bandage with clip closure or knit bandage with self closure. Available in 2, 3, 4 and 6 inch widths. Bandage measurements are for stretched length. Individually wrapped. Latex-free. Non-sterile. | elastic-bandage-woven-standard-clip-4-x-4-1-2-yds-10-per-box-e49.jpg
SKU: PROP155006G | Pro Advantage Elastic Bandage Woven Standard Clip 6" x 4 1/2 yds - 10 per Box | Provides even compression and consistent support. Choice of woven bandage with clip closure or knit bandage with self closure. Available in 2, 3, 4 and 6 inch widths. Bandage measurements are for stretched length. Individually wrapped. Latex-free. Non-sterile. | elastic-bandage-woven-standard-clip-6-x-4-1-2-yds-10-per-box-e49.jpg
SKU: PROP156002G | Pro Advantage Elastic Bandage Knit Self Closure 2" x 5 yds - 10 per Box | Provides even compression and consistent support. Choice of woven bandage with clip closure or knit bandage with self closure. Available in 2, 3, 4 and 6 inch widths. Bandage measurements are for stretched length. Individually wrapped. Latex-free. Non-sterile. | elastic-bandage-knit-self-closure-2-x-5-yds-10-per-box-70d.jpg
SKU: PROP156003G | Pro Advantage Elastic Bandage Knit Self Closure 3" x 5 yds - 10 per Box | Provides even compression and consistent support. Choice of woven bandage with clip closure or knit bandage with self closure. Available in 2, 3, 4 and 6 inch widths. Bandage measurements are for stretched length. Individually wrapped. Latex-free. Non-sterile. | elastic-bandage-knit-self-closure-3-x-5-yds-10-per-box-70d.jpg
SKU: PROP156004G | Pro Advantage Elastic Bandage Knit Self Closure 4" x 5 yds - 10 per Box | Provides even compression and consistent support. Choice of woven bandage with clip closure or knit bandage with self closure. Available in 2, 3, 4 and 6 inch widths. Bandage measurements are for stretched length. Individually wrapped. Latex-free. Non-sterile. | elastic-bandage-knit-self-closure-4-x-5-yds-10-per-box-70d.jpg
SKU: PROP156006G | Pro Advantage Elastic Bandage Knit Self Closure 6" x 5 yds - 10 per Box | Provides even compression and consistent support. Choice of woven bandage with clip closure or knit bandage with self closure. Available in 2, 3, 4 and 6 inch widths. Bandage measurements are for stretched length. Individually wrapped. Latex-free. Non-sterile. | elastic-bandage-knit-self-closure-6-x-5-yds-10-per-box-70d.jpg
SKU: AMDRD205G | AMD-Ritmed Conforming Bandage 2" x 4.1 yds White Non-Sterile - 12 per Box | Roll bandages made of soft, flexible and loosely woven material. Available in sterile and non-sterile. | conforming-bandage-2-x-41-yds-white-non-sterile-12-per-box-499.jpg
SKU: AMDRD206G | AMD-Ritmed Conforming Bandage 2" x 4.1 yds White Sterile - 12 per Bag | Roll bandages made of soft, flexible and loosely woven material. Available in sterile and non-sterile. | conforming-bandage-2-x-41-yds-white-sterile-12-per-bag-499.jpg
SKU: AMDRD305G | AMD-Ritmed Conforming Bandage 3" x 4.1 yds White Non-Sterile - 12 per Box | Roll bandages made of soft, flexible and loosely woven material. Available in sterile and non-sterile. | conforming-bandage-3-x-41-yds-white-non-sterile-12-per-box-499.jpg
SKU: AMDRD405G | AMD-Ritmed Conforming Bandage 4" x 4.1 yds White Non-Sterile - 12 per Box | Roll bandages made of soft, flexible and loosely woven material. Available in sterile and non-sterile. | conforming-bandage-4-x-41-yds-white-non-sterile-12-per-box-499.jpg
SKU: AMDRD605G | AMD-Ritmed Conforming Bandage 6" x 4.1 yds White Non-Sterile | Roll bandages made of soft, flexible and loosely woven material. Available in sterile and non-sterile. | conforming-bandage-6-x-41-yds-white-non-sterile--499.jpg
SKU: AMDRD306G | AMD-Ritmed Conforming Bandage 3" x 4.1 yds White Sterile - 12 per Bag | Roll bandages made of soft, flexible and loosely woven material. Available in sterile and non-sterile. | conforming-bandage-3-x-41-yds-white-sterile-12-per-bag-499.jpg
SKU: AMDRD406G | AMD-Ritmed Conforming Bandage 4" x 4.1 yds White Sterile - 12 per Bag | Roll bandages made of soft, flexible and loosely woven material. Available in sterile and non-sterile. | conforming-bandage-4-x-41-yds-white-sterile-12-per-bag-499.jpg
SKU: AMDRD606G | AMD-Ritmed Conforming Bandage 6" x 4.1 yds White Sterile - 12 per Bag | Roll bandages made of soft, flexible and loosely woven material. Available in sterile and non-sterile. | conforming-bandage-6-x-41-yds-white-sterile-12-per-bag-499.jpg
SKU: HRTM59120000G | Hartmann USA Bandage 2" x 5 yds Non-Sterile - 10 Rolls per Pack | EZe-Band is an orthopedic grade knitted bandage that uses no pins, clips, or tape. Front and end self-closures make EZe-Band fast and easy to use again and again. For controlled compression and support. Full range of sizes in regular and double length sterile and non-sterile. Latex free. | bandage-2-x-5-yds-non-sterile-10-rolls-per-pack-fc1.jpg
SKU: HRTM59720000G | Hartmann USA Bandage 2" x 5 yds Sterile - Each | EZe-Band is an orthopedic grade knitted bandage that uses no pins, clips, or tape. Front and end self-closures make EZe-Band fast and easy to use again and again. For controlled compression and support. Full range of sizes in regular and double length sterile and non-sterile. Latex free. | bandage-2-x-5-yds-sterile-each-fc1.jpg
SKU: HRTM59140000G | Hartmann USA Bandage 4" x 5 1/2 yds Non-Sterile - 10 Rolls per Pack | EZe-Band is an orthopedic grade knitted bandage that uses no pins, clips, or tape. Front and end self-closures make EZe-Band fast and easy to use again and again. For controlled compression and support. Full range of sizes in regular and double length sterile and non-sterile. Latex free. | bandage-4-x-5-1-2-yds-non-sterile-10-rolls-per-pack-fc1.jpg
SKU: HRTM59180000G | Hartmann USA Bandage 4" x 11 yds Non-Sterile Double Length - 12 Rolls per Box | EZe-Band is an orthopedic grade knitted bandage that uses no pins, clips, or tape. Front and end self-closures make EZe-Band fast and easy to use again and again. For controlled compression and support. Full range of sizes in regular and double length sterile and non-sterile. Latex free. | bandage-4-x-11-yds-non-sterile-double-length-12-rolls-per-box-fc1.jpg
SKU: HRTM59160000G | Hartmann USA Bandage 6" x 5 1/2 yds Non-Sterile - 10 Rolls per Pack | EZe-Band is an orthopedic grade knitted bandage that uses no pins, clips, or tape. Front and end self-closures make EZe-Band fast and easy to use again and again. For controlled compression and support. Full range of sizes in regular and double length sterile and non-sterile. Latex free. | bandage-6-x-5-1-2-yds-non-sterile-10-rolls-per-pack-fc1.jpg
SKU: HRTM59760000G | Hartmann USA Bandage 6" x 5 1/2 yds Sterile - Each | EZe-Band is an orthopedic grade knitted bandage that uses no pins, clips, or tape. Front and end self-closures make EZe-Band fast and easy to use again and again. For controlled compression and support. Full range of sizes in regular and double length sterile and non-sterile. Latex free. | bandage-6-x-5-1-2-yds-sterile-each-fc1.jpg
SKU: HRTM59790000G | Hartmann USA Bandage 6" x 11 yds Sterile Double Length - Each | EZe-Band is an orthopedic grade knitted bandage that uses no pins, clips, or tape. Front and end self-closures make EZe-Band fast and easy to use again and again. For controlled compression and support. Full range of sizes in regular and double length sterile and non-sterile. Latex free. | bandage-6-x-11-yds-sterile-double-length-each-fc1.jpg
SKU: HRTM25100000G | Hartmann USA Bandage 1" x 5 yds Non-Sterile Tan - 24 Rolls per Box | Self-adherent elastic support and compression bandage. Woven of 99% cotton yarn, it is porous, lightweight and cool. Sticks to itself, but not to skin or hair. Conforms readily to body contours for ease of application and maximum comfort. Can be torn easily to exact length needed. CAUTION: This product contains natural rubber latex which may cause allergic reactions. Latex free. | bandage-1-x-5-yds-non-sterile-tan-24-rolls-per-box-abb.jpg
SKU: HRTM25200000G | Hartmann USA Bandage 2" x 5 yds Non-Sterile Tan - 12 Rolls per Box | Self-adherent elastic support and compression bandage. Woven of 99% cotton yarn, it is porous, lightweight and cool. Sticks to itself, but not to skin or hair. Conforms readily to body contours for ease of application and maximum comfort. Can be torn easily to exact length needed. CAUTION: This product contains natural rubber latex which may cause allergic reactions. Latex free. | bandage-2-x-5-yds-non-sterile-tan-12-rolls-per-box-abb.jpg
SKU: HRTM25300000G | Hartmann USA Bandage 3" x 5 yds Non-Sterile Tan - 12 Rolls per Box | Self-adherent elastic support and compression bandage. Woven of 99% cotton yarn, it is porous, lightweight and cool. Sticks to itself, but not to skin or hair. Conforms readily to body contours for ease of application and maximum comfort. Can be torn easily to exact length needed. CAUTION: This product contains natural rubber latex which may cause allergic reactions. Latex free. | bandage-3-x-5-yds-non-sterile-tan-12-rolls-per-box-abb.jpg
SKU: HRTM25400000G | Hartmann USA Bandage 4" x 5 yds Non-Sterile Tan - 12 Rolls per Box | Self-adherent elastic support and compression bandage. Woven of 99% cotton yarn, it is porous, lightweight and cool. Sticks to itself, but not to skin or hair. Conforms readily to body contours for ease of application and maximum comfort. Can be torn easily to exact length needed. CAUTION: This product contains natural rubber latex which may cause allergic reactions. Latex free. | bandage-4-x-5-yds-non-sterile-tan-12-rolls-per-box-abb.jpg
SKU: 3M2086G | 3M Health Care Self-Adherent Wrap 6" x 5 yds Latex Free Tan Non-Sterile - Each | Self-adherent elastic wrap functions like a tape, but sticks only to itself. Can be used to secure, protect, compress and support. Sticks to itself; no pins or clips required. Also available with or without latex. | self-adherent-wrap-6-x-5-yds-latex-free-tan-non-sterile-each-1aa.jpg
SKU: HRTM80200000G | Hartmann USA Bandage 2" x 4.1 yds Non-Sterile - 12 per Bag | Unique weave clings to itself and stretches to conform. Polyester yarns create a strong bandage that provides light compression and conforms to body contours. Woven finished edges minimize lint and loose threads. In multi-layers, weave provides padding and protection. Latex free. | bandage-2-x-41-yds-non-sterile-12-per-bag-e04.jpg
SKU: HRTM80300000G | Hartmann USA Bandage 3" x 4.1 yds Non-Sterile - 12 per Bag | Unique weave clings to itself and stretches to conform. Polyester yarns create a strong bandage that provides light compression and conforms to body contours. Woven finished edges minimize lint and loose threads. In multi-layers, weave provides padding and protection. Latex free. | bandage-3-x-41-yds-non-sterile-12-per-bag-e04.jpg
SKU: HRTM80400000G | Hartmann USA Bandage 4" x 4.1 yds Non-Sterile - 12 per Bag | Unique weave clings to itself and stretches to conform. Polyester yarns create a strong bandage that provides light compression and conforms to body contours. Woven finished edges minimize lint and loose threads. In multi-layers, weave provides padding and protection. Latex free. | bandage-4-x-41-yds-non-sterile-12-per-bag-e04.jpg
SKU: HRTM80600000G | Hartmann USA Bandage 6" x 4.1 yds Non-Sterile - 6 per Bag | Unique weave clings to itself and stretches to conform. Polyester yarns create a strong bandage that provides light compression and conforms to body contours. Woven finished edges minimize lint and loose threads. In multi-layers, weave provides padding and protection. Latex free. | bandage-6-x-41-yds-non-sterile-6-per-bag-e04.jpg
SKU: HRTM81200000G | Hartmann USA Bandage 2" x 4.1 yds Sterile - 12 per Bag | Unique weave clings to itself and stretches to conform. Polyester yarns create a strong bandage that provides light compression and conforms to body contours. Woven finished edges minimize lint and loose threads. In multi-layers, weave provides padding and protection. Latex free. | bandage-2-x-41-yds-sterile-12-per-bag-e04.jpg
SKU: HRTM81300000G | Hartmann USA Bandage 3" x 4.1 yds Sterile - 12 per Bag | Unique weave clings to itself and stretches to conform. Polyester yarns create a strong bandage that provides light compression and conforms to body contours. Woven finished edges minimize lint and loose threads. In multi-layers, weave provides padding and protection. Latex free. | bandage-3-x-41-yds-sterile-12-per-bag-e04.jpg
SKU: HRTM81400000G | Hartmann USA Bandage 4" x 4.1 yds Sterile - 12 per Bag | Unique weave clings to itself and stretches to conform. Polyester yarns create a strong bandage that provides light compression and conforms to body contours. Woven finished edges minimize lint and loose threads. In multi-layers, weave provides padding and protection. Latex free. | bandage-4-x-41-yds-sterile-12-per-bag-e04.jpg
SKU: HRTM81600000G | Hartmann USA Bandage 6" x 4.1 yds Sterile - 12 per Bag | Unique weave clings to itself and stretches to conform. Polyester yarns create a strong bandage that provides light compression and conforms to body contours. Woven finished edges minimize lint and loose threads. In multi-layers, weave provides padding and protection. Latex free. | bandage-6-x-41-yds-sterile-12-per-bag-e04.jpg
SKU: HRTM80100000G | Hartmann USA Bandage 1" x 4.1 yds Non-Sterile - 24 per Bag | Unique weave clings to itself and stretches to conform. Polyester yarns create a strong bandage that provides light compression and conforms to body contours. Woven finished edges minimize lint and loose threads. In multi-layers, weave provides padding and protection. Latex free. | bandage-1-x-41-yds-non-sterile-24-per-bag-e04.jpg
SKU: DMSGL105WG | Derma Sciences Size 1 5/8" White Small Fingers & Toes Includes Aluminum Splint Type Applicator - Each | Cotton seamless tubular bandage system for neat, comfortable, professional dressings. Easy to use, efficient and functional design. Just wrap, anchor, and wrap again. Use as many layers as needed. | size-1-5-8-white-small-fingers-amp-toes-includes-aluminum-splint-type-applicator-each-824.jpg
SKU: DMSGL205WG | Derma Sciences Size 2 7/8" White Large Fingers & Toes Includes Aluminum Splint Type Applicator - 5 Yards per Box | Cotton seamless tubular bandage system for neat, comfortable, professional dressings. Easy to use, efficient and functional design. Just wrap, anchor, and wrap again. Use as many layers as needed. | size-2-7-8-white-large-fingers-amp-toes-includes-aluminum-splint-type-applicator-5-yards-per-box-824.jpg
SKU: DMSGL205FG | Derma Sciences Size 2 7/8" x 5 yds Flesh Large Fingers & Toes Includes Aluminum Splint Type Applicator - Roll | Cotton seamless tubular bandage system for neat, comfortable, professional dressings. Easy to use, efficient and functional design. Just wrap, anchor, and wrap again. Use as many layers as needed. | size-2-7-8-x-5-yds-flesh-large-fingers-amp-toes-includes-aluminum-splint-type-applicator-roll-824.jpg
SKU: HRTM38300000G | Hartmann USA Bandage Elastic 3" x 5 1/2 yds - 10 per Pack | Orthopedic grade, latex free bandage that provides consistent elasticity, support and compression. Made of the finest quality yarns that resist deterioration from ointments and medications and can withstand numerous washings and sterilization. For use treating varicosities, edema, poor circulation, tendonitis, tenosynovitis, sprains, strains and fracture reduction. | bandage-elastic-3-x-5-1-2-yds-10-per-pack-9bc.jpg
SKU: HRTM38410000G | Hartmann USA Bandage Elastic 4" x 11 yds Double Length Sterile - Each | Orthopedic grade, latex free bandage that provides consistent elasticity, support and compression. Made of the finest quality yarns that resist deterioration from ointments and medications and can withstand numerous washings and sterilization. For use treating varicosities, edema, poor circulation, tendonitis, tenosynovitis, sprains, strains and fracture reduction. | bandage-elastic-4-x-11-yds-double-length-sterile-each-9bc.jpg
SKU: HRTM38610000G | Hartmann USA Bandage Elastic 6" x 11 yds Double Length Sterile - Each | Orthopedic grade, latex free bandage that provides consistent elasticity, support and compression. Made of the finest quality yarns that resist deterioration from ointments and medications and can withstand numerous washings and sterilization. For use treating varicosities, edema, poor circulation, tendonitis, tenosynovitis, sprains, strains and fracture reduction. | bandage-elastic-6-x-11-yds-double-length-sterile-each-9bc.jpg
SKU: HRTM27200000G | Hartmann USA Bandage Elastic 2" x 5 1/2 yds Sterile - Each | Orthopedic grade, latex free bandage that provides consistent elasticity, support and compression. Made of the finest quality yarns that resist deterioration from ointments and medications and can withstand numerous washings and sterilization. For use treating varicosities, edema, poor circulation, tendonitis, tenosynovitis, sprains, strains and fracture reduction. | bandage-elastic-2-x-5-1-2-yds-sterile-each-9bc.jpg
SKU: HRTM27300000G | Hartmann USA Bandage Elastic 3" x 5 1/2 yds Sterile - Each | Orthopedic grade, latex free bandage that provides consistent elasticity, support and compression. Made of the finest quality yarns that resist deterioration from ointments and medications and can withstand numerous washings and sterilization. For use treating varicosities, edema, poor circulation, tendonitis, tenosynovitis, sprains, strains and fracture reduction. | bandage-elastic-3-x-5-1-2-yds-sterile-each-9bc.jpg
SKU: HRTM27400000G | Hartmann USA Bandage Elastic 4" x 5 1/2 yds Sterile - Each | Orthopedic grade, latex free bandage that provides consistent elasticity, support and compression. Made of the finest quality yarns that resist deterioration from ointments and medications and can withstand numerous washings and sterilization. For use treating varicosities, edema, poor circulation, tendonitis, tenosynovitis, sprains, strains and fracture reduction. | bandage-elastic-4-x-5-1-2-yds-sterile-each-9bc.jpg
SKU: HRTM27600000G | Hartmann USA Bandage Elastic 6" x 5 1/2 yds Sterile - Each | Orthopedic grade, latex free bandage that provides consistent elasticity, support and compression. Made of the finest quality yarns that resist deterioration from ointments and medications and can withstand numerous washings and sterilization. For use treating varicosities, edema, poor circulation, tendonitis, tenosynovitis, sprains, strains and fracture reduction. | bandage-elastic-6-x-5-1-2-yds-sterile-each-9bc.jpg
SKU: HRTM39200000G | Hartmann USA Bandage Elastic 2" x 5 yds - 10 per Pack | Orthopedic grade, latex free bandage that provides consistent elasticity, support and compression. Made of the finest quality yarns that resist deterioration from ointments and medications and can withstand numerous washings and sterilization. For use treating varicosities, edema, poor circulation, tendonitis, tenosynovitis, sprains, strains and fracture reduction. | bandage-elastic-2-x-5-yds-10-per-pack-c72.jpg
SKU: HRTM39300000G | Hartmann USA Bandage Elastic 3" x 5 yds - 10 per Pack | Orthopedic grade, latex free bandage that provides consistent elasticity, support and compression. Made of the finest quality yarns that resist deterioration from ointments and medications and can withstand numerous washings and sterilization. For use treating varicosities, edema, poor circulation, tendonitis, tenosynovitis, sprains, strains and fracture reduction. | bandage-elastic-3-x-5-yds-10-per-pack-c72.jpg
SKU: HRTM39400000G | Hartmann USA Bandage Elastic 4" x 5 yds - 10 per Pack | Orthopedic grade, latex free bandage that provides consistent elasticity, support and compression. Made of the finest quality yarns that resist deterioration from ointments and medications and can withstand numerous washings and sterilization. For use treating varicosities, edema, poor circulation, tendonitis, tenosynovitis, sprains, strains and fracture reduction. | bandage-elastic-4-x-5-yds-10-per-pack-c72.jpg
SKU: HRTM39600000G | Hartmann USA Bandage Elastic 6" x 5 yds - 10 per Pack | Orthopedic grade, latex free bandage that provides consistent elasticity, support and compression. Made of the finest quality yarns that resist deterioration from ointments and medications and can withstand numerous washings and sterilization. For use treating varicosities, edema, poor circulation, tendonitis, tenosynovitis, sprains, strains and fracture reduction. | bandage-elastic-6-x-5-yds-10-per-pack-c72.jpg
SKU: HRTM50300000G | Hartmann USA Bandage Reinforced Elastic 3" x 5 yds Sterile - Each | A latex free, premium grade, reinforced elastic bandage offering consistent and dependable tension and firm support. Its high cotton content and latex-free elastomer make it cool and comfortable to wear. For treating sprains, strains, tendonitis, torn or injured ligaments and edema reduction. | bandage-reinforced-elastic-3-x-5-yds-sterile-each-76d.jpg
SKU: BUFD21880011700323 | Bauerfeind Compression Stocking Micro Knee-High 20-30mmHg Large Plus Short Black 1 pair | VenoTrain Compression Stockings are designed to help women or men with 20â€“30 mmHg compression. These compression stockings, made of nylon and LycraÂ® micro fibers (65% Polyamide, 35% Elasthane), help relieve tired, aching legs and help prevent swelling. Active people who experience leg discomfort will benefit from wearing these compression stockings. They also are clinically proven to help with the discomfort of varicose veins, venous stasis, post sclerotherapy and DVT (deep vein thrombosis). These compression stockings help energize legs during extended sitting or standing or while traveling. | compression-stocking-micro-knee-high-20-30mmhg-large-plus-short-black-1-pair--3dc.jpg
SKU: BUFD21880011700321 | Bauerfeind Compression Stocking Micro Knee-High 20-30mmHg Small Plus Short Black 1 pair | VenoTrain Compression Stockings are designed to help women or men with 20â€“30 mmHg compression. These compression stockings, made of nylon and LycraÂ® micro fibers (65% Polyamide, 35% Elasthane), help relieve tired, aching legs and help prevent swelling. Active people who experience leg discomfort will benefit from wearing these compression stockings. They also are clinically proven to help with the discomfort of varicose veins, venous stasis, post sclerotherapy and DVT (deep vein thrombosis). These compression stockings help energize legs during extended sitting or standing or while traveling. | compression-stocking-micro-knee-high-20-30mmhg-small-plus-short-black-1-pair--66a.jpg
SKU: BUFD21880011700222 | Bauerfeind Compression Stocking Micro Knee-High 20-30mmHg Medium Normal Short Black 1 pair | VenoTrain Compression Stockings are designed to help women or men with 20â€“30 mmHg compression. These compression stockings, made of nylon and LycraÂ® micro fibers (65% Polyamide, 35% Elasthane), help relieve tired, aching legs and help prevent swelling. Active people who experience leg discomfort will benefit from wearing these compression stockings. They also are clinically proven to help with the discomfort of varicose veins, venous stasis, post sclerotherapy and DVT (deep vein thrombosis). These compression stockings help energize legs during extended sitting or standing or while traveling. | compression-stocking-micro-knee-high-20-30mmhg-medium-normal-short-black-1-pair--532.jpg
SKU: BUFD21880011700324 | Bauerfeind Compression Stocking Micro Knee-High 20-30mmHg XLarge Plus Short Black 1 pair | VenoTrain Compression Stockings are designed to help women or men with 20â€“30 mmHg compression. These compression stockings, made of nylon and LycraÂ® micro fibers (65% Polyamide, 35% Elasthane), help relieve tired, aching legs and help prevent swelling. Active people who experience leg discomfort will benefit from wearing these compression stockings. They also are clinically proven to help with the discomfort of varicose veins, venous stasis, post sclerotherapy and DVT (deep vein thrombosis). These compression stockings help energize legs during extended sitting or standing or while traveling. | compression-stocking-micro-knee-high-20-30mmhg-xlarge-plus-short-black-1-pair--699.jpg
SKU: BUFD21880011700223 | Bauerfeind Compression Stocking Micro Knee-High 20-30mmHg Large Normal Short Black 1 pair | VenoTrain Compression Stockings are designed to help women or men with 20â€“30 mmHg compression. These compression stockings, made of nylon and LycraÂ® micro fibers (65% Polyamide, 35% Elasthane), help relieve tired, aching legs and help prevent swelling. Active people who experience leg discomfort will benefit from wearing these compression stockings. They also are clinically proven to help with the discomfort of varicose veins, venous stasis, post sclerotherapy and DVT (deep vein thrombosis). These compression stockings help energize legs during extended sitting or standing or while traveling. | compression-stocking-micro-knee-high-20-30mmhg-large-normal-short-black-1-pair--b3c.jpg
SKU: BUFD21880011700221 | Bauerfeind Compression Stocking Micro Knee-High 20-30mmHg Small Normal Short Black 1 pair | VenoTrain Compression Stockings are designed to help women or men with 20â€“30 mmHg compression. These compression stockings, made of nylon and LycraÂ® micro fibers (65% Polyamide, 35% Elasthane), help relieve tired, aching legs and help prevent swelling. Active people who experience leg discomfort will benefit from wearing these compression stockings. They also are clinically proven to help with the discomfort of varicose veins, venous stasis, post sclerotherapy and DVT (deep vein thrombosis). These compression stockings help energize legs during extended sitting or standing or while traveling. | compression-stocking-micro-knee-high-20-30mmhg-small-normal-short-black-1-pair--d7a.jpg
SKU: BUFD21880011700224 | Bauerfeind Compression Stocking Micro Knee-High 20-30mmHg XLarge Normal Short Black 1 pair | VenoTrain Compression Stockings are designed to help women or men with 20â€“30 mmHg compression. These compression stockings, made of nylon and LycraÂ® micro fibers (65% Polyamide, 35% Elasthane), help relieve tired, aching legs and help prevent swelling. Active people who experience leg discomfort will benefit from wearing these compression stockings. They also are clinically proven to help with the discomfort of varicose veins, venous stasis, post sclerotherapy and DVT (deep vein thrombosis). These compression stockings help energize legs during extended sitting or standing or while traveling. | compression-stocking-micro-knee-high-20-30mmhg-xlarge-normal-short-black-1-pair--928.jpg
SKU: BUFD21880011700322 | Bauerfeind Compression Stocking Micro Knee-High 20-30mmHg Medium Plus Short Black 1 pair | VenoTrain Compression Stockings are designed to help women or men with 20â€“30 mmHg compression. These compression stockings, made of nylon and LycraÂ® micro fibers (65% Polyamide, 35% Elasthane), help relieve tired, aching legs and help prevent swelling. Active people who experience leg discomfort will benefit from wearing these compression stockings. They also are clinically proven to help with the discomfort of varicose veins, venous stasis, post sclerotherapy and DVT (deep vein thrombosis). These compression stockings help energize legs during extended sitting or standing or while traveling. | compression-stocking-micro-knee-high-20-30mmhg-medium-plus-short-black-1-pair--7d0.jpg
SKU: ITHT98125 | Integrated Healing Technologies Compress Dressing Absorbent 7 x 9 cm | Compress Dressing, Absorbent, 7 x 9 cm, 40/bx | compress-dressing-absorbent-7-x-9-cm-798.jpg
SKU: RLIMZTSC02 | ReliaMed Soft Cloth Surgical Tape 2" X 10 yds. | ReliaMed 2" X 10 yds. Soft Cloth Surgical Tape. Perforated every 2 inches for easy tearing. Soft, nonwoven polyester offers excellent adhesion for securing wound dressings, tubing and catheters. Conformable tape is easy to apply and remove. Gentle to the skin to reduce risk of irritation. | soft-cloth-surgical-tape-2-x-10-yds-5cc.jpg
SKU: BDSPNPP101 | Body Sport Reliamed Protective Barrier Wipes | Protects skin from dressing tape and damage caused by frequent removal of wafers and other adhesives. | reliamed-protective-barrier-wipes-5f8.gif
SKU: RLIMZG341RS | ReliaMed Bandage Roll 3" x 4.1 yds., Sterile | ReliaMed Bandage Roll. Can be used as a primary or secondary dressing. Excellent absorbency; ideal for bandaging difficult to dress wounds such as burns. Sterile 3" X 4.1 Yds., 6-Ply, Each | bandage-roll-3-x-41-yds-sterile-660.jpg
SKU: RLIMZG4541S | ReliaMed Bandage Rolls 4 1/2" x 4 | ReliaMed Bandage Rolls. Ideal as primary or secondary dressing. Excellent absorbency for bandaging difficult-to-dress wounds such as burns. Sterile, 4-1/2" x 4.1 yds. 6-Ply, Each | bandage-rolls-4-1-2-x-4-535.jpg
SKU: RLIMZG4541SC | ReliaMed Bandage Rolls 4-1/2" x 4.1 yds., 6-Ply, Sterile | ReliaMed Bandage Rolls. Ideal as primary or secondary dressing. Excellent absorbency for bandaging difficult-to-dress wounds such as burns. Sterile, 4-1/2" x 4.1 yds. 6-Ply, Case of 100. | bandage-rolls-4-1-2-x-41-yds-6-ply-sterile-95f.jpg
SKU: RLIMZG241S | ReliaMed Conforming Sterile Bandage. Sterile, 2" x 4 yds. | ReliaMed Conforming Sterile Bandage. Hold securely to any body shape or contour; allows for movement and some tissue swelling. Stays in place with minimal taping. sterile, 2" x 4 yds., 12/Box | conforming-sterile-bandage-sterile-2-x-4-yds-666.jpg
SKU: RLIMZG341S | ReliaMed Synthetic Conforming Bandage 3" x 75", Sterile | ReliaMed Synthetic Conforming Bandage. Ideal for securing IV's, splints or dressings. holds securely to any body shape or contour; allows for movement and some tissue swelling. stays in place with minimal taping. Sterile. 3" x 4.1 yds., stretched. 12/Box | synthetic-conforming-bandage-3-x-75-sterile-90f.jpg
SKU: CAH55CCB4S | Cardinal Health Synthetic Conforming Bandage 4" x 75" | Ideal for securing IV's, splints or dressings. holds securely to any body shape or contour; allows for movement and some tissue swelling. | synthetic-conforming-bandage-4-x-75--735.jpg
SKU: RLIMZG645S | ReliaMed Conforming Bandage 6" x 75", Sterilex | ReliaMed Conforming Bandage. Ideal for securing IV's, splints or dressings. Holds securely to any body shape or contour; allows for movement and some tissue swelling. Stays in place with minimal taping. Sterile, 6"x 4.5 yds., 6/Box | conforming-bandage-6-x-75-sterilex-0a5.jpg
SKU: RLIMZG50P | ReliaMed Plain Packing Strip 1/2" x 5 yds., Latex-Free | Can be used dry to absorb drainage in exuding wounds, or soaked with a medication of choice. Secondary dressing is required to hold strips in place and protect wounds from outside contaminants. latex-free. Each bottle has a special patent-pending strip. | plain-packing-strip-1-2-x-5-yds-latex-free-12a.jpg
SKU: RLIMZG25I | ReliaMed ReliaMed Iodoform Packing Strip 1/4" x 5 yds | ReliaMed Iodoform Packing Strip 1/4" x 5 yds., Sterile, Latex-free | reliamed-iodoform-packing-strip-1-4-x-5-yds-e1f.jpg
SKU: RLIMZG50I | ReliaMed Iodoform Packing Strip 1/2" x 5 yds. | ReliaMed Iodoform Packing Strip 1/2" x 5 yds., Sterile, Latex-free | iodoform-packing-strip-1-2-x-5-yds-b4a.jpg
SKU: RLIMZG100I | ReliaMed Iodoform Packing Strip 1" x 5 yds. | ReliaMed Iodoform Packing Strip 1" x 5 yds., Sterile, Latex-free | iodoform-packing-strip-1-x-5-yds-f3e.jpg
SKU: RLIMZG200I | ReliaMed Iodoform Packing Strip 2" x 5 yds. | ReliaMed Iodoform Packing Strip 2" x 5 yds., Sterile, Latex-free | iodoform-packing-strip-2-x-5-yds-5fd.jpg
SKU: RLIMZG59NS | ReliaMed Abdominal Pad, Sealed-End, 5" x 9", Non-Sterile | ReliaMed Abdominal Pad. Soft, nonwoven layer for patient comfort, with absorbent fluff filler. Sealed end. Non-sterile. 5" x 9". 576/case | abdominal-pad-sealed-end-5-x-9-non-sterile-2d7.jpg
SKU: RLIMZG810NS | ReliaMed Abdominal Pad, Sealed-End, 8" x 10", Non-Sterile | ReliaMed Abdominal Pad. Soft, nonwoven layer for patient comfort, with absorbent fluff filler. Sealed End. Non-sterile, 8" x 10", Each | abdominal-pad-sealed-end-8-x-10-non-sterile-7b7.jpg
SKU: RLIMZTCL05A | ReliaMed 1/2" x 10 yds. Cloth Surgical Tape | ReliaMed 1/2" x 10 yds. silk cloth tape. White, hypoallergenic tape is perfect for securing dressings, catheters and tubing, and for repeated applications where preservation of sensitive or at-risk skin is essential. Gentle to skin with moderate stretch to accommodate swelling and movement. Water resistant, latex- free. | 1-2-x-10-yds-cloth-surgical-tape-b14.jpg
SKU: RLIMZTCL02A | ReliaMed 2" x 10 yds. Cloth Surgical Tape | ReliaMed 2" x 10 yds. silk cloth tape. White, hypoallergenic tape is perfect for securing dressings, catheters and tubing, and for repeated applications where preservation of sensitive or at-risk skin is essential. Gentle to skin with moderate stretch to accommodate swelling and movement. Water resistant, latex- free. | 2-x-10-yds-cloth-surgical-tape-709.jpg
SKU: RLIMZTCL03A | ReliaMed Cloth Surgical Tape 3" x 10 yds. | ReliaMed 3" x 10 yds. silk cloth tape. | cloth-surgical-tape-3-x-10-yds-7a7.jpg
SKU: RLIMZTPL05A | ReliaMed 1/2" X 10 yds.Clear Surgical Tape | ReliaMed 1/2" X 10 yds. Tape, Clear Plastic. Hypoallergenic, porous, transparent and water resistant. Ideal for securing catheters and tubing, or anchoring bulky dressings. easy to handle; adheres well to both tubing and skin. Latex-free. | 1-2-x-10-ydsclear-surgical-tape-e65.jpg
SKU: RLIMZTPL01A | ReliaMed Clear Surgical Tape | Reliamed's line of Clear Surgical Tape is hypoallergenic, porous, transparent and water resistant. Ideal for securing catheters and tubing, or anchoring bulky dressings. Easy to handle; the tape adheres well to both tubing and skin and is completely latex-free. | clear-surgical-tape-1c2.png
SKU: RLIMZTPL02A | ReliaMed 2" X 10 yds. Clear Surgical Tape | ReliaMed 2" X 10 yds. Tape, Clear Plastic. Hypoallergenic, porous, transparent and water resistant. Ideal for securing catheters and tubing, or anchoring bulky dressings. Easy to handle; adheres to both tubing and skin. Latex-free. | 2-x-10-yds-clear-surgical-tape-c3f.jpg
SKU: RLIMZTPL03A | ReliaMed 3" X 10 yds. Clear Surgical Tape | ReliaMed 3" X 10 yds. Tape, Clear Plastic. Hypoallergenic, porous, transparent and water resistant. Ideal for securing catheters and tubing, or anchoring bulky dressings. easy to handle; adheres well to both tubing and skin. Latex-free. | 3-x-10-yds-clear-surgical-tape-0b0.jpg
SKU: RLIMZTSC01 | ReliaMed 1" X 10 yds. Soft Cloth Surgical Tape | ReliaMed 1" X 10 yds. Soft Cloth Surgical Tape. Perforated every 2 inches for easy tearing. Soft, nonwoven polyester offers excellent adhesion for securing wound dressings, tubing and catheters. Conformable tape is easy to apply and remove. Gentle to the skin to reduce risk of irritation. Perforated every 2 inches for easy tearing. Water resistant. | 1-x-10-yds-soft-cloth-surgical-tape-dc6.jpg
SKU: RLIMZTSC03 | ReliaMed Soft Cloth Surgical Tape 3" X 10 yards | ReliaMed 3" X 10 yds. Soft Cloth Surgical Tape. | soft-cloth-surgical-tape-3-x-10-yards-bf5.jpg
SKU: RLIMZTSC04 | ReliaMed 4" X 10 yds. Soft Cloth Surgical Tape | ReliaMed 4" X 10 yds. Soft Cloth Surgical Tape. Perforated every 2 inches for easy tearing. Soft, nonwoven polyester offers excellent adhesion for securing wound dressings, tubing and catheters. conformable tape is easy to apply and remove. Gentle to the skin to reduce risk of irritation. Perforated every 2 inches for easy tearing. Water resistant. | 4-x-10-yds-soft-cloth-surgical-tape-58c.jpg
SKU: RLIMZTSC06 | ReliaMed 6" X 10 yds. Soft Cloth Surgical Tape | ReliaMed 6" X 10 yds. Soft Cloth Surgical Tape. Perforated every 2 inches for easy tearing. Soft, nonwoven polyester offers excellent adhesion for securing wound dressings, tubing and catheters. conformable tape is easy to apply and remove. Gentle to the skin to reduce risk of irritation. Perforated every 2 inches for easy tearing. Water resistant. | 6-x-10-yds-soft-cloth-surgical-tape-f85.jpg
SKU: RLIMZTSC08 | ReliaMed 8" X 10 yds. Soft Cloth Surgical Tape | ReliaMed 8" X 10 yds. Soft Cloth Surgical Tape. Perforated every 2 inches for easy tearing. Soft, nonwoven polyester offers excellent adhesion for securing wound dressings, tubing and catheters. conformable tape is easy to apply and remove. gentle to the skin to reduce risk of irritation. Perforated every 2 inches for easy tearing. Water resistant. | 8-x-10-yds-soft-cloth-surgical-tape-b8c.jpg
SKU: RLIMZTCL01A | ReliaMed Cloth Surgical Tape 1" x 10 Yards | White, hypoallergenic tape is perfect for securing dressings, catheters and tubing, and for repeated applications where preservation of sensitive or at-risk skin is essential | cloth-surgical-tape-1-x-10-yards-bc0.jpg
SKU: RLIMZDHC22B | ReliaMed Hydrocolloid Dressing with Beveled Edge, Sterile, 2" x 2" | ReliaMed Hydrocolloid Dressing with Beveled Edge. State-of-the-art hydrocolloid formulation effectively absorbs wound exudate; resulting in cleaner, less painful and easier-to-care-for wounds. Uniquely smooth, low-friction film backing reduces shear forces that can contribute to skin tearing. Beveled edges to minimize edge lift. Made in the USA. Sterile, 2" x 2", 20/Box | hydrocolloid-dressing-with-beveled-edge-sterile-2-x-2-fc7.jpg
SKU: RLIMZSCA48 | ReliaMed Silver Alginate/CMC Dressings 4" x 8" Pads Sterile | ReliaMed Silver Alginate/CMC Dressings, 4" x 8" Pads. | silver-alginate-cmc-dressings-4-x-8-pads-sterile-306.jpg
SKU: RLIMZDTF68 | ReliaMed Transparent Thin Film Adhesive Dressing 6" x 8" Sterile | ReliaMed Transparent Thin Film Adhesive Dressing, Provides an occlusive barrier to moisture and bacteria. | transparent-thin-film-adhesive-dressing-6-x-8-sterile-a6f.jpg
SKU: RLIMZGIX59 | ReliaMed Medicated Petroleum Gauze 5" X 9", Sterile | ReliaMed Medicated Petroleum Gauze. Similar to petrolatum impregnated gauze with 3% bismuth tribromophenate. Ideal for situations requiring mild medication or deodorizing. | medicated-petroleum-gauze-5-x-9-sterile-225.jpg
SKU: RLIMZGOE33 | ReliaMed Oil Emulsion Dressing 3" x 3" | ReliaMed Oil Emulsion Dressing. | oil-emulsion-dressing-3-x-3-e5e.jpg
SKU: RLIMZRWC8 | ReliaMed Wound Cleanser 8 oz. Spray Bottle | ReliaMed Wound Cleanser. Nontoxic, ph-balanced, nonirritating wound cleanser gently removes debris and dressing residue from the wound bed. Does not require scrubbing or rinsing. Ideal for all types of wounds, including stage I-IV pressure ulcers, stasis ulcers, diabetic ulcers and first and second degree wounds. 8 oz. spray bottle. Non-Sterile, Each | wound-cleanser-8-oz-spray-bottle-24b.jpg
SKU: CMP806 | Complete Medical Adhesive Silicone Gel Scar Sheets 2.5" x 3" | Complete Medical's line of Adhesive Silicone Gel Scar Sheets help to improve the appearance of problem scars. The pads are soft, pliable, and comfortable, as well as trimmable, washable, and reusable. The self-adhesive silicone sheets smooth soften and improve the texture color and thickness of scars and help relieve itching and pain. Washable and reusable for repeated applications, the cost effective, durable, and easy to use pads are a very popular product. | adhesive-silicone-gel-scar-sheets-25-x-3-a46.jpg
SKU: RLIMZG25P | ReliaMed Plain Packing Strip 1/4" x 5 yds., Sterile and Latex Free | Can be used dry to absorb drainage in exuding wounds, or soaked with a medication of choice. secondary dressing is required to hold strips in place and protect wounds from outside contaminants. latex-free. each bottle has a special patent-pending strip | plain-packing-strip-1-4-x-5-yds-sterile-and-latex-free-181.jpg
SKU: RLIMZGC66 | ReliaMed Composite Dressing, 6" x 6", Pad 4" x 4", Sterile | ReliaMed Composite Dressing. Individually sealed. 100% cotton, nonadherent island pad absorbs exudate for a cleaner wound bed. Nonwoven, adhesive cover has rounded edges to prevent detachment. Waterproof top film layer prevents fluid from passing through the dressing, but is breathable to allow for moisture vapor transmission. 6" x 6", Pad 4" x 4", Sterile, 25/Box | composite-dressing-6-x-6-pad-4-x-4-sterile-86e.jpg
SKU: RLIMZGC44 | ReliaMed Composite Dressing, 4" x 4", Pad 2" X 2", Sterile | ReliaMed Composite Dressing. Individually sealed. 100% cotton, nonadherent island pad absorbs exudate for a cleaner wound bed. Nonwoven, adhesive cover has rounded edges to prevent detachment. Waterproof top film layer prevents fluid from passing through the dressing, but is breathable to allow for moisture vapor transmission. 4" x 4", Pad 2" x 2", Sterile, 25/Box | composite-dressing-4-x-4-pad-2-x-2-sterile-319.jpg
SKU: RLIMZGFB44 | ReliaMed Composite Thin Film Dressing, 4" x 4" with 2" x 2" Pad, Sterile | ReliaMed Composite Thin Film Dressing. Sterile, individually sealed. 100% cotton, nonadherent island pad absorbs exudate for a cleaner wound bed. Waterproof top film layer prevents fluid from passing through the dressing, but is breathable to allow for moisture vapor transmission. 4" x 4", 2" x 2" Pad, Sterile, 25/Box | composite-thin-film-dressing-4-x-4-with-2-x-2-pad-sterile--d46.jpg
SKU: RLIMZG341RNS | ReliaMed Bandage Roll 3" x 4.1 yds., Non-Sterile | ReliaMed Bandage Roll. Can be used as a primary or secondary dressing. Excellent absorbency; ideal for bandaging difficult to dress wounds such as burns. Non-sterile 3" X 4.1 Yds., 6-Ply, Each | bandage-roll-3-x-41-yds-non-sterile-a4c.jpg
SKU: RLIMZG4541NS | ReliaMed Bandage Rolls 4-1/2" x 4.1 yds., 6-Ply, Non-Sterile | ReliaMed Bandage Rolls. Hold securely to any body shape or contour; allows for movement and some tissue swelling. Stay in place with minimal taping. Non-sterile, 6-ply, 4-1/2" x 4.1 yds., Each | bandage-rolls-4-1-2-x-41-yds-6-ply-non-sterile-b68.jpg
SKU: RLIMZG241NS | ReliaMed Conforming Non-Sterile Bandage. Non-sterile, 2" x 4 yds | ReliaMed Conforming Non-Sterile Bandage. Holds securely to any body shape or contour; allows for movement and some tissue swelling. Stays in place with minimal taping. Non-sterile, 2" x 4 yds., 12/Box | conforming-non-sterile-bandage-non-sterile-2-x-4-yds-1ab.jpg
SKU: RLIMZG341NS | ReliaMed Synthetic Conforming Bandage, 3" x 4.1 yds., Non-Sterile | ReliaMed Synthetic Conforming Bandage. Ideal for securing IV's, splints or dressings. Holds securely to any body shape or contour; allows for movement and some tissue swelling. Stays in place with minimal taping. Non-sterile, 3" x 4.1 yds., 12/Box | synthetic-conforming-bandage-3-x-41-yds-non-sterile-2f6.jpg
SKU: RLIMZG4412NS | ReliaMed Gauze Dressing/Sponge, Non-sterile, 4" x 4", 12 Ply | ReliaMed Gauze 4x4" (2's) 12 ply non sterile dressing sponge, 200/Bag | gauze-dressing-sponge-non-sterile-4-x-4-12-ply-279.jpg
SKU: RLIMZTDR02 | ReliaMed 4" X 10 yds. Soft Cloth Surgical Tape | ReliaMed Self-Adhesive Dressing Retention Sheets 2" x 11 yds. Comfortable, highly conformable, nonwoven, water-resistant dressing retention tape stretches for easy application and patient comfort. Secures dressings, tubes, cannulas, drainage devices and instruments. Air- and moisture vapor-permeable. Paper liner. | 4-x-10-yds-soft-cloth-surgical-tape-99d.jpg
SKU: RLIMZTDR04 | ReliaMed Self-Adhesive Dressing Retention Sheets 4" x 11 yds. | ReliaMed Self-Adhesive Dressing Retention Sheets 4" x 11 yds. Comfortable, highly conformable, nonwoven, water-resistant dressing retention tape stretches for easy application and patient comfort. Secures dressings, tubes, cannulas, drainage devices and instruments. air- and moisture vapor-permeable. Paper liner. | self-adhesive-dressing-retention-sheets-4-x-11-yds-09c.jpg
SKU: RLIMZTDR06 | ReliaMed Adhesive Dressing Retention Sheets 6" x 11 yds. | ReliaMed Self-Adhesive Dressing Retention Sheets 6" x 11 yds. Comfortable, highly conformable, nonwoven, water-resistant dressing retention tape stretches for easy application and patient comfort. secures dressings, tubes, cannulas, drainage devices and instruments. air- and moisture vapor-permeable. Paper liner. | adhesive-dressing-retention-sheets-6-x-11-yds-813.jpg
SKU: HRTMEV409408 | Hartmann USA PermaFoamÂ® Comfort Adhesive Standard Island Foam Dressing 4-1/2" x 4-1/2" Square, Sterile, Latex-free, High Vapor Permeable | Hartmann PermaFoamÂ® Comfort Adhesive Island Foam Dressing combines a high moisture vapor transmission rate (MVTR) and an excellent absorption capacity to produce a dressing unsurpassed in fluid handling. The outer, waterproof membrane protects the wound from contaminants and bacteria. This is a drainage dressing that has a unique, foam structure to wick away fluid from the wound bed. | permafoamreg-comfort-adhesive-standard-island-foam-dressing-4-1-2-x-4-1-2-square-sterile-latex-free-high-vapor-permeable-1f5.jpg
SKU: RLIMZDF44 | ReliaMed Foam Dressing with Film Backing, Sterile, 4" x 4" | ReliaMed Foam Dressing with Film Backing. Highly absorbent and conformable hydrocellular foam dressings are ideal for moderately to heavily exuding wounds. Extra-soft, small pore foam minimizes lateral wicking of wound exudate. Nonadherent. Sterile, 4" x 4", 10/Box | foam-dressing-with-film-backing-sterile-4-x-4-0f4.jpg
SKU: RLIMZDF55B | ReliaMed Foam Island Dressing with Adhesive Border, Sterile, 5" x 5", | ReliaMed Foam Island Dressing with Adhesive Border. Highly absorbent and conformable hydrocellular foam dressings are ideal for moderately to heavily exuding wounds. Extra-soft, small pore foam minimizes lateral wicking of wound exudate. Adhesive border included for ease of application. Sterile, 5" x 5", 10/Box | foam-island-dressing-with-adhesive-border-sterile-5-x-5-cf4.jpg
SKU: RLIMZDF66B | ReliaMed Foam Dressing with Adhesive Border and Film Backing 6" x 6" | Foam Dressing with Adhesive Border and Film Backing 6" x 6" , Sterile, Latex-Free, Non-Adherent, Finished selvage edges | foam-dressing-with-adhesive-border-and-film-backing-6-x-6-4f3.jpg
SKU: RLIMZDF66 | ReliaMed Foam Dressing with Film Backing, Sterile, 6" x 6" | ReliaMed Foam Dressing with Film Backing. Highly absorbent and conformable hydrocellular foam dressings are ideal for moderately to heavily exuding wounds. Extra-soft, small pore foam minimizes lateral wicking of wound exudate. Nonadherent. Sterile, 6" x 6", 10/Box | foam-dressing-with-film-backing-sterile-6-x-6-3cb.jpg
SKU: RLIMZDF45H | ReliaMed Foam Heel Dressing, Sterile, 5.3" x 4.1" x .63" | ReliaMed Foam Heel Dressing. Foam heel design fits snugly around the heel to provide cushioning and wound exudate absorption. Can be secured with a conforming bandage or tape. Sterile, 5-2/7" x 4-1/10" x 5/8", 5/Box | foam-heel-dressing-sterile-53-x-41-x-63-346.jpg
SKU: HRTMEV685815 | Hartmann USA HydroTac Border Foam Dressing 5" x 5" | HydroTac Border Foam Dressing 5" x 5" (pad 4" x 4") Sterile, Latex Free. | hydrotac-border-foam-dressing-5-x-5-5b3.jpg
SKU: HRTMEV685817 | Hartmann USA HydroTac Border Foam Dressing 6" x 6" | HydroTac Border Foam Dressing 6" x 6" (pad 4.5" x 4.5") Sterile, Latex Free. | hydrotac-border-foam-dressing-6-x-6-0a9.jpg
SKU: HRTMEV685821 | Hartmann USA HydroTac Border Foam Dressing, 6" x 8" | HydroTac Border Foam Dressing, 6" x 8" (pad 4.5" x 6.5") Sterile, Latex Free. | hydrotac-border-foam-dressing-6-x-8-228.jpg
SKU: HRTMEV49200000 | Hartmann USA Calcium Alginate Dressing 2" x 2" Square, Latex-free, Sterile, Individually sealed | Hartmann SorbalgonÂ® Calcium Alginate Dressing is a soft, highly absorbent dressing that quickly forms a hydrophilic gel to protect and cover the wound bed. Water evaporates from the gel, helping to keep wounds clean. Holds its form even when wet for easy removal and dressing changes. | calcium-alginate-dressing-2-x-2-square-latex-free-sterile-individually-sealed-a27.jpg
SKU: RLIMZCA22 | ReliaMed Alginate/CMC Dressings, 2" x 2" Pads, Sterile | ReliaMed Alginate/CMC Dressings, 2" x 2" Pads. Soft and comfortable to wear. Highly absorbent; fluid wicks vertically into the dressing, minimizing the possibility of periwound skin maceration. Longer wearing times allow patients to resume their normal activities. Blend of calcium alginate and CMC (carboxymethyl cellulose) provides excellent gelling and wet strength for one-piece nontraumatic removal. Sterile, 10/box | alginate-cmc-dressings-2-x-2-pads-sterile-8d2.jpg
SKU: RLIMZCA44 | ReliaMed Alginate/CMC Dressings, 4" x 4" Pads, Sterile | ReliaMed Alginate/CMC Dressings, 4" x 4" Pads. Soft and comfortable to wear. Highly absorbent; fluid wicks vertically into the dressing, minimizing the possibility of periwound skin maceration. Longer wearing times allow patients to resume their normal activities. Blend of calcium alginate and CMC (carboxymethyl cellulose) provides excellent gelling and wet strength for one-piece nontraumatic removal. Sterile, 10/Box | alginate-cmc-dressings-4-x-4-pads-sterile-5e4.jpg
SKU: RLIMZCA66 | ReliaMed Alginate/CMC Dressings, 6" x 6" Pads, Sterile | ReliaMed Alginate/CMC Dressings, 6" x 6" Pads. Soft and comfortable to wear. Highly absorbent; fluid wicks vertically into the dressing, minimizing the possibility of periwound skin maceration. Longer wearing times allow patients to resume their normal activities. Blend of calcium alginate and CMC (carboxymethyl cellulose) provides excellent gelling and wet strength for one-piece nontraumatic removal. Sterile, 6" x 6", 5/Box | alginate-cmc-dressings-6-x-6-pads-sterile-9c7.jpg
SKU: RLIMZCA18R | ReliaMed Alginate/CMC Dressings, 18" Ropes, Sterile | ReliaMed Alginate/CMC Dressings, 18" Ropes. Soft and comfortable to wear. Highly absorbent; fluid wicks vertically into the dressing, minimizing the possibility of periwound skin maceration. Longer wearing times allow patients to resume their normal activities. Blend of calcium alginate and CMC (carboxymethyl cellulose) provides excellent gelling and wet strength for one-piece nontraumatic removal. Sterile, 10/Box. | alginate-cmc-dressings-18-ropes-sterile-134.jpg
SKU: RLIMZCA12R | ReliaMed Alginate/CMC Dressings, 12" Ropes, Sterile | ReliaMed Alginate/CMC Dressings, 12" Ropes. Soft and comfortable to wear. Highly absorbent; fluid wicks vertically into the dressing, minimizing the possibility of periwound skin maceration. Longer wearing times allow patients to resume their normal activities. Blend of calcium alginate and CMC (carboxymethyl cellulose) provides excellent gelling and wet strength for one-piece nontraumatic removal. Sterile, 5 / Box | alginate-cmc-dressings-12-ropes-sterile-fa1.jpg
SKU: HRTMEV49230000 | Hartmann USA Calcium Alginate Dressing 4" x 8", Latex-free | Hartmann SorbalgonÂ® Calcium Alginate Dressing is a soft, highly absorbent dressing that quickly forms a hydrophilic gel to protect and cover the wound bed. Water evaporates from the gel, helping to keep wounds clean. Holds its form even when wet for easy removal and dressing changes. | calcium-alginate-dressing-4-x-8-latex-free-2b9.jpg
SKU: RLIMZSCA22 | ReliaMed Silver Alginate/CMC Dressings, 2" x 2" Pads, Sterile | ReliaMed Silver Alginate/CMC Dressings, 2" x 2" Pads. Controlled silver ion release provides a broad spectrum of antimicrobial protection for up to fourteen days. Absorbency and wet strength are key performance indicators. Blend of calcium alginate and carboxymethyl cellulose (CMC) provides excellent gelling and wet strength for one-piece, nontraumatic removal. Sterile, 2" x 2", 10/Box | silver-alginate-cmc-dressings-2-x-2-pads-sterile--675.jpg
SKU: RLIMZSCA66 | ReliaMed Silver Alginate/CMC Dressings,, 6" x 6" Pads, Sterile | ReliaMed Silver Alginate/CMC Dressings,, 6" x 6" Pads. Controlled silver ion release provides a broad spectrum of antimicrobial protection for up to fourteen days. Absorbency and wet strength are key performance indicators. Blend of calcium alginate and carboxymethyl cellulose (CMC) provides excellent gelling and wet strength for one-piece, nontraumatic removal. Sterile, 6" x 6", 5/Box | silver-alginate-cmc-dressings-6-x-6-pads-sterile-5ad.jpg
SKU: RLIMZSCA18R | ReliaMed Silver Alginate/CMC Dressings, 18" Ribbons, Sterile | ReliaMed Silver Alginate/CMC Dressings, 18" Ribbons. Controlled silver ion release provides a broad spectrum of antimicrobial protection for up to fourteen days. Absorbency and wet strength are key performance indicators. Blend of calcium alginate and carboxymethyl cellulose (CMC) provides excellent gelling and wet strength for one-piece, nontraumatic removal. Sterile, 18", 10/Box | silver-alginate-cmc-dressings-18-ribbons-sterile-abe.jpg
SKU: RLIMZDHC44T | ReliaMed Hydrocolloid Thin Wound Dressing, Sterile, 4" x 4" | ReliaMed Hydrocolloid Thin Wound Dressing. State-of-the-art hydrocolloid formulation effectively absorbs wound exudate; resulting in cleaner, less painful and easier-to-care-for wounds. Uniquely smooth, low-friction film backing reduces shear forces that can contribute to skin tearing. Made in the USA. Sterile, 4" x 4", 10/Box | hydrocolloid-thin-wound-dressing-sterile-4-x-4-8ac.jpg
SKU: DMSDE85366 | Derma Sciences Thin Hydrocolloid Dressing 6" x 6" Square, Sterile, Transparent | Derma PrimacolÂ® Thin Hydrocolloid Dressings are thin and transparent and designed to facilitate wound inspection. They mix with wound exudates to form a soft mass that allows for easy removal and protects the wound from outside contamination, bacteria, fecal matter and urine. A moist wound environment is created, conducive to wound healing. | thin-hydrocolloid-dressing-6-x-6-square-sterile-transparent-240.jpg
SKU: RLIMZDHC66B | ReliaMed Hydrocolloid Dressing with Beveled Edge, Sterile, 6" x 6" | ReliaMed Hydrocolloid Dressing with Beveled Edge. State-of-the-art hydrocolloid formulation effectively absorbs wound exudate; resulting in cleaner, less painful and easier-to-care-for wounds. Uniquely smooth, low-friction film backing reduces shear forces that can contribute to skin tearing. Beveled edges to minimize edge lift. Made in the USA. Sterile, 6" x 6", 5/Box | hydrocolloid-dressing-with-beveled-edge-sterile-6-x-6-00d.jpg
SKU: RLIMZDHC67SB | ReliaMed Hydrocolloid Dressing with Beveled Edge 6" x 7", Sacral | ReliaMed Hydrocolloid Dressing with Beveled Edge. State-of-the-art hydrocolloid formulation effectively absorbs wound exudate; resulting in cleaner, less painful and easier-to-care-for wounds. Uniquely smooth, low-friction film backing reduces shear forces that can contribute to skin tearing. Beveled edges to minimize edge lift. Made in the USA. Sterile, Sacral design, 6" x 7", 5/Box | hydrocolloid-dressing-with-beveled-edge-6-x-7-sacral-205.jpg
SKU: RLIMZDHC88B | ReliaMed Hydrocolloid Dressing with Film Back and Beveled Edge, Sterile, 8" x 8" | ReliaMed Hydrocolloid Dressing with Film Back and Beveled Edge. State-of-the-art hydrocolloid formulation effectively absorbs wound exudate; resulting in cleaner, less painful and easier-to-care-for wounds. Uniquely smooth, low-friction film backing reduces shear forces that can contribute to skin tearing. Beveled edges to minimize edge lift. Made in the USA. Sterile, 8" x 8", 5/Box | hydrocolloid-dressing-with-film-back-and-beveled-edge-sterile-8-x-8-a5d.jpg
SKU: RLIMZDHC66F | ReliaMed Hydrocolloid Dressing with Foam Back, Sterile, 6" x 6" | ReliaMed Hydrocolloid Dressing with Foam Back. State-of-the-art hydrocolloid formulation effectively absorbs wound exudate; resulting in cleaner, less painful and easier-to-care-for wounds. Foam backing provides cushioning. Made in the USA. Sterile, 6" x 6", 5/Box | hydrocolloid-dressing-with-foam-back-sterile-6-x-6-712.jpg
SKU: RLIMZDHC88F | ReliaMed Hydrocolloid Dressing with Foam Back, Sterile 8" x 8" | ReliaMed Hydrocolloid Dressing with Foam Back. State-of-the-art hydrocolloid formulation effectively absorbs wound exudate; resulting in cleaner, less painful and easier-to-care-for wounds. Foam backing provides cushioning. Made in the USA. Sterile, 8" x 8", 5/Box | hydrocolloid-dressing-with-foam-back-sterile-8-x-8-57a.jpg
SKU: RLIMZDTFOV4434 | ReliaMed Transparent Thin Film I.V. Site Dressing, Oval Shape, Sterile 4" x 4-3/4" | ReliaMed Transparent Thin Film I.V. Site Dressing, Oval Shape, Provides an occlusive barrier to moisture and bacteria. Design allows for easy, one-handed application. Features a high moisture vapor transmission rate and a smooth finish to reduce shear friction to surrounding skin. Ideal for IV catheterization fixation or for use as a secondary wound dressing. Sterile, Oval Shape, 4" x 4-3/4", 50/Box | transparent-thin-film-iv-site-dressing-oval-shape-sterile-4-x-4-3-4-fcf.jpg
SKU: RLIMZDTF4434 | ReliaMed Transparent Thin Film I.V. Site Dressing, Sterile, 4" x 4-3/4" | ReliaMed Transparent Thin Film I.V. Site Dressing, Provides an occlusive barrier to moisture and bacteria. Design allows for easy, one-handed application. Features a high moisture vapor transmission rate and a smooth finish to reduce shear friction to surrounding skin. Ideal for IV catheterization fixation or for use as a secondary wound dressing. Sterile, 4" x 4-3/4", 50/Box | transparent-thin-film-iv-site-dressing-sterile-4-x-4-3-4-dd8.jpg
SKU: RLIMZDTF410 | ReliaMed Transparent Thin Film Adhesive Dressing, Sterile, 4" x 10" | ReliaMed Transparent Thin Film Adhesive Dressing. Provides an occlusive barrier to moisture and bacteria. Features a high moisture vapor transmission rate and a smooth finish to reduce shear friction to surrounding skin. Ideal for use as a secondary wound dressing. Sterile, 4" x 10", 30/Box | transparent-thin-film-adhesive-dressing-sterile-4-x-10-373.jpg
SKU: RLIMZDTF812 | ReliaMed Transparent Thin Film Adhesive Dressing, Sterile, 8" x 12" | ReliaMed Transparent Thin Film Adhesive Dressing, Provides an occlusive barrier to moisture and bacteria. Features a high moisture vapor transmission rate and a smooth finish to reduce shear friction to surrounding skin. Beveled edge minimizes edge lift. Ideal for use as a secondary wound dressing. Sterile, 8" x 12", 10/Box | transparent-thin-film-adhesive-dressing-sterile-8-x-12-7ca.jpg
SKU: RLIMEV49750000 | ReliaMed Collagen Dressing 2" x 2", Sterile, Latex-free | Smith & nephew Colactive collagen dressing is a sterile collagen dressing that contains 90 percent porcine-derived collagen and 10 percent sodium alginate, when applied to the wound bed, ColActive forms a moist wound environment in which fibroblasts and macrophages can easily move and function more efficiently, absorbs more than 30 times its weight in wound drainages, it is Latex-free and sterile absorbent dressing. | collagen-dressing-2-x-2-sterile-latex-free-e61.jpg
SKU: RLIMEV49760000 | ReliaMed Collagen Dressing 4" x 4", Sterile, Latex-free | Hartmann CollasorbÂ® sterile collagen wound dressing is ideal for managing acute and chronic wounds with light to heavy drainage, it improves binding of matrix metalloproteases and creates and maintains a moist wound environment, this dressing promotes optimal healing and extracellular matrix formation and remains in direct contact with wound bed when totally saturated. | collagen-dressing-4-x-4-sterile-latex-free-688.jpg
SKU: RLIMZDHG44 | ReliaMed Non-Adherent Hydrogel Sheet Dressing, Sterile, 4" x 4" | Over 90% water content. Rehydrates dried wound beds. Promotes autolytic debridement. Provides cooling effect for first- and second-degree burns. A secondary dressing or tape is needed to hold the dressing in place. Made in the USA. Sterile, 4" x 4", 10/Box | non-adherent-hydrogel-sheet-dressing-sterile-4-x-4-905.jpg
SKU: RLIMZRHG03 | ReliaMed Hydrogel Dressing 3 oz. Tube, Non-Sterile | ReliaMed Hydrogel Dressing. Aloe vera and glycerin moisturize the wound. Promotes autolytic debridement. Non-toxic. Fragrance free. Made in the USA. 3 oz. tube. Non-Sterile, Each | hydrogel-dressing-3-oz-tube-non-sterile-55e.jpg
SKU: RLIMZGIP318 | ReliaMed Impregnated Non-Adherent Petroleum Gauze 3" x 18" Sterile | ReliaMed Impregnated Non-Adherent Petroleum Gauze. White petrolatum properties minimize trauma to the wound. Ideal for Stages II - IV chronic wounds, tunneling wounds and noninfected wounds. | impregnated-non-adherent-petroleum-gauze-3-x-18-sterile-430.jpg
SKU: RLIMZGIP336 | ReliaMed Impregnated Non-Adherent Petroleum Gauze 3" x 36", Sterile | ReliaMed Impregnated Non-Adherent Petroleum Gauze. White petrolatum properties minimize trauma to the wound. Ideal for Stages II - IV chronic wounds, tunneling wounds and noninfected wounds. Sterile, 3" x 36", Box of 12 | impregnated-non-adherent-petroleum-gauze-3-x-36-sterile-3b7.jpg
SKU: RLIMZGIP636 | ReliaMed Impregnated Non-Adherent Petroleum Gauze 6" x 36", Sterile | ReliaMed Impregnated Non-Adherent Petroleum Gauze. White petrolatum properties minimize trauma to the wound. Ideal for Stages II - IV chronic wounds, tunneling wounds and noninfected wounds. Sterile, 6" x 36", Box of 12 | impregnated-non-adherent-petroleum-gauze-6-x-36-sterile-909.jpg
SKU: RLIMZGIP39 | ReliaMed Impregnated Non Adherent Petroleum Gauze 3" x 9" Sterile | ReliaMed Impregnated Non-Adherent Petroleum Gauze. | impregnated-non-adherent-petroleum-gauze-3-x-9-sterile-394.jpg
SKU: DMSKK71164 | Derma Sciences Impregnated Non-adherent Xeroform Gauze 2" x 2", Latex-free | Xeroform impregnated dressings are similar to our Petrolatum Gauze dressings, with the addition of 3% bismuth tribromophenate. They are the impregnated dressing of choice for when mild medication or deodorizing are required, such as post-operative applications, 1st and 2nd degree burns, and skin grafts. The overwrap version of these dressings provides an additional layer of sterility for use in environments such as operating rooms. Latex Free. | impregnated-non-adherent-xeroform-gauze-2-x-2-latex-free-7bc.jpg
SKU: RLIMZGIX44EA | ReliaMed Medicated Petrolatum Dressing 4" x 4" Sterile | ReliaMed Medicated Petrolatum Dressing. Similar to petrolatum impregnated gauze with 3% bismuth tribromophenate. Ideal for situations requiring mild medication or deodorizing. Sterile, 4" x 4", Each | medicated-petrolatum-dressing-4-x-4-sterile-c9b.jpg
SKU: RLIMZGOE38 | ReliaMed Oil Emulsion Dressing 3" x 8", Sterile | ReliaMed Oil Emulsion Dressing. Knitted cellulose acetate fabric coated with a formulated petrolatum emulsion provides non-adherent packing for wounds. Used for management of skin grafts, surgical sites, abrasions, lacerations and decubitus ulcers. Sterile, 3" x 8", Box of 24 | oil-emulsion-dressing-3-x-8-sterile-4d4.jpg
SKU: RLIMZGUB3 | ReliaMed 3" X 10 yds. Unna Boot Dressing, Non-sterile | ReliaMed 3" X 10 yds. Unna Boot Dressing. Nonhardening zinc oxide paste formulation keeps the bandage flexible, which encourages patient comfort and longer wear time. Finished selvage edges. Packaged in a vacuum-sealed pouch for longer shelf life. Non-sterile, 1/Box | 3-x-10-yds-unna-boot-dressing-non-sterile-063.jpg
SKU: RLIMZGUBC3 | ReliaMed 3" x 10 yds. Unna Boot with Calamine, Non-sterile | ReliaMed 3" x 10 yds. Unna Boot with Calamine. Nonhardening zinc oxide paste formulation keeps the bandage flexible, which encourages patient comfort and longer wear time. Finished selvage edges. Packaged in a vacuum-sealed pouch for longer shelf life. Contains calamine for extra sensitive skin. Non-sterile, 1/Box | 3-x-10-yds-unna-boot-with-calamine-non-sterile-eda.jpg
SKU: RLIMZRWC16 | ReliaMed Wound Cleanser 16 oz. Spray Bottle, Non-Sterile | ReliaMed Wound Cleanser. Nontoxic, ph-balanced, nonirritating wound cleanser gently removes debris and dressing residue from the wound bed. Does not require scrubbing or rinsing. Ideal for all types of wounds, including stage I-IV pressure ulcers, stasis ulcers, diabetic ulcers and first and second degree wounds. 16 oz. spray bottle. Non-Sterile, Each | wound-cleanser-16-oz-spray-bottle-non-sterile-b9d.jpg
SKU: ROSPP3113 | Roscoe Medical Cervical Sleep Pillow with Indentation White | Our fiber-filled Cervical Indentation Sleep Pillow gently supports the head and neck during sleep to help remedy many common ailments, including tension headaches, neck spasms, arthritis, whiplash, post-spinal surgery and snoring. Its unique recessed core provides proper cervical support when sleeping on your back or side which helps improve the bodyâ€™s rejuvenating process that occurs when one sleeps, providing a better feeling when they awake. High resiliency fiber springs back when compressed for exceptional comfort and durability. Blended cotton cover is breathable and soft to the touch. | cervical-sleep-pillow-with-indentation-white-526.jpg
SKU: VALMVM-0251 | Val Med Foam Heel Protector Blue | The Val Med Foam Heel Protectors are designed to be an effective and economical method of pressure reduction for the patientâ€™s heels. | foam-heel-protector-blue-051.jpg
SKU: DMSGL3000 | Derma Sciences Below Knees (BK) Protector, White, 158"L x 3 1/2"W, 12 pr/cs | Knitted tubular sleeves designed to provide mild compression and protect the fragile skin of long-term care residents against everyday scrapes, shearing and bumps. Cotton and lycra construction. Glen-Sleeve's contain a polypropylene fiber that creates a wicking action that removes excess moisture from skin. Durable sewn lockstitch construction with finished hems on both ends. Unique shaped heel (in leg protector). Available in a range of sizes including "petite". Available in white and beige. | below-knees-bk-protector-white-158l-x-3-1-2w-12-pr-cs-233.jpg
SKU: DMSGL1100B | Derma Sciences Hand-Wrist (PHW) Protector, Petite, Beige, 16 1/2"L x 2"W, 12 pr/cs | Knitted tubular sleeves designed to provide mild compression and protect the fragile skin of long-term care residents against everyday scrapes, shearing and bumps. Cotton and lycra construction. Glen-Sleeve's contain a polypropylene fiber that creates a wicking action that removes excess moisture from skin. Durable sewn lockstitch construction with finished hems on both ends. Unique shaped heel (in leg protector). Available in a range of sizes including "petite". Available in white and beige. | hand-wrist-phw-protector-petite-beige-16-1-2l-x-2w-12-pr-cs-855.jpg
SKU: DMSGL1000WP | Derma Sciences Hand-Wrist (HW) Protector, White, Padded arm, 13 1/2"L x 3"W, 12pr/cs | Knitted tubular sleeves designed to provide mild compression and protect the fragile skin of long-term care residents against everyday scrapes, shearing and bumps. Cotton and lycra construction. Glen-Sleeve's contain a polypropylene fiber that creates a wicking action that removes excess moisture from skin. Durable sewn lockstitch construction with finished hems on both ends. Unique shaped heel (in leg protector). Available in a range of sizes including "petite". Available in white and beige. | hand-wrist-hw-protector-white-padded-arm-13-1-2l-x-3w-12pr-cs-202.jpg
SKU: 3PTRP5001-3 | 3 Point Products Toe Loop Narrow 7/8" Retail | The easy-to-apply loop and wrap design of the 3pp Toe Loops makes them the ideal choice to treat Hammertoes, Claw Toes and Overlapping Toes. The soft foam lining cushions and gently grips the toes to relieve pain from calluses or corns and makes it easy to correct toes that turn under or overlap adjacent toes. | toe-loop-narrow-7-8-retail-9fd.jpg
SKU: ABH951-01 | Albahealth Essentialcare Anti Embolism Stockings Knee Short Small Yellow | Alignment indicator and color-coded heel positioner aid proper positioning. Seams face outward to reduce skin irritation. 20 sizes available. Inspection port conveniently located on top of foot. Quick drying and stain resistant. Color coded size identification. Two-way stretch fabric eases application. Two lengths available: knee and thigh. No bind, roll-resistant premium elastic top. | essentialcare-anti-embolism-stockings-knee-short-small-yellow-bb2.jpg
SKU: ABH951-02 | Albahealth Essentialcare Anti Embolism Stockings Knee Short Medium Orange | Alignment indicator and color-coded heel positioner aid proper positioning. Seams face outward to reduce skin irritation. 20 sizes available. Inspection port conveniently located on top of foot. Quick drying and stain resistant. Color coded size identification. Two-way stretch fabric eases application. Two lengths available: knee and thigh. No bind, roll-resistant premium elastic top. | essentialcare-anti-embolism-stockings-knee-short-medium-orange-516.jpg
SKU: ABH951-03 | Albahealth Essentialcare Anti Embolism Stockings Knee Short Large Blue | Alignment indicator and color-coded heel positioner aid proper positioning. | essentialcare-anti-embolism-stockings-knee-short-large-blue-d2f.jpg
SKU: ABH951-04 | Albahealth Essentialcare Anti Embolism Stockings Knee Short Extra Large Green | Alignment indicator and color-coded heel positioner aid proper positioning | essentialcare-anti-embolism-stockings-knee-short-extra-large-green-55d.jpg
SKU: ABH951-05 | Albahealth Essentialcare Anti Embolism Stockings Knee Short 2X Large Grey | Alignment indicator and color-coded heel positioner aid proper positioning. Seams face outward to reduce skin irritation. 20 sizes available. Inspection port conveniently located on top of foot. Quick drying and stain resistant. Color coded size identification. Two-way stretch fabric eases application. Two lengths available: knee and thigh. No bind, roll-resistant premium elastic top. | essentialcare-anti-embolism-stockings-knee-short-2x-large-grey-22a.jpg
SKU: ABH953-05 | Albahealth Essentialcare Anti Embolism Stocking Knee Regular 2X-Large Grey | Alignment indicator and color-coded heel positioner aid proper positioning. Seams face outward to reduce skin irritation. 20 sizes available. Inspection port conveniently located on top of foot. Quick drying and stain resistant. Color coded size identification. Two-way stretch fabric eases application. Two lengths available: knee and thigh. No bind, roll-resistant premium elastic top. | essentialcare-anti-embolism-stocking-knee-regular-2x-large-grey-5f5.jpg
SKU: ABH953-06 | Albahealth Essentialcare Anti Embolism Stocking Knee Regular 3X-Large Purple | Alignment indicator and color-coded heel positioner aid proper positioning. Seams face outward to reduce skin irritation. 20 sizes available. Inspection port conveniently located on top of foot. Quick drying and stain resistant. Color coded size identification. Two-way stretch fabric eases application. Two lengths available: knee and thigh. No bind, roll-resistant premium elastic top. | essentialcare-anti-embolism-stocking-knee-regular-3x-large-purple-7dd.jpg
SKU: ABH958-05 | Albahealth Essentialcare Anti Embolism Stockings Knee Long 2X Large Grey | Alignment indicator and color-coded heel positioner aid proper positioning. Seams face outward to reduce skin irritation. 20 sizes available. Inspection port conveniently located on top of foot. Quick drying and stain resistant. Color coded size identification. Two-way stretch fabric eases application. Two lengths available: knee and thigh. No bind, roll-resistant premium elastic top. | essentialcare-anti-embolism-stockings-knee-long-2x-large-grey-b03.jpg
SKU: CVN3181LF | Covidien Thigh Length Anti-Embolism Stocking X-Large Regular Length | All X-large, XX-large and LF Suffix stockings are latex free. | thigh-length-anti-embolism-stocking-x-large-regular-length-c19.jpg
SKU: CVN7470LF | Covidien Knee Length Anti-Embolism Stocking XX-Large Regular Latex Free | All stockings are latex free. | knee-length-anti-embolism-stocking-xx-large-regular-latex-free--62c.jpg
SKU: MONET9525R1 | Kendall Express SCD Express Controller Reconditioned | Kendall SCDâ„¢ express sequential compression system delivers clinically proven sequential, gradient, circumferential compression (to the leg, foot or both simultaneously) to help prevent deep vein thrombosis (DVT) and pulmonary embolism (PE). | express-scd-express-controller-reconditioned-b25.jpg
SKU: SCSI3366 | Scott Specialties Natural Cervical Collar | Soft foam collar incorporates polypropylene plastic insert for stability. | natural-cervical-collar-731.jpg
SKU: CM117247 | Jobst Jobst Ultrasheer 8-15 mmHg Pantyhose Black Large | Feature Panythose Classic Black Large Shoe size 9.5- 11 8-15 mmHg With over 50 years experience in compression therapy Jobst is the market leader Jobst makes your legs look as good as they feel! Provides relief from tired aching legs Reduces mild swelling Helps improve circulation Provides continuous relief from tired aching legs and mild swelling Use gradient technology to help improve circulation and revitalize your legs especially when sitting or standing for long periods of time Styles available are Knee High Pantyhose and Thigh High UltraSheer Pantyhose Fine yarns for a sheer look Comfortable waistband Beautiful floral lace French cut panty Sheer heel and reinforced toe for added durability Shipping Carton Size: 12 L x 10 W x 6 H | jobst-ultrasheer-8-15-mmhg-pantyhose-black-large-fbc.jpg
SKU: CM110338 | Jobst For Men 8-15 Over-The-Calf Sock Navy Large | Provides continuous relief from tired, aching legs and feet and reduces minor swelling, The Classic Men's Sock. A classic dress sock - ribbed design makes it ideal for everyday wear at work or leisure. | for-men-8-15-over-the-calf-sock-navy-large-32a.jpg
SKU: CM111407 | Jobst Jobst Anti-Em Knee-Hi Medium-Long (toe: White) (pair | Feature Knee-Hi Calf Circumference: Medium Circum. 12 -15 Toe Color : White Leg Length: Med Long Length: 17 -20 Toe Color: Red Specifically designed to combat thromboembolism Latex Free A convenient opening is located on top of the foot so the skin will never touch the floor | jobst-anti-em-knee-hi-medium-long-toe-white-pair-c78.jpg
SKU: CM111410 | Jobst Jobst Anti-Em Knee-Hi Large-Regular (toe: Blue) (pr) | Feature Knee-Hi Calf Circumference: Large Circum. 15 -17.5 Toe Color : Blue Leg Length: Lg Reg Length: 17 -20 Toe Color: White Specifically designed to combat thromboembolism Latex Free A convenient opening is located on top of the foot so the skin will never touch the floor | jobst-anti-em-knee-hi-large-regular-toe-blue-pr-088.jpg
SKU: CM111328 | Jobst Garter Belt 48 -50 | Feature Garter belts are designed to keep thigh high stockings comfortably in place throughout the day The adjustable garters offer a convenient way to keep stockings in place - suitable for both men and women | garter-belt-48-50-56b.jpg
SKU: CM115213 | Jobst Jobst Opaque Knee-Hi 15-20 Medium Silky Beige | Feature Knee High (Closed Toe) 15-20 mmHg Silky Beige Medium Ankle Circumference 8 3/8 - 9 7/8 Calf Circumference 11 7/8 - 16 1/2 Stylish leg therapy that is easy-to-don for soft and comfortable year-round wear Made with a combination of silicone-blend finish multifiber yarn and 3D knit structure Cool and breathable which makes it comfortable to wear any time of the year Guaranteed compression - 15-20 mmHg 20-30 mmHg 40 mmHg - for optimum medical efficacy using multifiber yarns for the softest feel The reciiprocated and reinforced heel allows for greater durability and lasting comfort Jobst Opaque conceals blemishes varicose veins and scars Thigh high Waist high and Knee high styles Shipping Carton Size: 9 L x 6 W x 4 H | jobst-opaque-knee-hi-15-20-medium-silky-beige-995.jpg
SKU: CM119006 | Jobst Ultrasheer 15-20 KN CT Natural XL Full Calf | Beautifully sheer hosiery Durable long-lasting, Sandalfoot styling. Gradient compression for relief and prevention of venous disease. Therapeutically effective sheer lightweight and fashionable. | ultrasheer-15-20-kn-ct-natural-xl-full-calf-6ac.jpg
SKU: CM119374 | Jobst Jobst Ultrasheer 15-20 mmHg Pantyhose Black Medium | Feature Pantyhose Classic Black 15-20 mmHg Medium Ankle Circimference 8 3/8 - 9 7/8 Thigh Circumference 18 1/8 - 27 1/2 Hip Circumference 30 - 50 Beautifully sheer hosiery Durable long-lasting Sandalfoot styling Gradient compression for relief and prevention of venous disease Therapeutically effective sheer lightweight and fashionable Shipping Carton Size: 12 L x 10 W x 6 H | jobst-ultrasheer-15-20-mmhg-pantyhose-black-medium-605.jpg
SKU: CM115068 | Jobst Jobst for Men 15 - 20 Knee-Hi Black Large Tall |  | jobst-for-men-15-20-knee-hi-black-large-tall-865.jpg
SKU: CM110479 | Jobst Jobst ActiveWear 15-20 Knee-Hi Socks Small | Feature 15-20mmHg Small Ankle 7 -8 1/4 Calf 11 -15 Jobst ActiveWear is effective leg therapy in an energizing athletic sock ideal for various activities from walking to playing sports For both men or women A comfortable medical compression sock available in sizes small medium large or x-large to fit today s active lifestyle The ideal combination of therapeutic efficacy and Dri-release yarn for superior moisture management Fits an active lifestyle and encourages improved compliance Seamless toe and 380 degree cushioned foot for increased wearing comfort All-day comfort knee band that keeps socks up without binding or pinching Reinforced heel resists abrasion and provides greater durability | jobst-activewear-15-20-knee-hi-socks-small-964.JPG
SKU: CVN29525 | Covidien SDC 700 Series Series Compression Therapy Pump | The SCD EXPRESS Compression System is a clinically proven modality for the prevention of Deep Vein Thrombosis (DVT) and Pulmonary Embolism (PE). The system consists of the SCD EXPRESS controller, non-disposable tubing and single patient use leg garments. The compression sleeve contains three bladders to deliver circumferential, sequential and gradient compression to ensure clearance of the deep veins without the risk of distal blood trapping. The sleeve is anatomically designed with adjustable sleeve closure offering a customized fit for each patient. The SCD EXPRESS Compression System offers a clinician the option of two different prophylactic methods with one controller; leg compression and foot compression. This new system provides a number of unique features that improve prophylaxis for every patient. The SCD EXPRESS; Compression System allows one or two limb operation giving the end user more flexibility for prophylaxis options. The battery operation makes the device transportable for uninterrupted protection throughout a patient's stay in the hospital. The more active or ambulating patients can continue the protection without being tethered to a wall outlet. | sdc-700-series-series-compression-therapy-pump-e88.jpg
SKU: BSN115089 | BSN Medical Compression Hose Knee High 20-30 mmHG Closed Toe Black Medium | Ribbed design with 3-D knit structure. Flat toes seams and a roomy toe section. | compression-hose-knee-high-20-30-mmhg-closed-toe-black-medium-b44.jpg
SKU: BSN115265 | BSN Medical Compression Hose Knee High 30-40 mmHG Closed Toe Black Large Tall | Jobst for Men Compression Hose, Knee High, 30-40 mmHG, Closed Toe, Tall, Large, Black. | compression-hose-knee-high-30-40-mmhg-closed-toe-black-large-tall-6e4.jpg
SKU: BSN115411 | BSN Medical Compression Hose Thigh High 20-30 mmHG Closed Toe Black Extra Large | Ribbed design with 3-D knit structure. Flat toes seams and a roomy Toe Section. | compression-hose-thigh-high-20-30-mmhg-closed-toe-black-extra-large-dae.jpg
SKU: BSN111351 | BSN Medical Garter Belt 24"-27" | Adjustable Garter Belts are a practical and easy solution to a common problem. | garter-belt-24quot-27quot-38e.jpg
SKU: PROP667020 | Pro Advantage Clavicle Strap Small 25"-31" Cloth Foam Laminate Latex Free Non-Sterile | â€¢ Features heavy-duty felt center point pad with hook and loop closure for optimal comfortâ€¢ Indicated for clavicle fractures, Grade II/III acromioclavicular separations, sternoclavicular dislocations, postural controlâ€¢ Constructed of breathable, open cell stockinette covered foam with contact closureâ€¢ Sizing: X-Small (17â€-24â€; Small (25â€x31â€); Medium (27â€x33â€); Large (29â€x35â€); X-Large (31â€x37â€); measurement taken from center of back, over shoulder, under arm and back to center point of back | clavicle-strap-small-25-31-cloth-foam-laminate-latex-free-non-sterile-ca2.jpg
SKU: PROP667050 | Pro Advantage Clavicle Strap X-Large 31"-37" Cloth Foam Laminate Latex Free Non-Sterile | â€¢ Features heavy-duty felt center point pad with hook and loop closure for optimal comfortâ€¢ Indicated for clavicle fractures, Grade II/III acromioclavicular separations, sternoclavicular dislocations, postural controlâ€¢ Constructed of breathable, open cell stockinette covered foam with contact closureâ€¢ Sizing: X-Small (17â€-24â€; Small (25â€x31â€); Medium (27â€x33â€); Large (29â€x35â€); X-Large (31â€x37â€); measurement taken from center of back, over shoulder, under arm and back to center point of back | clavicle-strap-x-large-31-37-cloth-foam-laminate-latex-free-non-sterile-ca2.jpg
SKU: PROP667030 | Pro Advantage Clavicle Strap Medium 27"-33" Cloth Foam Laminate Latex Free Non-Sterile | â€¢ Features heavy-duty felt center point pad with hook and loop closure for optimal comfortâ€¢ Indicated for clavicle fractures, Grade II/III acromioclavicular separations, sternoclavicular dislocations, postural controlâ€¢ Constructed of breathable, open cell stockinette covered foam with contact closureâ€¢ Sizing: X-Small (17â€-24â€; Small (25â€x31â€); Medium (27â€x33â€); Large (29â€x35â€); X-Large (31â€x37â€); measurement taken from center of back, over shoulder, under arm and back to center point of back | clavicle-strap-medium-27-33-cloth-foam-laminate-latex-free-non-sterile-ca2.jpg
SKU: PROP667010 | Pro Advantage Clavicle Strap X-Small 17"-24" Cloth Foam Laminate Latex Free Non-Sterile | â€¢ Features heavy-duty felt center point pad with hook and loop closure for optimal comfortâ€¢ Indicated for clavicle fractures, Grade II/III acromioclavicular separations, sternoclavicular dislocations, postural controlâ€¢ Constructed of breathable, open cell stockinette covered foam with contact closureâ€¢ Sizing: X-Small (17â€-24â€; Small (25â€x31â€); Medium (27â€x33â€); Large (29â€x35â€); X-Large (31â€x37â€); measurement taken from center of back, over shoulder, under arm and back to center point of back | clavicle-strap-x-small-17-24-cloth-foam-laminate-latex-free-non-sterile-f89.jpg
SKU: PROP667040 | Pro Advantage Clavicle Strap Large 29"-35" Cloth Foam Laminate Latex Free Non-Sterile | â€¢ Features heavy-duty felt center point pad with hook and loop closure for optimal comfortâ€¢ Indicated for clavicle fractures, Grade II/III acromioclavicular separations, sternoclavicular dislocations, postural controlâ€¢ Constructed of breathable, open cell stockinette covered foam with contact closureâ€¢ Sizing: X-Small (17â€-24â€; Small (25â€x31â€); Medium (27â€x33â€); Large (29â€x35â€); X-Large (31â€x37â€); measurement taken from center of back, over shoulder, under arm and back to center point of back | clavicle-strap-large-29-35-cloth-foam-laminate-latex-free-non-sterile-ca2.jpg
SKU: DMSGL801G | Derma Sciences Heel/ Elbow Protector 11" Medium/ Large Blue - Pair | Designed to protect against decubitus ulcers and other skin damage common among bed or wheelchair-bound patients. Consists of a knitted tube of soft fabric with a tricot-covered urethane foam pad stitched inside. Easy to apply. Outer fabric moves independently of foam pad. Foam pad stays in contact with skin. Available in a range of sizes. Machine washable and dryable. | heel-elbow-protector-11-medium-large-blue-pair-fb2.jpg
SKU: DMSGL802G | Derma Sciences Heel/ Elbow Protector 11 3/4" x 12 1/4" X-Large Green - Pair | Designed to protect against decubitus ulcers and other skin damage common among bed or wheelchair-bound patients. Consists of a knitted tube of soft fabric with a tricot-covered urethane foam pad stitched inside. Easy to apply. Outer fabric moves independently of foam pad. Foam pad stays in contact with skin. Available in a range of sizes. Machine washable and dryable. | heel-elbow-protector-11-3-4-x-12-1-4-x-large-green-pair-fb2.jpg
SKU: DKLTB37G | Dukal Triangular Bandage 37" x 37" x 52" - 12 per Bag | These natural, woven cotton muslin gauze bandages make an excellent all-purpose sling. They come with two safety pins and are individually wrapped. | triangular-bandage-37-x-37-x-52-12-per-bag-1f3.jpg
SKU: DKLCTB40G | Dukal Triangular Bandage 40" x 40" x 56" - 12 per Bag | These natural, woven cotton muslin gauze bandages make an excellent all-purpose sling. They come with two safety pins and are individually wrapped. | triangular-bandage-40-x-40-x-56-12-per-bag-1f3.jpg
SKU: DMSGL899G | Derma Sciences Arm Protector Small/ Medium 18"-20"L x 31/4"'W - Each | Knitted tubular sleeves designed to protect the fragile skin of long-term care residents against everyday scrapes, shearing and bumps. Designed with a color-coded strip for easy size identification. Made from polyester, cotton and nylon spandex. | arm-protector-small-medium-18-20l-x-31-4w-each-6b0.jpg
SKU: DMSGL900G | Derma Sciences Arm Protector Large/ X-Large 18"-20"L x 3 1/2"W - Pair | Knitted tubular sleeves designed to protect the fragile skin of long-term care residents against everyday scrapes, shearing and bumps. Designed with a color-coded strip for easy size identification. Made from polyester, cotton and nylon spandex. | arm-protector-large-x-large-18-20l-x-3-1-2w-pair-d46.jpg
SKU: CVN9529G | Covidien Compression Sleeve Knee Length Medium | The Kendall SCDâ„¢ express sleeves are clinically-proven, delivering circumferential, sequential and gradient compression to aid in the prevention of deep vein thrombosis (DVT) and pulmonary embolism (PE). | compression-sleeve-knee-length-medium-6d5.jpg
SKU: DMSGL1000G | Derma Sciences Hand-Wrist Protector White 18"L x 3"W - Pair | Knitted tubular sleeves designed to provide mild compression and protect the fragile skin of long-term care residents against everyday scrapes, shearing and bumps. Cotton and lycra construction. Glen-SleeveÂ®'s contain a polypropylene fiber that creates a wicking action that removes excess moisture from skin. Durable sewn lockstitch construction with finished hems on both ends. Unique shaped heel (in leg protector). Available in a range of sizes including "petite". Available in white and beige. | hand-wrist-protector-white-18l-x-3w-pair-615.jpg
SKU: DMSGL3000G | Derma Sciences Below Knees Protector White 158"L x 3 1/2"W - Pair | Knitted tubular sleeves designed to provide mild compression and protect the fragile skin of long-term care residents against everyday scrapes, shearing and bumps. Cotton and lycra construction. Glen-SleeveÂ®'s contain a polypropylene fiber that creates a wicking action that removes excess moisture from skin. Durable sewn lockstitch construction with finished hems on both ends. Unique shaped heel (in leg protector). Available in a range of sizes including "petite". Available in white and beige. | below-knees-protector-white-158l-x-3-1-2w-pair-3d7.jpg
SKU: CVN74022 | Covidien Sleeve Knee Length Medium | The Kendall SCDâ„¢ sequential compression comfort sleeves are a clinically-proven modality to aid in the prevention of deep vein thrombosis (DVT) and pulmonary embolism (PE). | sleeve-knee-length-medium-884.png
SKU: BUFD12042400070002 | Bauerfeind Knee Strap Black Size 2 | Knee Strap, Black, Size 2 | knee-strap-black-size-2--518.jpg
SKU: BUFD12042400070003 | Bauerfeind Knee Strap Black Size 3 | Knee Strap, Black, Size 3 | knee-strap-black-size-3--389.jpg
SKU: BUFD12042400080003 | Bauerfeind Knee Strap Titanium Size 3 | Knee Strap, Titanium, Size 3 | knee-strap-titanium-size-3--72d.jpg
SKU: BUFD12042400080002 | Bauerfeind Knee Strap Titanium Size 2 | Knee Strap, Titanium, Size 2 | knee-strap-titanium-size-2--8d6.jpg
SKU: BUFD12042400080001 | Bauerfeind Knee Strap Titanium Size 1 | Knee Strap, Titanium, Size 1 | knee-strap-titanium-size-1--e91.jpg
SKU: BUFD12042400070001 | Bauerfeind Knee Strap Black Size 1 | Knee Strap, Black, Size 1 | knee-strap-black-size-1--bc4.jpg
SKU: BUFD20881011500322 | Bauerfeind Compression Stocking Business Knee High 20-30mmHg Women Medium Plus Short Navy 1 pair | VenoTrain Compression Stockings are designed to help women or men with 20â€“30 mmHg compression. These compression stockings, made of nylon and LycraÂ® micro fibers (65% Polyamide, 35% Elasthane), help relieve tired, aching legs and help prevent swelling. Active people who experience leg discomfort will benefit from wearing these compression stockings. They also are clinically proven to help with the discomfort of varicose veins, venous stasis, post sclerotherapy and DVT (deep vein thrombosis). These compression stockings help energize legs during extended sitting or standing or while traveling. | compression-stocking-business-knee-high-20-30mmhg-women-medium-plus-short-navy-1-pair--d77.jpg
SKU: BUFD20881011700321 | Bauerfeind Compression Stocking Business Knee High 20-30mmHg Women Small Plus Short Black 1 pair | VenoTrain business with its classic and understated ribbed structure is a premium quality compression stocking for men and women. The special material mix of cotton and Tactel sports fiber offers first-class wearing comfort with thermal regulation. The reinforced sole with Timbrelle fibers ensures a fresh foot climate. The stocking offers excellent support for your legs and is suitable for wear during physical activities. | compression-stocking-business-knee-high-20-30mmhg-women-small-plus-short-black-1-pair--803.jpg
SKU: BUFD20880011700324 | Bauerfeind Compression Stocking Business Knee High 20-30mmHg Men X-Large Plus Short Black 1 pair | VenoTrain business with its classic and understated ribbed structure is a premium quality compression stocking for men and women. The special material mix of cotton and Tactel sports fiber offers first-class wearing comfort with thermal regulation. The reinforced sole with Timbrelle fibers ensures a fresh foot climate. The stocking offers excellent support for your legs and is suitable for wear during physical activities. | compression-stocking-business-knee-high-20-30mmhg-men-x-large-plus-short-black-1-pair--d92.jpg
SKU: BUFD20880011500324 | Bauerfeind Compression Stocking Business Knee High 20-30mmHg Men X-Large Plus Short Navy 1 pair | VenoTrain Compression Stockings are designed to help women or men with 20â€“30 mmHg compression. These compression stockings, made of nylon and LycraÂ® micro fibers (65% Polyamide, 35% Elasthane), help relieve tired, aching legs and help prevent swelling. Active people who experience leg discomfort will benefit from wearing these compression stockings. They also are clinically proven to help with the discomfort of varicose veins, venous stasis, post sclerotherapy and DVT (deep vein thrombosis). These compression stockings help energize legs during extended sitting or standing or while traveling. | compression-stocking-business-knee-high-20-30mmhg-men-x-large-plus-short-navy-1-pair--838.jpg
SKU: BUFD20880011700334 | Bauerfeind Compression Stocking Business Knee High 20-30mmHg Men X-Large Plus Long Black 1 pair | VenoTrain business with its classic and understated ribbed structure is a premium quality compression stocking for men and women. The special material mix of cotton and Tactel sports fiber offers first-class wearing comfort with thermal regulation. The reinforced sole with Timbrelle fibers ensures a fresh foot climate. The stocking offers excellent support for your legs and is suitable for wear during physical activities. | compression-stocking-business-knee-high-20-30mmhg-men-x-large-plus-long-black-1-pair--ca3.jpg
SKU: BUFD20880011700322 | Bauerfeind Compression Stocking Business Knee High 20-30mmHg Men Medium Plus Short Black 1 pair | VenoTrain business with its classic and understated ribbed structure is a premium quality compression stocking for men and women. The special material mix of cotton and Tactel sports fiber offers first-class wearing comfort with thermal regulation. The reinforced sole with Timbrelle fibers ensures a fresh foot climate. The stocking offers excellent support for your legs and is suitable for wear during physical activities. | compression-stocking-business-knee-high-20-30mmhg-men-medium-plus-short-black-1-pair--974.jpg
SKU: BUFD20880011500232 | Bauerfeind Compression Stocking Business Knee High 20-30mmHg Men Medium Normal Long Navy 1 pair | VenoTrain Compression Stockings are designed to help women or men with 20â€“30 mmHg compression. These compression stockings, made of nylon and LycraÂ® micro fibers (65% Polyamide, 35% Elasthane), help relieve tired, aching legs and help prevent swelling. Active people who experience leg discomfort will benefit from wearing these compression stockings. They also are clinically proven to help with the discomfort of varicose veins, venous stasis, post sclerotherapy and DVT (deep vein thrombosis). These compression stockings help energize legs during extended sitting or standing or while traveling. | compression-stocking-business-knee-high-20-30mmhg-men-medium-normal-long-navy-1-pair--1b0.jpg
SKU: BUFD20880011500323 | Bauerfeind Compression Stocking Business Knee High 20-30mmHg Men Large Plus Short Navy 1 pair | VenoTrain Compression Stockings are designed to help women or men with 20â€“30 mmHg compression. These compression stockings, made of nylon and LycraÂ® micro fibers (65% Polyamide, 35% Elasthane), help relieve tired, aching legs and help prevent swelling. Active people who experience leg discomfort will benefit from wearing these compression stockings. They also are clinically proven to help with the discomfort of varicose veins, venous stasis, post sclerotherapy and DVT (deep vein thrombosis). These compression stockings help energize legs during extended sitting or standing or while traveling. | compression-stocking-business-knee-high-20-30mmhg-men-large-plus-short-navy-1-pair--cf3.jpg
SKU: BUFD20881011500224 | Bauerfeind Compression Stocking Business Knee High 20-30mmHg Women X-Large Normal Short Navy 1 pair | VenoTrain Compression Stockings are designed to help women or men with 20â€“30 mmHg compression. These compression stockings, made of nylon and LycraÂ® micro fibers (65% Polyamide, 35% Elasthane), help relieve tired, aching legs and help prevent swelling. Active people who experience leg discomfort will benefit from wearing these compression stockings. They also are clinically proven to help with the discomfort of varicose veins, venous stasis, post sclerotherapy and DVT (deep vein thrombosis). These compression stockings help energize legs during extended sitting or standing or while traveling. | compression-stocking-business-knee-high-20-30mmhg-women-x-large-normal-short-navy-1-pair--ead.jpg
SKU: BUFD20880011500333 | Bauerfeind Compression Stocking Business Knee High 20-30mmHg Men Large Plus Long Navy 1 pair | VenoTrain Compression Stockings are designed to help women or men with 20â€“30 mmHg compression. These compression stockings, made of nylon and LycraÂ® micro fibers (65% Polyamide, 35% Elasthane), help relieve tired, aching legs and help prevent swelling. Active people who experience leg discomfort will benefit from wearing these compression stockings. They also are clinically proven to help with the discomfort of varicose veins, venous stasis, post sclerotherapy and DVT (deep vein thrombosis). These compression stockings help energize legs during extended sitting or standing or while traveling. | compression-stocking-business-knee-high-20-30mmhg-men-large-plus-long-navy-1-pair--187.jpg
SKU: BUFD20881011700222 | Bauerfeind Compression Stocking Business Knee High 20-30mmHg Women Medium Normal Short Black 1 pair | VenoTrain business with its classic and understated ribbed structure is a premium quality compression stocking for men and women. The special material mix of cotton and Tactel sports fiber offers first-class wearing comfort with thermal regulation. The reinforced sole with Timbrelle fibers ensures a fresh foot climate. The stocking offers excellent support for your legs and is suitable for wear during physical activities. | compression-stocking-business-knee-high-20-30mmhg-women-medium-normal-short-black-1-pair--187.jpg
SKU: BUFD20881011500223 | Bauerfeind Compression Stocking Business Knee High 20-30mmHg Women Large Normal Short Navy 1 pair | VenoTrain Compression Stockings are designed to help women or men with 20â€“30 mmHg compression. These compression stockings, made of nylon and LycraÂ® micro fibers (65% Polyamide, 35% Elasthane), help relieve tired, aching legs and help prevent swelling. Active people who experience leg discomfort will benefit from wearing these compression stockings. They also are clinically proven to help with the discomfort of varicose veins, venous stasis, post sclerotherapy and DVT (deep vein thrombosis). These compression stockings help energize legs during extended sitting or standing or while traveling. | compression-stocking-business-knee-high-20-30mmhg-women-large-normal-short-navy-1-pair--1d6.jpg
SKU: BUFD20881011500323 | Bauerfeind Compression Stocking Business Knee High 20-30mmHg Women Large Plus Short Navy 1 pair | VenoTrain Compression Stockings are designed to help women or men with 20â€“30 mmHg compression. These compression stockings, made of nylon and LycraÂ® micro fibers (65% Polyamide, 35% Elasthane), help relieve tired, aching legs and help prevent swelling. Active people who experience leg discomfort will benefit from wearing these compression stockings. They also are clinically proven to help with the discomfort of varicose veins, venous stasis, post sclerotherapy and DVT (deep vein thrombosis). These compression stockings help energize legs during extended sitting or standing or while traveling. | compression-stocking-business-knee-high-20-30mmhg-women-large-plus-short-navy-1-pair--8db.jpg
SKU: BUFD20880011500334 | Bauerfeind Compression Stocking Business Knee High 20-30mmHg Men X-Large Plus Long Navy 1 pair | VenoTrain Compression Stockings are designed to help women or men with 20â€“30 mmHg compression. These compression stockings, made of nylon and LycraÂ® micro fibers (65% Polyamide, 35% Elasthane), help relieve tired, aching legs and help prevent swelling. Active people who experience leg discomfort will benefit from wearing these compression stockings. They also are clinically proven to help with the discomfort of varicose veins, venous stasis, post sclerotherapy and DVT (deep vein thrombosis). These compression stockings help energize legs during extended sitting or standing or while traveling. | compression-stocking-business-knee-high-20-30mmhg-men-x-large-plus-long-navy-1-pair--5be.jpg
SKU: BUFD20880011700222 | Bauerfeind Compression Stocking Business Knee High 20-30mmHg Men Medium Normal Short Black 1 pair | VenoTrain business with its classic and understated ribbed structure is a premium quality compression stocking for men and women. The special material mix of cotton and Tactel sports fiber offers first-class wearing comfort with thermal regulation. The reinforced sole with Timbrelle fibers ensures a fresh foot climate. The stocking offers excellent support for your legs and is suitable for wear during physical activities. | compression-stocking-business-knee-high-20-30mmhg-men-medium-normal-short-black-1-pair--2f0.jpg
SKU: BUFD20880011700333 | Bauerfeind Compression Stocking Business Knee High 20-30mmHg Men Large Plus Long Black 1 pair | VenoTrain business with its classic and understated ribbed structure is a premium quality compression stocking for men and women. The special material mix of cotton and Tactel sports fiber offers first-class wearing comfort with thermal regulation. The reinforced sole with Timbrelle fibers ensures a fresh foot climate. The stocking offers excellent support for your legs and is suitable for wear during physical activities. | compression-stocking-business-knee-high-20-30mmhg-men-large-plus-long-black-1-pair--a5e.jpg
SKU: BUFD20880011500321 | Bauerfeind Compression Stocking Business Knee High 20-30mmHg Men Small Plus Short Navy 1 pair | VenoTrain Compression Stockings are designed to help women or men with 20â€“30 mmHg compression. These compression stockings, made of nylon and LycraÂ® micro fibers (65% Polyamide, 35% Elasthane), help relieve tired, aching legs and help prevent swelling. Active people who experience leg discomfort will benefit from wearing these compression stockings. They also are clinically proven to help with the discomfort of varicose veins, venous stasis, post sclerotherapy and DVT (deep vein thrombosis). These compression stockings help energize legs during extended sitting or standing or while traveling. | compression-stocking-business-knee-high-20-30mmhg-men-small-plus-short-navy-1-pair--e02.jpg
SKU: BUFD20881011500222 | Bauerfeind Compression Stocking Business Knee High 20-30mmHg Women Medium Normal Short Navy 1 pair | VenoTrain Compression Stockings are designed to help women or men with 20â€“30 mmHg compression. These compression stockings, made of nylon and LycraÂ® micro fibers (65% Polyamide, 35% Elasthane), help relieve tired, aching legs and help prevent swelling. Active people who experience leg discomfort will benefit from wearing these compression stockings. They also are clinically proven to help with the discomfort of varicose veins, venous stasis, post sclerotherapy and DVT (deep vein thrombosis). These compression stockings help energize legs during extended sitting or standing or while traveling. | compression-stocking-business-knee-high-20-30mmhg-women-medium-normal-short-navy-1-pair--d93.jpg
SKU: BUFD20880011700321 | Bauerfeind Compression Stocking Business Knee High 20-30mmHg Men Small Plus Short Black 1 pair | VenoTrain business with its classic and understated ribbed structure is a premium quality compression stocking for men and women. The special material mix of cotton and Tactel sports fiber offers first-class wearing comfort with thermal regulation. The reinforced sole with Timbrelle fibers ensures a fresh foot climate. The stocking offers excellent support for your legs and is suitable for wear during physical activities. | compression-stocking-business-knee-high-20-30mmhg-men-small-plus-short-black-1-pair--7f7.jpg
SKU: BUFD20880011700332 | Bauerfeind Compression Stocking Business Knee High 20-30mmHg Men Medium Plus Long Black 1 pair | VenoTrain business with its classic and understated ribbed structure is a premium quality compression stocking for men and women. The special material mix of cotton and Tactel sports fiber offers first-class wearing comfort with thermal regulation. The reinforced sole with Timbrelle fibers ensures a fresh foot climate. The stocking offers excellent support for your legs and is suitable for wear during physical activities. | compression-stocking-business-knee-high-20-30mmhg-men-medium-plus-long-black-1-pair--f79.jpg
SKU: BUFD20881011500221 | Bauerfeind Compression Stocking Business Knee High 20-30mmHg Women Small Normal Short Navy 1 pair | VenoTrain Compression Stockings are designed to help women or men with 20â€“30 mmHg compression. These compression stockings, made of nylon and LycraÂ® micro fibers (65% Polyamide, 35% Elasthane), help relieve tired, aching legs and help prevent swelling. Active people who experience leg discomfort will benefit from wearing these compression stockings. They also are clinically proven to help with the discomfort of varicose veins, venous stasis, post sclerotherapy and DVT (deep vein thrombosis). These compression stockings help energize legs during extended sitting or standing or while traveling. | compression-stocking-business-knee-high-20-30mmhg-women-small-normal-short-navy-1-pair--dbc.jpg
SKU: BUFD20881011500321 | Bauerfeind Compression Stocking Business Knee High 20-30mmHg Women Small Plus Short Navy 1 pair | VenoTrain Compression Stockings are designed to help women or men with 20â€“30 mmHg compression. These compression stockings, made of nylon and LycraÂ® micro fibers (65% Polyamide, 35% Elasthane), help relieve tired, aching legs and help prevent swelling. Active people who experience leg discomfort will benefit from wearing these compression stockings. They also are clinically proven to help with the discomfort of varicose veins, venous stasis, post sclerotherapy and DVT (deep vein thrombosis). These compression stockings help energize legs during extended sitting or standing or while traveling. | compression-stocking-business-knee-high-20-30mmhg-women-small-plus-short-navy-1-pair--46e.jpg
SKU: BUFD20880011700323 | Bauerfeind Compression Stocking Business Knee High 20-30mmHg Men Large Plus Short Black 1 pair | VenoTrain Compression Stockings are designed to help women or men with 20â€“30 mmHg compression. These compression stockings, made of nylon and LycraÂ® micro fibers (65% Polyamide, 35% Elasthane), help relieve tired, aching legs and help prevent swelling. Active people who experience leg discomfort will benefit from wearing these compression stockings. They also are clinically proven to help with the discomfort of varicose veins, venous stasis, post sclerotherapy and DVT (deep vein thrombosis). These compression stockings help energize legs during extended sitting or standing or while traveling. | compression-stocking-business-knee-high-20-30mmhg-men-large-plus-short-black-1-pair--8df.jpg
SKU: BUFD20880011700224 | Bauerfeind Compression Stocking Business Knee High 20-30mmHg Men X-Large Normal Short Black 1 pair | VenoTrain business with its classic and understated ribbed structure is a premium quality compression stocking for men and women. The special material mix of cotton and Tactel sports fiber offers first-class wearing comfort with thermal regulation. The reinforced sole with Timbrelle fibers ensures a fresh foot climate. The stocking offers excellent support for your legs and is suitable for wear during physical activities. | compression-stocking-business-knee-high-20-30mmhg-men-x-large-normal-short-black-1-pair--a1a.jpg
SKU: BUFD20880011500222 | Bauerfeind Compression Stocking Business Knee High 20-30mmHg Men Medium Normal Short Navy 1 pair | VenoTrain Compression Stockings are designed to help women or men with 20â€“30 mmHg compression. These compression stockings, made of nylon and LycraÂ® micro fibers (65% Polyamide, 35% Elasthane), help relieve tired, aching legs and help prevent swelling. Active people who experience leg discomfort will benefit from wearing these compression stockings. They also are clinically proven to help with the discomfort of varicose veins, venous stasis, post sclerotherapy and DVT (deep vein thrombosis). These compression stockings help energize legs during extended sitting or standing or while traveling. | compression-stocking-business-knee-high-20-30mmhg-men-medium-normal-short-navy-1-pair--4b3.jpg
SKU: BUFD20880011700231 | Bauerfeind Compression Stocking Business Knee High 20-30mmHg Men Small Normal Long Black 1 pair | VenoTrain business with its classic and understated ribbed structure is a premium quality compression stocking for men and women. The special material mix of cotton and Tactel sports fiber offers first-class wearing comfort with thermal regulation. The reinforced sole with Timbrelle fibers ensures a fresh foot climate. The stocking offers excellent support for your legs and is suitable for wear during physical activities. | compression-stocking-business-knee-high-20-30mmhg-men-small-normal-long-black-1-pair--552.jpg
SKU: BUFD20881011700324 | Bauerfeind Compression Stocking Business Knee High 20-30mmHg Women X-Large Plus Short Black 1 pair | VenoTrain business with its classic and understated ribbed structure is a premium quality compression stocking for men and women. The special material mix of cotton and Tactel sports fiber offers first-class wearing comfort with thermal regulation. The reinforced sole with Timbrelle fibers ensures a fresh foot climate. The stocking offers excellent support for your legs and is suitable for wear during physical activities. | compression-stocking-business-knee-high-20-30mmhg-women-x-large-plus-short-black-1-pair--4d6.jpg
SKU: BUFD20880011500331 | Bauerfeind Compression Stocking Business Knee High 20-30mmHg Men Small Plus Long Navy 1 pair | VenoTrain Compression Stockings are designed to help women or men with 20â€“30 mmHg compression. These compression stockings, made of nylon and LycraÂ® micro fibers (65% Polyamide, 35% Elasthane), help relieve tired, aching legs and help prevent swelling. Active people who experience leg discomfort will benefit from wearing these compression stockings. They also are clinically proven to help with the discomfort of varicose veins, venous stasis, post sclerotherapy and DVT (deep vein thrombosis). These compression stockings help energize legs during extended sitting or standing or while traveling. | compression-stocking-business-knee-high-20-30mmhg-men-small-plus-long-navy-1-pair--b00.jpg
SKU: BUFD20881011700323 | Bauerfeind Compression Stocking Business Knee High 20-30mmHg Women Large Plus Short Black 1 pair | VenoTrain business with its classic and understated ribbed structure is a premium quality compression stocking for men and women. The special material mix of cotton and Tactel sports fiber offers first-class wearing comfort with thermal regulation. The reinforced sole with Timbrelle fibers ensures a fresh foot climate. The stocking offers excellent support for your legs and is suitable for wear during physical activities. | compression-stocking-business-knee-high-20-30mmhg-women-large-plus-short-black-1-pair--7c0.jpg
SKU: BUFD20881011700224 | Bauerfeind Compression Stocking Business Knee High 20-30mmHg Women X-Large Normal Short Black 1 pair | VenoTrain business with its classic and understated ribbed structure is a premium quality compression stocking for men and women. The special material mix of cotton and Tactel sports fiber offers first-class wearing comfort with thermal regulation. The reinforced sole with Timbrelle fibers ensures a fresh foot climate. The stocking offers excellent support for your legs and is suitable for wear during physical activities. | compression-stocking-business-knee-high-20-30mmhg-women-x-large-normal-short-black-1-pair--2fa.jpg
SKU: BUFD20880011500221 | Bauerfeind Compression Stocking Business Knee High 20-30mmHg Men Small Normal Short Navy 1 pair | VenoTrain Compression Stockings are designed to help women or men with 20â€“30 mmHg compression. These compression stockings, made of nylon and LycraÂ® micro fibers (65% Polyamide, 35% Elasthane), help relieve tired, aching legs and help prevent swelling. Active people who experience leg discomfort will benefit from wearing these compression stockings. They also are clinically proven to help with the discomfort of varicose veins, venous stasis, post sclerotherapy and DVT (deep vein thrombosis). These compression stockings help energize legs during extended sitting or standing or while traveling. | compression-stocking-business-knee-high-20-30mmhg-men-small-normal-short-navy-1-pair--31d.jpg
SKU: BUFD20880011700232 | Bauerfeind Compression Stocking Business Knee High 20-30mmHg Men Medium Normal Long Black 1 pair | VenoTrain business with its classic and understated ribbed structure is a premium quality compression stocking for men and women. The special material mix of cotton and Tactel sports fiber offers first-class wearing comfort with thermal regulation. The reinforced sole with Timbrelle fibers ensures a fresh foot climate. The stocking offers excellent support for your legs and is suitable for wear during physical activities. | compression-stocking-business-knee-high-20-30mmhg-men-medium-normal-long-black-1-pair--8a9.jpg
SKU: BUFD20880011700223 | Bauerfeind Compression Stocking Business Knee High 20-30mmHg Men Large Normal Short Black 1 pair Q | VenoTrain business with its classic and understated ribbed structure is a premium quality compression stocking for men and women. The special material mix of cotton and Tactel sports fiber offers first-class wearing comfort with thermal regulation. The reinforced sole with Timbrelle fibers ensures a fresh foot climate. The stocking offers excellent support for your legs and is suitable for wear during physical activities. | compression-stocking-business-knee-high-20-30mmhg-men-large-normal-short-black-1-pair-q-776.jpg
SKU: BUFD20881011700223 | Bauerfeind Compression Stocking Business Knee High 20-30mmHg Women Large Normal Short Black 1 pair | VenoTrain business with its classic and understated ribbed structure is a premium quality compression stocking for men and women. The special material mix of cotton and Tactel sports fiber offers first-class wearing comfort with thermal regulation. The reinforced sole with Timbrelle fibers ensures a fresh foot climate. The stocking offers excellent support for your legs and is suitable for wear during physical activities. | compression-stocking-business-knee-high-20-30mmhg-women-large-normal-short-black-1-pair--667.jpg
SKU: BUFD20880011500224 | Bauerfeind Compression Stocking Business Knee High 20-30mmHg Men X-Large Normal Short Navy 1 pair | VenoTrain Compression Stockings are designed to help women or men with 20â€“30 mmHg compression. These compression stockings, made of nylon and LycraÂ® micro fibers (65% Polyamide, 35% Elasthane), help relieve tired, aching legs and help prevent swelling. Active people who experience leg discomfort will benefit from wearing these compression stockings. They also are clinically proven to help with the discomfort of varicose veins, venous stasis, post sclerotherapy and DVT (deep vein thrombosis). These compression stockings help energize legs during extended sitting or standing or while traveling. | compression-stocking-business-knee-high-20-30mmhg-men-x-large-normal-short-navy-1-pair--9d1.jpg
SKU: BUFD20880011700234 | Bauerfeind Compression Stocking Business Knee High 20-30mmHg Men X-Large Normal Long Black 1 pair | VenoTrain business with its classic and understated ribbed structure is a premium quality compression stocking for men and women. The special material mix of cotton and Tactel sports fiber offers first-class wearing comfort with thermal regulation. The reinforced sole with Timbrelle fibers ensures a fresh foot climate. The stocking offers excellent support for your legs and is suitable for wear during physical activities. | compression-stocking-business-knee-high-20-30mmhg-men-x-large-normal-long-black-1-pair--6b2.jpg
SKU: BUFD20880011500234 | Bauerfeind Compression Stocking Business Knee High 20-30mmHg Men X-Large Normal Long Navy 1 pair | VenoTrain Compression Stockings are designed to help women or men with 20â€“30 mmHg compression. These compression stockings, made of nylon and LycraÂ® micro fibers (65% Polyamide, 35% Elasthane), help relieve tired, aching legs and help prevent swelling. Active people who experience leg discomfort will benefit from wearing these compression stockings. They also are clinically proven to help with the discomfort of varicose veins, venous stasis, post sclerotherapy and DVT (deep vein thrombosis). These compression stockings help energize legs during extended sitting or standing or while traveling. | compression-stocking-business-knee-high-20-30mmhg-men-x-large-normal-long-navy-1-pair--012.jpg
SKU: BUFD20880011700221 | Bauerfeind Compression Stocking Business Knee High 20-30mmHg Men Small Normal Short Black 1 pair | VenoTrain business with its classic and understated ribbed structure is a premium quality compression stocking for men and women. The special material mix of cotton and Tactel sports fiber offers first-class wearing comfort with thermal regulation. The reinforced sole with Timbrelle fibers ensures a fresh foot climate. The stocking offers excellent support for your legs and is suitable for wear during physical activities. | compression-stocking-business-knee-high-20-30mmhg-men-small-normal-short-black-1-pair--59b.jpg
SKU: BUFD20881011700322 | Bauerfeind Compression Stocking Business Knee High 20-30mmHg Women Medium Plus Short Black 1 pair | VenoTrain business with its classic and understated ribbed structure is a premium quality compression stocking for men and women. The special material mix of cotton and Tactel sports fiber offers first-class wearing comfort with thermal regulation. The reinforced sole with Timbrelle fibers ensures a fresh foot climate. The stocking offers excellent support for your legs and is suitable for wear during physical activities. | compression-stocking-business-knee-high-20-30mmhg-women-medium-plus-short-black-1-pair--45b.jpg
SKU: BUFD20880011700233 | Bauerfeind Compression Stocking Business Knee High 20-30mmHg Men Large Normal Long Black 1 pair | VenoTrain business with its classic and understated ribbed structure is a premium quality compression stocking for men and women. The special material mix of cotton and Tactel sports fiber offers first-class wearing comfort with thermal regulation. The reinforced sole with Timbrelle fibers ensures a fresh foot climate. The stocking offers excellent support for your legs and is suitable for wear during physical activities. | compression-stocking-business-knee-high-20-30mmhg-men-large-normal-long-black-1-pair--4fa.jpg
SKU: BUFD20881011700221 | Bauerfeind Compression Stocking Business Knee High 20-30mmHg Women Small Normal Short Black 1 pair | VenoTrain Compression Stockings are designed to help women or men with 20â€“30 mmHg compression. These compression stockings, made of nylon and LycraÂ® micro fibers (65% Polyamide, 35% Elasthane), help relieve tired, aching legs and help prevent swelling. Active people who experience leg discomfort will benefit from wearing these compression stockings. They also are clinically proven to help with the discomfort of varicose veins, venous stasis, post sclerotherapy and DVT (deep vein thrombosis). These compression stockings help energize legs during extended sitting or standing or while traveling. | compression-stocking-business-knee-high-20-30mmhg-women-small-normal-short-black-1-pair--2f1.jpg
SKU: BUFD20880011700331 | Bauerfeind Compression Stocking Business Knee High 20-30mmHg Men Small Plus Long Black 1 pair | VenoTrain Compression Stockings are designed to help women or men with 20â€“30 mmHg compression. These compression stockings, made of nylon and LycraÂ® micro fibers (65% Polyamide, 35% Elasthane), help relieve tired, aching legs and help prevent swelling. Active people who experience leg discomfort will benefit from wearing these compression stockings. They also are clinically proven to help with the discomfort of varicose veins, venous stasis, post sclerotherapy and DVT (deep vein thrombosis). These compression stockings help energize legs during extended sitting or standing or while traveling. | compression-stocking-business-knee-high-20-30mmhg-men-small-plus-long-black-1-pair--9aa.jpg
SKU: DVMLP-5208 | Devon Medical CircuFlow Model 5208 Lymphedema Compression Therapy Pump | The CircuFlow 5208 is a powerful pneumatic compression therapy pump that may help patients relieve the symptoms of chronic venous and lymphatic disorders in the comfort of their own home. Patients can control the pressure, mode and cycle time allowing for the ultimate experience in customized compression therapy. Turn the device on and air begins to quickly inflate the attached garments, compressing the affected limbs and working to move the blocked lymphatic fluid in the right direction. Initial treatment with the CircuFlow 5208 is usually for one hour twice a day depending on individual advice from your doctor but it can be used for up to four hours a day in intervals of 30 minutes to two hours. The 5208 offers you the convenience that you need to customize your treatment and can begin to improve your symptoms immediately.Product FAQ'S:What size garments do I need?The most important measurement is the inseam length. Find the range that your measurement falls into and that is what size you should get. For instance, if the inseam measurement is 34 inches, you should pick a large. Then you should measure the circumference around your ankle, knee, and thigh to see if you fit the standard size, wide, or extra wide size. If your measurement is not in a range, for example 27 inches, pick the size larger than that measurement, so the correct choice would be a medium sleeve since it can accommodate up to 29 inches. Please reference the Garment Measurement Chart attached when deciding what sleeve is necessary.How long will it take my garment to inflate?Although each pump was designed to inflate every garment within three minutes, depending on what size garment is being used, filling times will vary.What if I have to end my session sooner than expected?All of the CircuFlow pumps are designed with a built in deflation cycle. To end your session, press STOP at any time and the pump will deflate the sleeve for easy removal. To further deflate the sleeve, press the STOP button again to initiate another deflation cycle. This method may be used until the garment can be taken off easily. After pressing the STOP button, the pump will not resume from its therapy from where it left ofWhat is the default setting for the CircuFlow 5150 and the 5200 device?The factory default setting for the CircuFlow 5150 is 40 mmHg of pressure in the first chamber, with a 60 minute treatment time and 7% gradient. The user has the option to change the pressure and treatment time settings.The default setting for the CircuFlow 5200 is 45 mmHg of pressure in the first chamber, 30 minute treatment time, 7% gradient, and 30 second cycle time. The user has the option to change the pressure, gradient, cycle time, treatment time settings, and the ability to skip a chamber if necessary.How do I adjust pressure and time settings on the CircuFlow 5150 sequential compression device?Although the default pressure and time is set from the factory, some adjusting may be needed based on prescriptions obtained from your physician. To adjust the CircuFlow 5150 for personal use, press and hold the MODE button for at least 10 seconds. This will show you the customizing options. Use the ARROWS to adjust for the desired time and pressure. To exit the customizing screen, press the MODE button twice to return to the default screen. Never change your settings without first discussing with your prescribing physician.Why canâ€™t I adjust the time and pressure on the CircuFlow 5200 sequential compression device?The CircuFlow 5200 Lymphedema pump has a built in Lock Function that the physician and/or DME distributor can initiate so that the controls cannot be tampered with. To confirm the pump has been locked, press the knob down. If you are prompted for a password, then the machine is locked. If the machine is not locked and you still cannot change the mode, pressure, or time settings. Contact your pump distributor for more information. | circuflow-model-5208-lymphedema-compression-therapy-pump-fde.jpg
SKU: CVNF090740 | Covidien Power Cord Domestic 3 ft | This covidien power cord is domestic, and 3 ft in length. | power-cord-domestic-3-ft--cf6.jpg
SKU: CVN1030950 | Covidien Scud Battery Pack for SCD 700 Compression System | SCUD Battery pack for the SCD 700 Series Controller. | scud-battery-pack-for-scd-700-compression-system-026.jpg
SKU: MUEL59913 | Mueller Black Large | Hg80Â® Knee Support is designed with lightweight performance materials to enhance all phases of activity (warm-up, high intensity, and cool down therapy). Gel buttress targets compression just below the kneecap to help relieve pain. | image.jpg
SKU: MUEL59911 | Mueller Black Small | Hg80Â® Knee Support is designed with lightweight performance materials to enhance all phases of activity (warm-up, high intensity, and cool down therapy). Gel buttress targets compression just below the kneecap to help relieve pain. | image.jpg
SKU: MUEL59914 | Mueller Black X-Large | Hg80Â® Knee Support is designed with lightweight performance materials to enhance all phases of activity (warm-up, high intensity, and cool down therapy). Gel buttress targets compression just below the kneecap to help relieve pain. | image.jpg
SKU: MUEL59910 | Mueller Black X-Small | Hg80Â® Knee Support is designed with lightweight performance materials to enhance all phases of activity (warm-up, high intensity, and cool down therapy). Gel buttress targets compression just below the kneecap to help relieve pain. | image.jpg
SKU: MUEL59912 | Mueller Black Medium | Hg80Â® Knee Support is designed with lightweight performance materials to enhance all phases of activity (warm-up, high intensity, and cool down therapy). Gel buttress targets compression just below the kneecap to help relieve pain. | image.jpg
SKU: MUEL59915 | Mueller Black XX-Large | Hg80Â® Knee Support is designed with lightweight performance materials to enhance all phases of activity (warm-up, high intensity, and cool down therapy). Gel buttress targets compression just below the kneecap to help relieve pain. | image.jpg
SKU: CAH31325965- | Cardinal Health Tab Abdominal Belt Foam 1 1/2" x 48" Pink or Blue Closure Tabs Latex Free Bulk | Soft materials minimize skin irritation for your patients. Large variety of sizes and packaging configurations available. | tab-abdominal-belt-foam-1-1-2-x-48-pink-or-blue-closure-tabs-latex-free-bulk-096.jpg
SKU: CAH56102- | Cardinal Health Tab Abdominal Belt Knit Elastic 1 1/2" x 36" 1 Pink Striped & 1 Blue Striped Belt Per Set Latex Free | Soft materials minimize skin irritation for your patients. Large variety of sizes and packaging configurations available. | tab-abdominal-belt-knit-elastic-1-1-2-x-36-1-pink-striped-amp-1-blue-striped-belt-per-set-latex-free--3ab.jpg
SKU: CAH40000007- | Cardinal Health Buttonhole Abdominal Belt Knit Elastic 2 3/8" x 48" Holes Every 1 1/4" Finished Ends 1 Pink & 1 Blue Belt Per Set Latex Free | Soft materials minimize skin irritation for your patients. Large variety of sizes and packaging configurations available. | buttonhole-abdominal-belt-knit-elastic-2-3-8-x-48-holes-every-1-1-4-finished-ends-1-pink-amp-1-blue-belt-per-set-latex-free--4b7.jpg
SKU: CAH4301- | Cardinal Health Thigh-Length Anti-Embolism Stocking Medium Regular White | Closed toe design. White only. | thigh-length-anti-embolism-stocking-medium-regular-white-092.jpg
SKU: HAU2631 | Hausmann Industries Triplex Pulley Weights | Triplex pulley weights 2631 Superb rehabilitation and exercise device for both wheelchair and ambulatory patients. | triplex-pulley-weights-33d.jpg
SKU: FAB12-1086 | Baseline Sit and Reach Trunk Flexibility Box Deluxe | Perform sit-and-reach tests with deluxe Baseline sit and reach trunk flexibility test. Scales include: fitness, program, Cooper Institute/YMCA, AAHPERD. Scales printed in inches and centimeters. Made of sturdy powder-coated metal construction with a built-in foot plate and a maximum stretch indicator that remains until reset. The deluxe model allows for the tests done with the standard model as well as modified sit-and-reach tests. Modified testing protocols vary the scale start point; this normalizes scores to account for variation in the arm and leg length of the person being tested. The center channel is locked into place when the start point has been determined. | sit-and-reach-trunk-flexibility-box-deluxe-f7f.jpg
SKU: EGN003-GI52 | Elgin 2.5 lb. Slotted Disk Weight for Pulleys | All Slotted Weights fit Elgin's Pulley Systems. | 25-lb-slotted-disk-weight-for-pulleys-bbb.jpg
SKU: SHTS2100A | Shuttle Systems Rehabilitation Device with Adjustable Backrest Basic Kickplace Assembly 25" Stand Lateral Handles Progress Monitor Strip & Light Resistance Attachment | Trusted by Physical Therapists since 1985, the Shuttle 2000-1 provides smooth progressive resistance from 3 lbs up to 160 lbs at full extension. It is highly adjustable providing maximum patient comfort, making it ideal for acute and elderly patients.The 2000-1 has the most adjustability of any of the Shuttle Systems machines. A horizontal carriage at 25â€ height, featuring a three position adjustable backrest, provides easy patient transfers. This model provides smooth progressive resistance up to 160 lbs, allowing for resistance adjustments without disturbing the patient.The deluxe model #2400 features a floor to seat height of 16" in the "down" position and 22" in the "up" position.The PNF pulley tower system, available on select models, can also provide another dimension of treatments. | rehabilitation-device-with-adjustable-backrest-basic-kickplace-assembly-25quot-stand-lateral-handles-progress-monitor-strip-amp-light-resistance-attac-085.jpg
SKU: SHTS2400 | Shuttle Systems Rehabilitation Device Deluxe Package with Kickplate Assembly 25" Tilting Stand Adjustable Backrest Lateral Handles Progess Monitor Strip Light Resistance Attachment ROM Control Foot Supports & Expansion Towers | Trusted by Physical Therapists since 1985, the Shuttle 2000-1 provides smooth progressive resistance from 3 lbs up to 160 lbs at full extension. It is highly adjustable providing maximum patient comfort, making it ideal for acute and elderly patients.The 2000-1 has the most adjustability of any of the Shuttle Systems machines. A horizontal carriage at 25â€ height, featuring a three position adjustable backrest, provides easy patient transfers. This model provides smooth progressive resistance up to 160 lbs, allowing for resistance adjustments without disturbing the patient.The deluxe model #2400 features a floor to seat height of 16" in the "down" position and 22" in the "up" position.The PNF pulley tower system, available on select models, can also provide another dimension of treatments. | rehabilitation-device-deluxe-package-with-kickplate-assembly-25quot-tilting-stand-adjustable-backrest-lateral-handles-progess-monitor-strip-light-resi-d13.jpg
SKU: SHTS5500 | Shuttle Systems Shuttle Recovery Senior | The Recovery Senior provides an incredible value to the clinician. Able to handle a diverse range of patients from high school athletes to bariatric rehabilitation clientele, The Recovery provides a wide range of activities, from post-surgical to aggressive plyometric jumping. Designed with ease of use in mind; the Recovery makes patient transfers, resistance adjustments, and ROM easy for both the patient and the clinician. | shuttle-recovery-senior-0b0.jpg
SKU: PPK240 | Pre Pak Products Home Ranger Shoulder Pulley Original | Developed by a practicing physical therapist in 1985, The Home Ranger Original was the first web-strap over-the-door pulley and is still the market leader. A low cost, simple-to-use device, the Home Ranger helps increase and maintain range of motion in all planes of shoulder motion. Used in the home, it allows patients to increase the gains made in the clinic and helps speed the recovery process. | home-ranger-shoulder-pulley-original-091.jpg
SKU: NUST05001-HB | NuStep Recumbent Cross Trainer | The T5 design is the result of collaboration with exercise physiologists, ergonomic specialists, and our customers. It offers the benefits of life transforming exercise to patients, clients, and home users alike. Virtually anyone can exercise on the T5, from deconditioned or disabled users to workout warriors and elite athletes. The T5 offers safe, effective, and adaptive exercise with a mid-level feature set and price. | recumbent-cross-trainer--79e.jpg
SKU: SAMP922181 | Sammons Preston Pulley Weight Systems Single Column Pulley | Exclusive Pulley Systems exercise arms, legs and chest. | pulley-weight-systems-single-column-pulley-3cb.jpg
SKU: CM10052B | Rehab World Acuflex III Shoulder Rotation Test | Evalute the flexibility of the shoulder for For Arthritic assessment or Athletic evaluation. | acuflex-iii-shoulder-rotation-test-22b.jpg
SKU: CM10052 | Rehab World Acuflex I Modified Flexibility Sit and Reach Test Box | Several world reknowned Sports Medicine Professionals have developed the Acuflex I Modified Sit & Reach Test. Designed to do the new test but can also perform the old Sit & Reach Test accurately. | acuflex-i-modified-flexibility-sit-and-reach-test-box-b96.jpg
SKU: THDIEOSP-MB | RangeMaster Shoulder Pulley with Metal Door Bracket | The Economy Over-door Pulley allows any door to be used as a range of motion station for shoulder rehab and is offered with either a compact metal door bracket or the patented Thera-Loop non-slip woven door anchor. The Overhead Shoulder Pulley features wooden handles and an adjustable length cord to accommodate patients of any height. The RangeMaster Shoulder Pulleys help establish a safe and effective shoulder rehabilitation program in the home or clinical setting.The EconoRanger attaches to the door via the over-door metal bracket for the EOSP-MB or by closing the Thera-Loop Woven Anchor in the door jamb for the EOSP-WS. A patient then grips the wooden handles on either end of the cord and provides lift by downward force on the cord from the uninjured arm. Breast cancer survivors, patients recovering from shoulder surgery or rehabilitating frozen shoulder, torn rotator cuff or arthritis can restore range-of-motion in a safe and effective home treatment. | shoulder-pulley-with-metal-door-bracket--c59.jpg
SKU: PPK260 | Pre Pak Products Shoulder Pulley with Metal Door Anchor & Grip Handles | This modification of our market leading Home Ranger Original Shoulder Pulley boasts the same superior features but substitutes an over-the-door bracket and assisted-grip handles. This low cost, simple-to-use device, helps increase and maintain range of motion in all planes of shoulder motion. Used in the home, it allows patients to increase the gains made in the clinic and helps speed the recovery process. | shoulder-pulley-with-metal-door-anchor-amp-grip-handles--9b3.jpg
SKU: STISH-3 | STI ShoulderHorn Rotator Cuff Exercise Device Size 3 | Locks your shoulder and arms to train/rehabilitate the shoulder in an "abducted external rotation" which trains your shoulders to work against great loads like lifting, throwing, and other overhead motions common in many sports. | shoulderhorn-rotator-cuff-exercise-device-size-3--314.jpg
SKU: PPK295 | Pre Pak Products Home Ranger Knee Pulley | REDUCE KNEE PAIN AND IMPROVE RANGE OF MOTION WITH THE HOME RANGER KNEE PULLEYâ„¢The Home Rangerâ„¢ Knee Pulley is a revolutionary range of motion exercise device. For the first time, knee replacement patients and those with knee osteoarthritis can perform distraction in the comfort of their own homes to help relieve joint pressure and pain -- whenever the need arises.This one comfortable device makes compliance with required flexion and extension exercise easier for ALL post-surgery patients. Â Easy-to-put-on Foot Hammock attaches to the Pulley Assembly. Â The Pulley assembly secures in any door. Â A gentle pull of the handle elevates the foot of the seated patient. As the patient relaxes in to the hammock and holds the elevated position, mild joint distraction and pain relief occur. Â Simple adjustments allow patients to use the Knee Pulley for the extension and flexionÂ exercises necessary to achieveÂ the goal of full range of motion and functionality.Â | home-ranger-knee-pulley-05a.jpg
SKU: MDFTF3DLT-M | Medical Fitness Dual Pulley Lat Pulldown Free Standing with Medical EVO Weight Stack | 40 years ago, NautilusÂ® defined the modern strength category by matching strength machines to natural human movement. Today all Nautilus equipment is backed by those decades of experience and extensive research in human anatomy and biomechanics. The Nautilus Freedom Trainerâ„¢ offers a new level of versatility to an outstanding selectorized machine by allowing for user-defined paths of motion, enabling users to perform virtually any activity and reap the full reward of functional training exercises. Unlike other functional training systems in the industry, the dual arms adjust in two planes allowing for an infinite number of exercises and enable users to imitate different motions that range from sports-related activities to the movements that make up daily life. The dual arms are counterbalanced for easy adjustments between exercises | dual-pulley-lat-pulldown-free-standing-with-medical-evo-weight-stack-f79.png
SKU: BALY6040 | Bailey Weight Sled | The weight sled is designed to simulate everyday work motions. With the gradual addition of weights you can control the resistance and the strengthening treatment for shoulders, backs, hips, thighs and calves. The design of the anti-friction runners allow this unit to be used on a variety of surfaces. An invaluable aid for testing, evaluating and conditioning individuals in your work hardening and industrial rehab programs. | weight-sled-492.jpg
SKU: FAB10-3113 | Fabrication Enterprises Shuttle Square Rebounder | Shuttle Square Rebounder is portable and ships fully assembled.Adjustable 0-60 degree slant. Built-in ball rack.Rubber traction base won't slide.Casters for easy placement. | shuttle-square-rebounder-bdc.jpg
SKU: TTGM5108-01 | Total Gym Weight Bar | Take your Total Gym workouts to the next level with the weight bar accessory. The weight bar adds increased resistance to your exercise program by allowing for the addition of plate weights to the glideboard. Special Note: Weights not included. | weight-bar-4b0.jpg
SKU: TTGM5109-02 | Total Gym Closed Chain Platform | The Closed Chain Platform (CCP) facilitates a number of lower body exercises, including loaded and unloaded squats and calf raises. Ideal in the physical therapy setting, this functional training platform can also be used in combination with other products, like a BAPS board for unloaded BAPS usage, to safely and gradually challenge balance and mobility. The closed chain platform also allows for a wide variety of foot patterning and positions that facilitate progressive training of movements for speed and agility. | -closed-chain-platform-35a.jpg
SKU: SPTUBE521M | SportsArt Upper Body Ergometer with Adjustable Seat Height | The features an easy-to-operate dot matrix display with bright LED readouts and professionally designed programs. | upper-body-ergometer-with-adjustable-seat-height--129.jpg
SKU: THDIRM-MB | RangeMaster Overhead Shoulder Pulley with Metal Door Bracket | The RangeMasterâ„¢ Overhead Shoulder Pulley is a high quality, low cost shoulder pulley with several innovative features. Features include our new and unique flip chart exercise guide with patient education and extensive exercise options, custom nylon-roller pulley, easy line-length adjustment, and the choice of either our compact and portable over-door bracket or patented over-door webbing strap. | overhead-shoulder-pulley-with-metal-door-bracket-b1b.jpg
SKU: SKIL914679 | Skil Care Aqua Weight 8 Pounds | These aqua-weights are a light exercise device that are easily portable and safe to use if dropped. | aqua-weight-8-pounds-bc7.jpg
SKU: SAMP565944 | Jamos Love Handles RX Wheelchair Workout | Attaches to wheelchairs and/or chairs to provide a cardio and upper-body workout from a seated position. Tones abs and arms, engages the core, and increase the heart rate to lower cholesterol and lose weight/inches. Each pair includes a Fitness DVD to provide an efficient workout for range of motion, rotator cuff injuries and heart conditions. | love-handles-rx-wheelchair-workout-c4f.jpg
SKU: DRV13005 | Drive Medical Over Door Exercise Pulley | The over door exercise pulley by Drive Medical was designed to safely and easily increase ranger of motion whenever you please, be it while sitting or standing. It easily fits over a standard door and arrives complete with a door bracket, pulleys, cord and handles. | over-door-exercise-pulley-bc9.jpg
SKU: DMI660-2030-0000 | Briggs Healthcare DMI Exercise Pulley Set | Designed to exercise upper body extremities easily and safety. | dmi-exercise-pulley-set-954.jpg
SKU: BDSPZZRWB01 | Body Sport Weight Bar 1 Lbs. 4 Ft Long | Helps build lean body mass and muscle definition. Used for a variety of workouts including strength training, conditioning, interval and circuit training, yoga, Pilates and flexibility. 4' long. | weight-bar-1-lbs-4-ft-long-293.gif
SKU: CLI7213 | Clinton Industries Shoulder Wheel | Clinton 7213 Shoulder wheel. | shoulder-wheel-922.jpg
SKU: CLI5113KN | Clinton Industries Dumbbell Strip | Wall mounted with pre-drilled mounting holes included, Strong polycarbonate rods, angled for stability. | dumbbell-strip-5ea.jpg
SKU: CLI4715-X | Clinton Industries 10-Piece Dumbbell Set | 1-10 pounds (1 of each)-dumbbell set | 10-piece-dumbbell-set-c8e.jpg
SKU: HAU5539 | Hausmann Industries Set of 3 Exercise Weight Bars | Consists of 1 each 1 lb 2 lbs 3 lbs | set-of-3-exercise-weight-bars-7e1.jpg
SKU: IDPHWR60 | Ideal Products Dumbbell Racks, 36â€ W x 12â€ D x 24â€ H, 300 lb | Heavy Duty 2 Shelf Rack, 36 W x 12 D x 24 H, 300 lb. Capacity, Steel construction, Ships parcel freight, unassembled, White/black painted finish, Holds 20+ large dumbbells. | dumbbell-racks-36-w-x-12-d-x-24-h-300-lb-7ff.jpg
SKU: SKIL914676 | Skil Care Aqua Weight - 2lbs | Water Weights, Hand, 2 lbs. | aqua-weight-2lbs-39a.jpg
SKU: SKIL914678 | Skil Care Aqua Weight - 6lbs | Water Weights, Hand, 6 lbs. | aqua-weight-6lbs-f50.jpg
SKU: DKLLXB5811R | Dukal Resist-A-Band Exercise Bands, Silver, Super Heavy, 6 Yards - Latex | Resist-A-Band Exercise Bands, Silver, Super Heavy, 6 Yards - Latex | resist-a-band-exercise-bands-silver-super-heavy-6-yards-latex-07a.jpg
SKU: DKLLXB5880R | Dukal Resist-A-Band Exercise Bands, Silver, Super Heavy, 5 Yards - Latex | Resist-A-Band Exercise Bands, Silver, Super Heavy, 5 Yards - Latex | resist-a-band-exercise-bands-silver-super-heavy-5-yards-latex-8f2.jpg
SKU: DKLLXB6054R | Dukal Resist-A-Band Exercise Bands, Gold, Ultra Heavy, 25 Yards - Latex | Resist-A-Band Exercise Bands, Gold, Ultra Heavy, 25 Yards - Latex | resist-a-band-exercise-bands-gold-ultra-heavy-25-yards-latex-20d.jpg
SKU: BDSPZZRWB04 | Body Sport Weight Bar 4 Lbs. 4 Ft Long | Helps build lean body mass and muscle definition. Used for a variety of workouts including strength training, conditioning, interval and circuit training, yoga, Pilates and flexibility. 4' long. Covered in durable rubber for a comfortable, secure grip. Feature black rubber end caps that protect floors. Latex-free. 4 lbs. | weight-bar-4-lbs-4-ft-long-1af.gif
SKU: EGN004-EL611 | Elgin Latissimus Dorsi Bar Accessories for Any Pulley Systems | Our quality pulley accessories by Elgin work with nearly any wall or free-standing pulley system. | latissimus-dorsi-bar-accessories-for-any-pulley-systems-ed2.jpg
SKU: EGN004-EL612 | Elgin Swivel Curling Bar Accessories for Any Pulley Systems | Our quality pulley accessories by Elgin work with nearly any wall or free-standing pulley system. | swivel-curling-bar-accessories-for-any-pulley-systems-9c8.jpg
SKU: EGN004-EL614 | Elgin Leather Wrist/Ankle Cuff Accessories for Any Pulley Systems | Our quality pulley accessories by Elgin work with nearly any wall or free-standing pulley system. | leather-wrist-ankle-cuff-accessories-for-any-pulley-systems-fd6.jpg
SKU: EGN026-22120 | Elgin TheraBand Handles | TheraBand Handles (Pair) provide an easy, secure grip for bands or tubing. | theraband-handles-8d0.jpg
SKU: EGN026-22125 | Elgin TheraBand Sports Handle | The TheraBand Sports Handle is 12" long and allows for two hands to grasp the handle easily. Use with TheraBand Band or TheraBand Tubing. | theraband-sports-handle-b4b.jpg
SKU: EGN026-22130 | Elgin Thera-Band Door Anchor | TheraBand Door Anchor: The TheraBand Door Anchor is used to secure bands or tubing for upper and lower body workouts. The Door Anchor can be secured at any point along the frame of a standard door, offering versatile anchoring options. | thera-band-door-anchor--ee7.jpg
SKU: THDIRM-WS | RangeMaster Rangemaster Overhead Shoulder Pulley with Webbing Door Strap | The RangeMasterâ„¢ Overhead Shoulder Pulley is a high quality, low cost shoulder pulley with several innovative features. | rangemaster-overhead-shoulder-pulley-with-webbing-door-strap-de2.jpg
SKU: ROSC50-1010 | Roscoe Medical CanDo Deluxe Over Door Shoulder Pulley Exerciser | The CanDo Deluxe Over-Door Shoulder Pulley Exerciser provides a convenient platform for resistance exercise that increases range of motion in the arms. The pulley can be attached to any door and is available in convenient clamp or strap configurations. | cando-deluxe-over-door-shoulder-pulley-exerciser-ee3.jpg
SKU: BALY757 | Bailey Wall Pulley | Consists of wall bracket, pulley rope and 2 handles. | wall-pulley-fc7.jpg
SKU: CMBJ175110 | Complete Medical Move Those Shoulders Overdoor Pulley Exerciser | Complete Medical's line of Move Those Shoulders Overdoor Pulley Exerciser is designed to safely and easily increase range of motion or rehab shoulder, arm, upper body or torso. The exerciser has two pulleys for smooth and easy operation. The pulley is especially convenient as it is a portable exerciser that can be easily transported and fitted to standard doors. The included extra-long adjustable rope can be used in a standing or seated position. | move-those-shoulders-overdoor-pulley-exerciser-d49.jpg
SKU: FAB01-8030 | CanDo Magneciser Arm Leg Pedal Exerciser | Quiet magnetic, bi-directional resistance system. Use for upper and lower body exercises. | magneciser-arm-leg-pedal-exerciser-dbf.jpg
SKU: HCLI881E | Monark Cycle Rehab Trainer Ergometer with WATTS | The Monark 881E is the worldâ€™s most widely used test bike for fitness tests and worktests. It is easy to calibrate and just as easy to check when in use. You know that all the values are always accurate. | rehab-trainer-ergometer-with-watts-998.jpg
SKU: ALI31600W | Alimed Magnetic Pedal Exerciser | AliMedÂ® Magnetic Pedal Exerciser features a quiet magnetic resistance system. Use it for upper and lower body exercises to improve circulation, strength, endurance, and range of motion. This exerciser comes with a fully automatic five-function digital display that provides readouts for speed, elapsed time, calories, distance, and a scan of all functions. This exerciser is small, portable, and lightweight with an adjustable base for stability and storage. It is bi-directional and offers nominal resistance at the lowest setting. | magnetic-pedal-exerciser-9dd.jpg
SKU: NUST41512 | NuStep Replacement Seat | Accessories: Replacement Seat (DROP SHIP ONLY) | replacement-seat--7ad.jpg
SKU: NUST45000 | NuStep T4R Recumbent Cross Trainer | Simulates a natural walking motion while eliminating undesirable joint stress therefore promoting functional fitness. This machine builds strength and is great for users with disabilities, in rehab or seeking health and wellness. The T4r is self-powered, starts easily, operates quietly and can be used in most locations. The seat is ergonomically designed to be comfortable, features a 360Âº swivel (with 45Âº locking intervals) allowing easy on and off access. The arms adjust up to 15" to fit any body size and preferred range of motion. Meanwhile, the foot pedals accommodate different sized feet and keep them securely in position. Finally, the console is easy to read and includes a one-button quick start and reset. Choose from 10 levels of resistance along with Quick Start, Pace Partner, and track programs.Shipping Options:Full Service ( white glove delivery ): Unpacking, inspection, removal/disposal of packing materials, transporting your order up or down a maximum of 2 flights of stairs and setting up merchandise in the room of your choice.Dock to Dock ( no touch ): Standard truck or freight delivery. A raised loaded dock is required and the delivery location. A pallet jack or forklift should be available for unloading the truck | t4r-recumbent-cross-trainer-91f.jpg
SKU: SPTT615 | SportsArt Treadmill | SportsArt Foundation Series light commercial and residential cardio line continues to set industry standards in both unique design and biomechanic excellence. Our industrial-quality manufacturing provides dependability and functionality year after year. | treadmill--114.jpg
SKU: CMEN300BD | Endorphin Corporation Endorphin Hand Cycle Bi Directional | Endorphin's 300 hand cycle series is a complete upper body muscle-conditioning platform, All 300 models feature a body stabilizing chest support pad that adjusts to a vertical or horizontal position for maximum comfort and has a 7" range of motion, Providing excellent body core stabilization, optional foot pedals for lower body use make the 300 Series a complete and adaptable exercise unit. | endorphin-hand-cycle-bi-directional-eb0.jpg
SKU: CM827E | Monark Cycle Electric Fitness Cycle | The Monark 827E is the worldâ€™s most widely used test bike for fitness tests and worktests. It is easy to calibrate and just as easy to check when in use. You know that all the values are always accurate. | electric-fitness-cycle-c86.jpg
SKU: HCLI871E | Monark Cycle Mini Rehab UBE Trainer | The Monark 871E is a small, handy arm/leg trainer which is easy to use and has smooth running. Ideal for warm up and exercise in hospitals and rehabilitation centers from wheelchair or standing up. Excellent chioce for rehabilitation of disabled. | mini-rehab-ube-trainer-45c.jpg
SKU: SAMP925191 | Sammons Preston Endorphin 370 Series Upper/Lower Platform - E4 | The upper and lower modules are operated and controlled independently to give the user flexibility in customizing treatment for specific injuries. Features a height-adjustable upper e-resistance system module. | endorphin-370-series-upper-lower-platform-e4-355.jpg
SKU: SAMP569043 | Sammons Preston MATRIX T3x Treadmill | The perfect balance of engineering, effectiveness, aesthetics and low maintenance, MATRIX treadmills are designed with belts that last longer, motors that run smoother and machines that look better. The Ultimate DeckÂ™ Systemwith impact absorption technology provides the ultimate feel for users and offers over 25,000 miles of maintenance-free performance. MATRIX's exclusive Dynamic Response Drive SystemÂ™ and controller technology continuously monitor and adjust to the user's footfall to ensure a perfect stride.Features of the T3x include:LED console display is easily navigated by users of all experience levelsLow 7.5" step-on height for easy accessibility4.2 hp AC Dynamic Response Drive SystemÂ™ with 7-year motor warranty | matrix-t3x-treadmill-c40.png
SKU: HLCI828E | Monark Cycle Ergomedic Test Cycle | Monark Ergomedic 828E is the successor to the 818E. The bicycle has a new softer design, a completely housed 22 Kg (48 Lbs.) flywheel and strengthened frame. A new electronic instrument shows effective output in watts and heart rate using telemetry. The Monark pendulum balance ergometer is the world's most used test cycle for fitness testing. Electronic meter that shows pedal-turns per minute, heart rate in beats per minute, cycling-time in minutes and seconds, intended cycling speed in km/miles per hour, plus distance covered in km/miles. In addition braking power can be set, giving a reading of calorie consumption and power in watts. The pendulum balance is easy to calibrate. Braking of the wheel takes place mechanically via a belt that runs round the rim of the wheel. The two ends of the belt are attached to a revolving drum to which a well-balanced pendulum is fixed. This arrangement works as a pendulum balance which measures the difference in pulling power on the two ends of the belt. Pendulum scale, easy to calibrate. Adjustable seat height. Adjustable handlebar with quick release lever. Stable frame, solid steel tube. Power painted. Wheels for easy transport. Chestbelt and PC Software are included for accurate fitness tests. | ergomedic-test-cycle-e61.jpg
SKU: TFTLC900R2W | True Fitness Recumbent Bike Light Commercial | True LC Bikes bikes combine quality materials with smart design for an overall package that is unbeatable in performance and durability. These machines reduce back stress and offer simple programming, making exercise an easy and enjoyable process.Â Looks Great, Lasts Long:The LC900 walk-through recumbent bike is built on a custom-designed, racetrack-inspired steel frame that is a perfect complement to any exercise facility, especially when combined with other cardio pieces in the PS series. TRUEÂ® uses the most durable materials available in this class and achieves a weight of 186 lbs (54 kg). This will ensure that the LC900 will look good for the long haul.Â Self Powered:The LC900 recumbent bike is self-generating and therefore can be placed anywhere in your facility. The 2 stage drive system with Poly-V belts combine for a very smooth and quiet riding experience.Â Pre-Programmed Workouts:Six pre-programmed workouts including manual, quick start, random, cardio, fat burn and hills provide a variety of training options for users with a wide range of abilities and goals. Programming on the fly allows users to adjust workout settings while using the bike.Â Adjustable, Reclining Seats:The TRUE LC900 features a multi-setting, adjustable seat that optimizes range of motion while minimizing pressure on soft tissues. The reclining seat back allows infinite adjustment to fit multiple body types and comfort angles.Â Built to Last:TRUEâ€™s LC900 offers one of the most comprehensive warranties in the industry: a lifetime frame warranty, five years on parts and one year labor coverage. At TRUE we stand behind our products, so you can enjoy years of worry free serviceÂ | recumbent-bike-light-commercial-6d8.jpg
SKU: SFTPRO101-INT | SciFit PRO1 Sport Standing Upper Body Exerciser | The SCIFIT PRO1 Sport Standing Upper Body Exerciser is the industry's most versatile ground based training rotary device. Use it for one or both arm exercises â€” forward or backward â€” for strength and cardio. Prescribed work is measured in METS and WATTS.Heavy Duty PlatformÂ - The included platform provides a sturdy foundation with up to a 750 lb. maximum weight capacity.Adjustable Monitor - Monitor adjusts in a 29" to 55" range to accomodate users of all heights.Versatile - Use it for one or both arm exercises - rotate forwards or backwards - for strength or cardio.Bi-directional Resistance - Move forwards or backwards to utilize different muscles groups.Cranks - Adjustable and reversible arm cranks for a greater range of motion, variety and a custom fit.Resistance - With 200 levels of resistance and a 6 watt starting resistance level, this elliptical is ideal for any type of user, in any condition.MP3 Compatible - The mP3 charger will keep users on and motivated.Cooling Fans - Twin cooling fans with three settings will keep users comfortable and cool.Heart Rate - Wireless heart rate compatible with interactive heart rate programming. | pro1-sport-standing-upper-body-exerciser-2dd.jpg
SKU: SFTPRO231-INT | SciFit PRO2 Sport Total Body Exerciser | Through innovative fitness technologies and programs, SCIFIT provides wellness solutions that meet the needs of the wide range of individuals served by the fitness and health care industry. SCIFIT provides excellent quality products, programs and service. SCIFIT is theâ€¦"Scientific Solutions For Fitness."â„¢The SCIFITÂ PRO2 SPORTÂ is a commercial total body exerciser. It's the industry's most versatile rehabilitation tool. The PRO2 is an upper body ergometer AND a recumbent bike, all in one machine, for a total body solution. The dependent upper and lower cranks enable passive assistance. The machineÂ has bi-directional resistance so the user can exercise in the forward or backward direction. Plus, this total body exerciser has aÂ true step-thru design to enable users to easily enter and exit. The SCIFITÂ PRO2 SPORTÂ Total Body Exerciser is built with the user in-mind, and made with durable components that will last.TheÂ PRO2 SPORTÂ employs the Intelli-Fit console. It's not just a new console for SCIFIT products, it also supplies programs, tests, and training protocols that provide the medical accuracy of watts. The user can see the effectiveness of the workout and expect consistent results. It looks great on the outside, but itâ€™s the science inside that makes a difference. | pro2-sport-total-body-exerciser-11c.jpg
SKU: SFTAC5000-INT | SciFit Treadmill | Through innovative fitness technologies and programs, SCIFIT provides wellness solutions that meet the needs of the wide range of individuals served by the fitness and health care industry. SCIFIT provides excellent quality products, programs and service. SCIFIT is theâ€¦"Scientific Solutions For Fitness."â„¢The SCIFIT AC5000 Treadmill is a commercial treadmill with a low starting speed of only 0.1 mph, making it ideal for those in need of an easy start while progressing to their workout goals. The generous, 22" x 62" running surface can comfortably accomodate users of virtually any size, and the maintenance-free deck has a shock absorption system for users to workout in comfort. The SCIFIT AC5000 Treadmill is built with the user in-mind, and made with durable components that will last.The AC5000 employs the Intelli-Fit console. It's not just a new console for SCIFIT products, it also supplies programs, tests, and training protocols that provide the medical accuracy of watts. The user can see the effectiveness of the workout and expect consistent results. It looks great on the outside, but itâ€™s the science inside that makes a difference. | treadmill-59b.jpg
SKU: SFTAC5000M-INT | SciFit Medical Treadmill | In addition to its low starting speed of .1 mph, the AC5000M Medical Treadmill increases your options with reverse motion up to 4 mph and a -3% decline for downhill training.Features: Smart Fitness Solutions SCIFITâ€™s comprehensive fitness solutions let users of all ages and abilities experience improvement at every level. Iso-Strength A SCIFIT exclusive, provides resistance that mirrors the force applied by the user to safely accommodate individual strength needs. Iso-Strength: is designed for ease of use, safety, concentric movement, accomodating resistance, interval training and variable resistance. Constant Work: SCIFIT's program that provides a steady workload measured in watts to increase endurance and provide built-in limits as a safeguard. The SCIFIT Constant Work program increases endurance, has built in limits, doesn't allow cheating, monitors prescribed work programs Bi-Directional Resistance: SCIFIT's program that allows users to exercise forward and in reverse to recruit reciprocal muscle groups and allow longer workouts for greater results. Benefits of SCIFIT's Bi-Directional Resistance program include added variety, reduced risk of injury, prolonged workouts and increased conditioning. | medical-treadmill-d06.jpg
SKU: SFTREX7001-INT | SciFit Total Body Recumbent Elliptical Premium Seat Includes Footstraps Cool Gray | This whole body cross trainer provides a natural total body movement that creates a true-to-life walking cadence. | total-body-recumbent-elliptical-premium-seat-includes-footstraps-cool-gray--f83.jpg
SKU: SFTISO1011R-INT | SciFit Recumbent Bike Premium | SciFit builds equipment that builds people up. Whether itâ€™s someone recovering from a heart attack, rehabilitating from knee surgery or exercising for the first timeâ€¦.SCIFIT products help you progress toward your goals. Accessibility is key. Our equipment makes it easy for people of all ages and abilities to get moving, stay motivated and see results. Our SCIFIT ISO1000R Recumbent Bike with the premium seat provides opportunities for people of all ages to stay active. Using our equipment and programs can help improve strength, balance, flexibilityand endurance to make it easier to perform the activities of daily living. These improvements can also help prevent slips, trips and falls, and may help speed recovery from injuries. The SciFit ISO1000R Recumbent Bike Premium is easy to use and features simple, familiar movements to improve functional health and promote independence. | recumbent-bike-premium-50d.jpg
SKU: SFTISO7001-INT | SciFit Upright Bi-Directional Bike | Through innovative fitness technologies and programs, SCIFIT provides wellness solutions that meet the needs of the wide range of individuals served by the fitness and health care industry. SCIFIT provides excellent quality products, programs and service. SCIFIT is theâ€¦"Scientific Solutions For Fitness."â„¢The SCIFIT ISO7000 is a commercial upright bike with a smooth, natural knee movement to improve the users' functional gait. This bike has BI-DIRECTIONAL RESISTANCE, allowing users to utilize different muscle groups. The seat adjusts both up/down and fore/aft, to ensure correct form for each user. Plus, this upright bike has a true step thru design to enable users to easily enter and exit. The SCIFIT ISO7000 Upright Bike is built with the user in-mind, and made with durable components that will last.The ISO7000 employs the Intelli-Fit console. It's not just a new console for SCIFIT products, it also supplies programs, tests, and training protocols that provide the medical accuracy of watts. The user can see the effectiveness of the workout and expect consistent results. It looks great on the outside, but itâ€™s the science inside that makes a difference. | upright-bi-directional-bike-5c7.jpg
SKU: SPTXT20 | SportsArt Xtrainer Recumbent Bike | The XT20 is a total body workout machine that combines independent lower and upper body resistance, which has been proven to provide better training results than any other cardio product. | xtrainer-recumbent-bike-52c.jpg
SKU: FDFE-316 | First Degree Fitness E-316 Fluid Rower | Interactive performance monitor displays: time, 500m split, distance, strokes per minute, calories per hour, watts, level, internals, heart rate (optional kit required). Ergonomically angled handle. Dyneema&reg; cable drive. Unique heel support assembly. Direct Drive System (patent applied). Seat at &quot;office chair&quot; height, allows ease of entry and exit for all users. Optional back support for increased safety and support. Air-glide seat rollers in concealed tracks. In-built transit wheels for ease of movement.Get a whole body workout with the patented fluid technology variable resistance system of the First Degree Fitness E-316 Fluid Rower. Get the equivalent of an on-water rowing workout from the convenience of your own home. The First Degree Fitness E-316 Fluid Rower 16 levels of Patented Variable Fluid Resistance and Direct Drive System will help you stroke your way to better health and fitness. Keep track of your progress on the Interactive Performance Monitor to get the most out of your workout. Enjoy a smooth and comfortable ride with the office chair height seat and add extra support with the Optional Back Support. Fold up and wheel away when not in use!The First Degree Fitness E-316 Fluid Rower is a rowing machine that uses water as resistance. This low impact whole body workout is geared to satisfy all ages, male or female, all sizes or fitness levels. The First Degree Fitness E-316 Fluid Rower features 16 levels of patented variable fluid resistance that is adjustable on the fly for the ultimate workout. The Air-Glide seat rollers feature precision bearings for a smooth back and forth that will last for years.The rowing machine features a rigid frame construction for maximum stability and a compact footprint that makes it an easy addition to your home gym space. The advanced heel cradle footboard design is comfortable for your feet and features a central adjustment for foot size. First Degree Fitness E-316 Fluid Rower emulates a real, on-water rowing experience with a natural catch and resistance through the stroke.First Degree Fitness E-316 Fluid Rower new, unique and technologically advanced E-316 Fluid Rower by First Degree Fitness is one of a family of superb exercise machines that has revolutionized the way people exercise all over the World. This First Degree Fitness E-316 Fluid Rower is a fabulous exercise machine that effectively engages almost every muscles in the human body. | e-316-fluid-rower-3f2.jpg
SKU: MDFTCS400T-9 | Medical Fitness CS400T-9 Treadmill with 9" Escalate LCD Console | TRUE Fitness has over 30 years of history making the world's best treadmills, and the CS400 is no exception! This treadmill will put your facility in a class all its own, giving your patients what they wantâ€”quality fitness equipment to keep them healthy in their busy lifestyle. | cs400t-9-treadmill-with-9-escalate-lcd-console-815.jpg
SKU: SFTAC5000-INT | SciFit Treadmill | Through innovative fitness technologies and programs, SCIFIT provides wellness solutions that meet the needs of the wide range of individuals served by the fitness and health care industry. SCIFIT provides excellent quality products, programs and service. SCIFIT is theâ€¦"Scientific Solutions For Fitness."â„¢The SCIFIT AC5000 Treadmill is a commercial treadmill with a low starting speed of only 0.1 mph, making it ideal for those in need of an easy start while progressing to their workout goals. The generous, 22" x 62" running surface can comfortably accomodate users of virtually any size, and the maintenance-free deck has a shock absorption system for users to workout in comfort. The SCIFIT AC5000 Treadmill is built with the user in-mind, and made with durable components that will last.The AC5000 employs the Intelli-Fit console. It's not just a new console for SCIFIT products, it also supplies programs, tests, and training protocols that provide the medical accuracy of watts. The user can see the effectiveness of the workout and expect consistent results. It looks great on the outside, but itâ€™s the science inside that makes a difference. | treadmill-59b.jpg
SKU: SPTT635M | SportsArt Medical Rehab Treadmill | SportsArt Rehab Treadmills are designed specifically for cardiac and physical therapy markets and come loaded with unique features, programs and user amenities to help treat more patients more effectively.The 3.2 HP DC Drive T635M is equipped with medical/rehab specific features such as reverse speed up to -3 MPH and extended handrails. This dynamic new treadmill also features MyFlex Plusâ„¢ deck cushioning which provides 30% more shock absorption and carries a lifetime warranty. Meets UL requirements for current leakage in medical settings. Large 22" x 61" belt provides ample running space and is constructed from carbon-weave, low friction material. The T635M is a commercial grade treadmill rated for moderate cardiace and physical rehab and offers clients a low cost, value driven option when compared to the Club T655M, with the very same quality and many of the same functions and features. | medical-rehab-treadmill--c21.png
SKU: KLCILC6 | Monark Cycle Open Source Computerized Ergometer | Perfect Fit for a cyclist is when the position is right, power in the legs and the mind is set for a great preformance. Monark LC6 has stepless adjustability in all directions for a perfect position without affecting the rigidity of the frame. Monarkâ€™s classic bike feeling is even improved with LC6, new Q-factor and updated resistance system makes the feeling complete. Now it is up to the rider.Open Source is used within the software industry for an available program. Monark LC6 is also available and adaptable. Standard components for easy exchange and upgrades of parts like crank systems. Channels and plates prepared for measurement equipment and software accessible for external devices. Monark LC6 is a great bike as it is, but now also easy to adapt for your specific needs. LC6 is also easy to control from external system like ECG or PC.Modern Force shall not be mixed with the fact that measurement still belongs to the old physical laws. Calibration still has to be done, on LC6 the procedure is improved for better safety and accuracy. With the updated braking system of LC6 old force is speed independent, quickly adjusted but still controllable during use. Monark has always been known for accuracy, now it is even improved | open-source-computerized-ergometer-076.jpg
SKU: LFSTR5500i | Lifespan Folding Treadmill | The TR5500i foldable treadmill is designed with the runner in mind. Engineered to deliver a superior cardiovascular experience, this heavy-duty treadmill features elite components, including a powerful, 4.0 HP continuous-duty DC motor, all-steel folding frame, and a maintenance-free, extra-wide running surface. As intuitive as it is capable, the TR5500i is outfitted with an easy-to-navigate console, 46 fitness-inspiring programs, and optional Bluetooth for seamless syncing of your exercise data. Prepare to shatter your goals and expectations with the LifeSpan TR5500i. | folding-treadmill-73c.jpg
SKU: LFSTR 5000-DT5-38 | Lifespan Treadmill Desk 38" Wide | The commercial TR5000-DT5 Treadmill Desk combines our most durable office treadmill with our manual height-adjusted standing desk, providing everything you need to begin walking while you work. Equipped with a high mileage, maintenance-free belt, 1 thick reversible walking deck, and a powerful 3.0 HP motor, the office treadmill is built to last. The console has been integrated within the armrest of the standing desk, providing readouts for steps, walking time, distance, calories and speed. Join the thousands of businesses, universities, and government agencies that have already taken the next step towards an active-office lifestyle with the TR5000-DT5 walking treadmill desk.Personalize Your DeskRefined, contemporary design and long-lasting construction make the LifeSpan TR5000-DT5 Treadmill Desk the perfect addition to the office. Quiet operation lets you stay respectful of employees while you walk for miles each day without impacting productivity. Premium components suppress mechanical noise and subdue vibration, keeping your focus on the task at hand. Additionally the desk and treadmill uniquely interlock, keeping the desk secure without sending vibrations through the frame and up to the working space.Best-In-Class ConstructionThe newly updated manual-height standing desk now adjusts from 33.5 to 52.5, allowing for a greater range of adjustments letting you find proper ergonomic positioning whether short or tall.The standard 38 wide desktop provides ample working area, with a 48 wide option available for added space or those wishing to use dual monitors. Included for comfort and balance, the sleek, black padded armrest keeps you centered and focused on the task at hand. The console is conveniently integrated into the center of the armrest, giving you full control without taking up valuable space.Legacy of InnovationsBusiness savvy and wellness ready, LifeSpan technologies are devoted to improving your experience. Onboard Intelli-Step technology detects each foot step taken, keeping you aware of your daily step count. The integrated Intelli-Guard safety feature ensures the treadmill only operates when you are actively walking, supporting a safe work environment.Making Every Step CountExperience tells us users stay motivated when they are able to set goals and easily track their progress. Recent improvements in Bluetooth technology allowed us to build our best app experience ever. Simply hover your smartphone over the office treadmill desk console to upload your data. Thats it. The data syncs effortlessly. Plus, this feature is free for everyone. Simply download the Active Trac app from the app store and track your progress.Internal Cable ManagementGone are the days of obtrusive power cords littering your work area. Unlike traditional wiring systems utilized by other standing desks, LifeSpan's industry-exclusive internal cable management system directs the desk's power cord down to the floor through the frame, promoting safety and refined appearances. | treadmill-desk-38-wide-2ca.jpg
SKU: LFSTR 5000-DT5-48 | Lifespan Treadmill Desk 48" Wide | The commercial TR5000-DT5 Treadmill Desk combines our most durable office treadmill with our manual height-adjusted standing desk, providing everything you need to begin walking while you work. Equipped with a high mileage, maintenance-free belt, 1 thick reversible walking deck, and a powerful 3.0 HP motor, the office treadmill is built to last. The console has been integrated within the armrest of the standing desk, providing readouts for steps, walking time, distance, calories and speed. Join the thousands of businesses, universities, and government agencies that have already taken the next step towards an active-office lifestyle with the TR5000-DT5 walking treadmill desk.Personalize Your DeskRefined, contemporary design and long-lasting construction make the LifeSpan TR5000-DT5 Treadmill Desk the perfect addition to the office. Quiet operation lets you stay respectful of employees while you walk for miles each day without impacting productivity. Premium components suppress mechanical noise and subdue vibration, keeping your focus on the task at hand. Additionally the desk and treadmill uniquely interlock, keeping the desk secure without sending vibrations through the frame and up to the working space.Best-In-Class ConstructionThe newly updated manual-height standing desk now adjusts from 33.5 to 52.5, allowing for a greater range of adjustments letting you find proper ergonomic positioning whether short or tall.The standard 38 wide desktop provides ample working area, with a 48 wide option available for added space or those wishing to use dual monitors. Included for comfort and balance, the sleek, black padded armrest keeps you centered and focused on the task at hand. The console is conveniently integrated into the center of the armrest, giving you full control without taking up valuable space.Legacy of InnovationsBusiness savvy and wellness ready, LifeSpan technologies are devoted to improving your experience. Onboard Intelli-Step technology detects each foot step taken, keeping you aware of your daily step count. The integrated Intelli-Guard safety feature ensures the treadmill only operates when you are actively walking, supporting a safe work environment.Making Every Step CountExperience tells us users stay motivated when they are able to set goals and easily track their progress. Recent improvements in Bluetooth technology allowed us to build our best app experience ever. Simply hover your smartphone over the office treadmill desk console to upload your data. Thats it. The data syncs effortlessly. Plus, this feature is free for everyone. Simply download the Active Trac app from the app store and track your progress.Internal Cable ManagementGone are the days of obtrusive power cords littering your work area. Unlike traditional wiring systems utilized by other standing desks, LifeSpan's industry-exclusive internal cable management system directs the desk's power cord down to the floor through the frame, promoting safety and refined appearances. | treadmill-desk-48-wide-d60.jpg
SKU: HLCILC6 | Monark Cycle LC6 Novo Compact Rehab Trainer | In many applications the ergometer is part of a bigger system. LC6 novo is adapted and equipped to be controlled from external systems like EKG, Spirometry, Metabolic cart or PC programs. With the same specifications and features as LC7 (except touch screen) the LC6 novo becomes a perfect tool for anyone executes VO2 max or stress test in a high performance area. | lc6-novo-compact-rehab-trainer-daf.jpg
SKU: HLCILC7 | Monark Cycle LC7 Novo Constant Power Testing Ergometer | The LC7 TT novo is a high-tech test cycle suitable for advanced tests and research where high accuracy and calibration opportunities are demanded. The LC7 TT is the first test cycle that allows for objective time trial tests where the test person adjusts the output power or braking force through the steering gear controls and the cycle speed is calculated based on the measured power. The LC7 TT is equipped with touch display and the Monark novo system enables you to control the bike from external computers and systems. | lc7-novo-constant-power-testing-ergometer-410.jpg
SKU: HLCILC4 | Monark Cycle LC4 G3 Constant Power Testing Ergometer | Watt ergometer which is independent of revolutions per minute and can be maneuvered exernally or used â€œstand aloneâ€. Stepless adjustability for handlebars and seat for the cyclists optimal sitting position regardless sport of interest. New resistance system controllable both exernally by USB or through the display. New display with improved sharpness, more alternatives for various test and training, double pulse systems, USB port for PC and real time showing of Watt. | lc4-g3-constant-power-testing-ergometer-f13.jpg
SKU: HLCI939E | Monark Cycle Novo Constant Power Ergometer | The accuracy has never been better. The bike has never been faster. The feeling has never been better. The 939 Novo can be controlled from up to two sources at the same time. Easy to calibrate. Built with components of the highest quality. For testing where accuracy really matters.The 939 Novo Can be used for work tests on most people, also elderly and sick people, where the load is low. The easy entrance frame and the easy adjustment of saddle and handlebar make the bike user friendly. Connection at floor level to avoid entanglement and loose hanging cables. 939 Novo is speed independent, you can pedal with different frequency maintaining constant power output. The braking system is easy to calibrate and can be controlled at all times, which assures that the load is always correct. | novo-constant-power-ergometer-7ab.jpg
SKU: HLCI839E | Monark Cycle Stress Testing Bike Ergometer | The Monark 839E stress testing bike ergometer is the worldâ€™s most widely used test bike for fitness tests, stress test and ECG. The 839E Stress Testing Bike Ergometer is easy to calibrate and just as easy to check when in use. You know that all the values are always accurate in your stress test. | stress-testing-bike-ergometer-214.jpg
SKU: HLCI894E | Monark Cycle Anarobic Wingate Ergometer | The Monark 894E is the worldâ€™s most widely used test bike for fitness tests and worktests. It is easy to calibrate and just as easy to check when in use. You know that all the values are always accurate. For anaerobic test. | anarobic-wingate-ergometer-ebd.jpg
SKU: HCLI874E | Monark Cycle VO2 Max SubMax Weight Ergometer | Monark 874E is a weight ergometer with a softer design, more stable and enforced frame. With instrumentation to measure heart rate by using a chest belt, speed, pedal revolutions, distance, time, calorie consumptions and power in watts. | vo2-max-submax-weight-ergometer-0b1.jpg
SKU: HCLI928E | Monark Cycle G3 Electronic VO2 Max/Submax Ergometer Electronic | The Monark 928 G3 Ergometer to quickly and easily perform a submax VO2 Test - the most critical measurement of how healthy you are! Users can administer a test themselves by following the steps on the display. The display also has more alternatives for tests and training, double pulse systems, USB port for PC, and real time showing of Watt. Can be calibrated for accuracy.The unique Monark G3 display unit can run 3 stand alone test protocols and 1 custom increment direct from the display interface. Training is easy to control with the total summary of min and max data at the end. Fully compatible with Monark Test Software. | g3-electronic-vo2-max-submax-ergometer-electronic-cc3.jpg
SKU: HCLIRT2 | Monark Cycle G3 Recumbent Cardio Comfort Cycle | Ergonomic recumbent cycle for training and warming up. Easy-to-use and suitable for patients with problems using a normal bycycle due to injury or special needs. New unique resistance system with fixed steps and grip-friendly control. User friendly for patients with difficulties gripping and twisting. New ergonomically designed backrest easily adjustable. Low entry level and grip-friendly handle for entering safely. New display with improved sharpness, double pulse systems, USB port for PC, and real time showing of Watt. Calibrating resistance is possible and does not require an external electricity source. The unique Monark G3 display unit can run 3 stand alone test protocols and 1 custom increment direct from the display interface. Training is easy to control with the total summary of min and max data at the end. Fully compatible with Monark Test Software. | g3-recumbent-cardio-comfort-cycle-e9c.jpg
SKU: HCLI831E | Monark Cycle Upper Body Constant Power Ergometer | A stable arm ergometer that satisfies the requirements for fitness and endurance testing for the upper body. A secure and user friendly bike that provides a constant workload independent of pedal speed. It is easy to control by external devicessuch as PCs and ECG. Monarkâ€™s renowned pendulum system has been adapted for use in rehabilitation, sports medicine and medicine. Idealfor exercise from a wheel chair. | upper-body-constant-power-ergometer-d91.jpg
SKU: HCLI891E | Monark Cycle VO2 Max SubMax Testing Ergometer | The Monark 891E is a stable upper body ergometer for measuring aerobic an anaerobic capacity in the upper body. A heavy flywheel with great radius creates a genuine cycling experience without being difficult to initiate. The stable stand can be adjusted in height to get the correct position for both sitting and standing work.The Monark 891E is available in two versions, 891E for rehabilitation and fitness tests. This model has a weight basket weighing just 100 grams which offers a low minimum load and the possibility of small increases in workload. | vo2-max-submax-testing-ergometer-fd4.jpg
SKU: HLCIPT-UBE | HCI Fitness PhysioTrainer Upper Body Ergometer | The PhysioTrainer UBE is the most affordable of any Bi-Directional Upper Body Ergometers available in the marketplace. Its heavy construction and unique design make it a perfect choice for either a clinic or home setting.The PhysioTrainer upper body ergometer (UBE) is designed to be used on either a table top or on the floor as a leg exerciser. The manufacturing process includes a fully welded steel frame, industrial rust-resistant paint and a crack resistant commercial grade shroud. The PhysioTrainer upper body ergometer is the first high-quality UBE available at this price, an all around best value!The PhysioTrainer upper body ergometer (UBE) has an easy to read display that is self-powered. The display panel has a tilt feature that allows the user to clearly see the readouts whether the unit is being used on a tabletop or on the floor as a leg exerciser. The display shows your current speed (mph or kph), distance, calories burned, elapsed time and scan mode. | physiotrainer-upper-body-ergometer-107.jpg
SKU: HLCIUBE-TABLE | HCI Fitness PhysioTable Adjustable UBE Table | HCI Fitess now offers a custom-made Motorized UBE Table with hand-held remote that is specifically designed and approved for use with the Monark 881e, Monark 871e and HCI PhysioTrainer. In addition, our Motorized UBE Table can be used with some other table top ergometers. Refer to the dimensions of your unit, some modification may be needed. | physiotable-adjustable-ube-table-35b.jpg
SKU: HCLI927E | Monark Cycle Fitness Cycle | The Monark 927E is the most durable fitness bikes on the market today. The walk-through design makes it easy for people of all ages and abilities to get on and off the bike. Manual load adjustment and the easy to read display make the bike user friendly. | fitness-cycle-3ed.jpg
SKU: HCLI915E | Monark Cycle Mini Exercise Cycle | The Monark 915E small and compact ergometer which can be calibrated. Displays watt and kcal. This model is easy to use and extremely durable. Suitable for facilities with small areas. | mini-exercise-cycle-d0b.jpg
SKU: LDCL7-90RTM | Landice L7 Treadmill | World's #1 Rated Treadmill, representing the very latest in treadmill innovation, the Landice L7 Treadmill is ideal for walkers, joggers, and serious runners alike. From the whisper-quiet 4 HP continuous duty motor to its rust-free, aircraft-quality aluminum frame, Landice offers a product that will last a lifetime. | l7-treadmill-56c.png
SKU: DRVRTL10273C | Drive Medical Folding Exercise Peddler with Electronic Display - Open Box Special | All Open Box products are inspected to be sure they're in working order, and are backed by a 30-day warranty for any mechanical defects. Quantities are limited, so take advantage of these one-of-a-kind deal today!Drive Medical Folding Exercise Peddler with Electronic Display has a five function display which indicates exercise time, revolution count, revolutions per minute and calories burned. The resistance can easily be adjusted with a tension screw, making it ideal for leg and arm muscle exercising. Comes completely assemble and is easily folded for storage and transportation. Warranty: Limited Lifetime. | folding-exercise-peddler-with-electronic-display-open-box-special-573.jpg
SKU: DYTCHCPSMDX | Dynatronics PhysioStep MDX Commercial Recumbent Elliptical Cross Trainer | The PhysioStep MDX gives you an easy and effective low-impact total-body cardio workout and combines a stable and stress free recumbent sitting position with the smooth and natural feeling of an elliptical. The innovative elliptical stride is incredibly smooth and easy on your joints. Design elements include: | physiostep-mdx-commercial-recumbent-elliptical-cross-trainer-93b.jpg
SKU: LFSTR1200i | Lifespan TR1200i Folding Treadmill | The perfect blend of superior performance and exceptional economy. With capabilities as vast as your ambitions, the TR1200i folding treadmill lets you command each aspect of your fitness, all at a price that canâ€™t be beat. The 50cm by 142cm running surface is perfect for walking, jogging, or running, and is supported by 6 compression shock absorbers to provide safe cushioning for your knees, back, and joints. To help track your workout, the TR1200i automatically records your exercise data to a USB storage device for upload to your Club account. And when youâ€™re done? EZfoldâ„¢ allows for simple, unobtrusive storage.The effort stops the moment your workout is over. Simple to lift and easy to lower, the LifeSpan TR1200iâ€™s EZfold technology utilizes a hydraulic shock to assist in folding and unfolding the treadmill. Simply lift the deck for a compact storage position, and when youâ€™re ready, the soft-drop system supports the complete weight of the treadmill as it unfolds for safe, convenient use.Once folded, simply roll the treadmill into your desired location using the four transport wheels located in both the font and rear. Whether you live in an apartment or a home, the space-saving design makes the TR1200i simple to store in compact spaces. | tr1200i-folding-treadmill-082.png
SKU: LFSTR3000i | Lifespan TR3000i Folding Treadmill 2.75 HP. 20 x 60 | The LifeSpan TR3000i is the perfect complement of efficient, space-saving technology and heart-pounding hardware. Quick, EZfoldâ„¢ assisted folding makes both storage and unfolding a snap, getting you moving towards your goals safer and with less time. A stable, full-steel frame rests beneath the 20â€ x 56â€ running deck, perfect for walking, jogging, or limit-shattering sprints. An available Bluetooth adapter syncs your exercise data directly to your smartphone, putting you in better control than ever. | tr3000i-folding-treadmill-275-hp-20-x-60-7e7.png
SKU: LFSTR4000i | Lifespan TR4000i Folding Treadmill 3.25 HP. 20x60 | Discover your greatest run ever, again and again. Designed to take your training as seriously as you do, the TR4000i folding treadmill is equipped with performance-tuned hardware and intelligent, fitness-tracking technology. A 3.25 hp motor and dependable all-steel frame provide perfect running conditions for any workout. The spacious, 51cm x 152cm running surface is supported by 8 compression shocks, keeping you striding in comfort. Performance meets convenience, as the treadmill folds to a minimal size for unobtrusive storage when youâ€™re done. | tr4000i-folding-treadmill-325-hp-20x60-1bb.png
SKU: LFSTR7000i | Lifespan TR7000i Commercial Treadmill Pro Series Treadmill. 3.5 AC HP | Feel your pulse increase before you even step on. Second to none, the TR7000i commercial treadmill has redefined performance-grade quality. Elite in every category, this commercial-class treadmill packs a 3.5 hp AC motor, durable steel construction, and every premium feature your training program demands. The 56cm by 157.5cm running deck permits full, athletic strides, while four impact-absorbing shocks replicate real-world environments that are gentle on your knees, back, and joints. With Bluetooth technology built directly into the console, your training information is synced seamlessly at the push of a button. Run with confidence, the TR7000i comes with our full commercial warranty. | tr7000i-commercial-treadmill-pro-series-treadmill-35-ac-hp-8ef.png
SKU: LFSTR8000i | Lifespan Medical Pro Series Treadmill TR8000i | The TR8000i medical treadmill pairs robust construction with specific medical fitness capabilities to form the best health equipment available. An impressive 5 HP, permanent-magnet AC motor combines with a spacious 56cm x 158cm running surface and heavy-duty frame to ensure stability and long-term dependability. Features include exclusive LifeSpan technology, as well as industry leading, medically-appropriate proficiencies. Reverse belt motion, 3% decline, and full-length medical handrails guarantee perfect functionality in medical or rehabilitative settings.The Highest Quality Motor:Â 5 HP Permanent-Magnet AC MotorHousing a widely-capable 5 HP permanent-magnet AC motor, the TR8000i medical treadmill provides tremendous torque at low speeds for walkers, and smooth, continuous power at high speeds for athletic training sessions. The heart of your product, we put only the highest-quality, longest-lasting motors into every treadmill we produce. Rest assured, youâ€™re getting the strongest, most durable piece of technology available.Comfortably Capable: Speeds Up to 12 MPHCombining a low maintenance/high mileage commercial belt, 1,000 pound thrust incline motor and 3â€ crowned rollers, the TR8000i medical treadmill easily handles hours of daily use in the most diverse of environments. No workout is off limits with both incline and decline, speeds up to 12 mph, and all-steel construction.Incline/Decline Capabilities and AssesmentsIncline/Decline Rage from -3% to 12%Rockport Fitness AssessmentA functional powerhouse, the TR8000i physical therapy treadmillâ€™s capabilities include dynamic performance training as well as therapeutic rehabilitation. Capable of both decline and incline, users can vary terrain from -3% to 12%, depending upon personal requirements. The on-board Rockport Fitness Assessment guides users through sub-maximal VO2 calculation to determine total aerobic fitness in an academically sound, safe manner.Medically AppropriateGentle Starting Speed of 0.1 MPHReverse Speeds of Up to 3 MPHFull-Length Medical HandrailsA gentle starting speed of 0.1 mph benefits those with limited mobility, while a maximum speed of 12 mph allows for a full range of programming and diverse styles of use. Reverse speeds of up to 3 mph aid in professional therapy and injury rehabilitation, while extended, full-length medical handrails provide support for all users. Fully extended to the rear of the belt, the handrails also provide support during entry and exit from the deck on your rehabilitation treadmill.Your Results, On Your Favorite Apps.Get fit. Then get credit for your efforts on the app you already love. Any companion app that can receive activity data from Apple Health or Google Fit works with the LifeSpan Active Trac app, syncing your treadmillâ€™s fitness data into the location of your choosing. Google Fit and Apple Health make it simple for both iPhone and Android smartphones, letting you track your progress exactly as you choose. | medical-pro-series-treadmill-tr8000i--fdc.png
SKU: LFSE3i | Lifespan E3i Elliptical Cross Trainer | Find your ideal fitness with the cross-training powerhouse. LifeSpan's flagship cross trainer machine, the E3iâ€™s cardiovascular and muscle-isolating prowess deliver you to the precise health you desire. Burn fat, boost heart health, and build impressive muscular tone in the exact areas you choose, all while respecting your knees and joints. Exclusive CoreBalanceâ„¢ technology and heavy-duty hardware come standard, ensuring the highest-quality in-home fitness experiences available. | e3i-elliptical-cross-trainer-d45.png
SKU: LFSE2i | Lifespan E2i Elliptical Cross Trainer | Experience whole-body training with zero compromise. The LifeSpan E2i elliptical cross training machine provides exceptional cardiovascular and fat-burning abilities, as well as integrated ramping power to specifically target your calves, quads, and glutes. Craft a custom, toned, sleek lower body with 20 levels of intensity that pair with 20 unique ramp settings. With included CoreBalanceâ„¢ technology, youâ€™re always certain of balanced, equal distribution of efforts on this cross trainer machine. | e2i-elliptical-cross-trainer-732.png
SKU: LFSRW1000 | Lifespan RW1000 Indoor Rower | Beneath the smooth, gliding action of the RW1000 LifeSpan rowing exercise machine resides explosive fitness capabilities. Dramatically enhance your cardiovascular health, gain lean muscle, and lose weight with dynamic, impact-free rowing motion. An intuitive console makes getting started easy, and padded hand grips, a comfortable 14â€ injected-foam seat, and large swivel foot pedals help you go the distance. | rw1000-indoor-rower-768.png
SKU: NUST05002-HB | NuStep T5XR Recumbent Cross Trainer | The reclining seat, rotating hand grips and Flex-Foot System makes the T5XR one of the most accessible, effective and adaptive cross trainers on the market. Its total-body design and wide range of resistance allows for a low-impact, full-body cardio and strength workout. | t5xr-recumbent-cross-trainer--226.jpg
SKU: GFGF1965-1KD | Grafco Pedal Floor Exerciser | Safe and gentle form of low-impact aerobic exercise | pedal-floor-exerciser-6aa.jpg
SKU: GFGF1965-1KD | Grafco Pedal Floor Exerciser | Safe and gentle form of low-impact aerobic exercise | pedal-floor-exerciser-6aa.jpg
SKU: DMI660-2005-0000 | Mabis DMI Mini Stepper Exerciser | Great for rehabilitation. The Mini Stepper Exerciser is a compact, sturdy stepper that is ideal for toning the waist, hips, calves, and thighs while burning calories. Features a unique adjustable resistance system for low impact exercise. | mini-stepper-exerciser-3c1.jpg
SKU: ISG8150 | Health Care Wholesalers Standard Aerobic Pedal Exerciser, Chrome, 5 lb | Great for cardiovascular fitness, this versatile exerciser can be used with either the feet or hands. Chrome-plated steel frame construction and lightweight, compact design make this unit handy for use at home, at work, or just about anywhere. Plastic pedals feature non-slip grips and nylon straps to prevent feet from slipping out unintentionally, and anti-slip treads on the base keep the unit firmly in place. Center knob in the top of the machine increases pedal resistance for an individualized workout. Comes fully assembled. Exerciser is intended for use while in a seated position. Do not attempt to use while standing. | standard-aerobic-pedal-exerciser-chrome-5-lb-718.jpg
SKU: HAU1564 | Hausmann Industries Bariatric ADA Two Sided Staircase | Bariatric ADA two sided staircase Natural Oak high pressure laminated reinforced plywood construction for 750 lb. patient weight capacity. | bariatric-ada-two-sided-staircase-16e.jpg
SKU: HAU1580 | Hausmann Industries ADA Convertible Space Saver Staircase | ADA Convertible space saver staircase | ada-convertible-space-saver-staircase-6af.jpg
SKU: DRVRTL10273 | Drive Medical Folding Exercise Peddler with Electronic Display | Drive Medical Folding Exercise Peddler with Electronic Display has a five function display which indicates exercise time, revolution count, revolutions per minute and calories burned. The resistance can easily be adjusted with a tension screw, making it ideal for leg and arm muscle exercising. Comes completely assemble and is easily folded for storage and transportation. Warranty: Limited Lifetime. | folding-exercise-peddler-with-electronic-display-576.jpg
SKU: DRV10270KDRSV-1 | Drive Medical Exercise Peddler with Silver Vein Finish | Drive Medical's Exercise Peddler is the perfect therapy solution for people who want to rehabilitate their legs or arms to receive better circulation. The resistance can easily be adjusted with a tension screw making it ideal for toning leg and arm muscles. | exercise-peddler-with-silver-vein-finish-8c7.jpg
SKU: SAMP554035 | Sammons Preston Magnetic Resistive Exerciser | Upper/lower body exerciser uses patented magnetic resistance mechanism for smooth operation. | magnetic-resistive-exerciser-903.jpg
SKU: SAMP929203 | Sammons Preston Economy Pedal Exerciser | Portable upper and lower body device has wide leg spread and rubber feet for in-use stability. | economy-pedal-exerciser-aa9.jpg
SKU: SAMP922142 | Sammons Preston Restorator III Clinic Model | Provides the aerobic benefit of cycle exercise for those who can't sit on bicycles. | restorator-iii-clinic-model-e86.jpg
SKU: SAMP563930 | SportsArt Therapeutic Pedals | These pedals with heel cups are designed to help exercisers more easily insert their feet and secure them comfortably during use. Deep heel cup design cradles and supports patientâ€™s feet. One-touch, ratcheting buckles open wide and tighten simply and securely, accommodating shoes up to 4" wide. | therapeutic-pedals-4e0.jpg
SKU: SAMP5252 | Sammons Preston Pedlar Light Workout Exerciser | The compact exercise bike that started a trend. | pedlar-light-workout-exerciser-285.jpg
SKU: SAMP2142X | Sammons Preston Upper-Extremity Exercise Set for Restorator III Clinic Model | The RestoratorÂ® III Clinic Model provides the aerobic benefit of cycle exercise to those who can't sit on bicycles. Knob handle lets you vary the resistance from 0 to approximately 13 lbs. (0-6kg). A second knob lets you move the unit forward or backward to accommodate different leg lengths. | upper-extremity-exercise-set-for-restorator-iii-clinic-model-924.jpg
SKU: SAMP925110 | Sammons Preston Resistive Pedal Exerciser | Lightweight (16 lbs.) exerciser is self-powered and portable. Provides a great upper or lower body workout in the home, in the office, or in the clinic. LED display shows speed, distance, total mileage, total time, and calories burned. Resistance adjusts with the quick dial. | resistive-pedal-exerciser-9d7.jpg
SKU: SCH2.210067 | Schiller ERG 911HK Hand Exercise Testing Bicycle, Weight: 132 lbs | Schiller ERG 911HK Hand Exercise Testing Bicycle. 5 User Programmable Stress Tests, Available in 115 VAC or 220 VAC (50/60 Hz) Special Order Item Available in either 115 VAC or 220 VAC (50/60 Hz), Adjustable handle bar and seat cushion, Non-Invasive Blood Pressure (NIBP). | erg-911hk-hand-exercise-testing-bicycle-weight-132-lbs-08f.jpg
SKU: SAMP561013 | Sammons Preston SciFit REX Orbi-Linear Trainer | SCIFIT's seated elliptical trainer provides a low impact, total body workout. The integrated SCIFIT Intelli-Fit System provides patient and therapist programs and documentation.Programs: Quick Start, Manual, Heart Rate, Constant Work (constant workload independent of speed), Iso-Strength (fixed RPMs), Random, 6 Hill Profiles, Stress Test, Fit-Quik, Heart Fit, Power FitHeart Monitoring: Polar wireless receiver | scifit-rex-orbi-linear-trainer-81b.jpg
SKU: SAMP922141 | Sammons Preston Restorator III Home Model | This cycle exerciser is a favorite for home-based exercise because itâ€™s so easy to use. Clamps easily to chair legs or clientâ€™s wheelchair for quick, versatile setup. Resistance can be varied from 0 to 13 lbs. A simple turn of a knob adjusts the length for individual needs. | restorator-iii-home-model-557.jpg
SKU: SAMP565197 | Theracycle Theracycle 100 Physical Therapy and Rehab Bike | This revolutionary, stationary bicycle comes equipped with a motor to make exercise easier. The bike helps fight fatigue and improves circulation, flexibility, endurance, strength and overall well-being. The extra-powerful motor engages smoothly, gentlyâ€”moving arms, legs and shoulders, working knees and elbows, and stretching the back.It can be used in two waysâ€”program the motor to help do the work, or let clients do the work for themselves. The Smart Motor will engage only if it senses assistance is needed to stay on pace with a selected routine. The speed of the motor is adjustable.This motorized active/passive trainer allows a patient to be guided through a cycling routine. It may assist the device in all or part of the ROM, or may resist motion eccentrically. It can be used from a standard seat or wheelchair, and features built-in transfer wheels to also allow use in patient rooms. | theracycle-100-physical-therapy-and-rehab-bike-4b8.jpg
SKU: SAMP564088 | Sammons Preston Active Passive PRO | Provides upper and lower body therapeutic exercise for geriatric and post-acute patients. The bi-directional Passive Range-of-Motion phase allows users with a lack of strength or coordination or cardiopulmonary or orthopedic limitations the ability to exercise. The Active Resistance phase enables patients to progress beyond their original lower functional level to exercise at a higher functional level. Measures 28"W x 34"L x 42"H | active-passive-pro-ad8.jpg
SKU: SAMP081525583 | Sammons Preston Pediatric Treadmill | Non-motorized with an odometer which displays time, speed, distance, calories and total distance. Automatically scans through each function. The odometer has Auto ON/OFF; starts when child begins moving, then stops if no signal is found (no movement) for four minutes. Requires two "AA" batteries (included). | pediatric-treadmill-0ca.jpg
SKU: SAMP081598945 | Sammons Preston Schwinn AD6 Airdyne Bike | Performance, comfort and durability work well in the fitness center or in the home. Shrouding on BioSynchÂ™ linkage system results in safer workouts. High-strength ABS plastic fan resistance system is quieter and frictionless. Other features include: dual-stage, super-torque drive belt; high-resolution LCD display, RPM gauge, and integrated water bottle. Self-balancing pedals with foot straps provide greater motion control. | schwinn-ad6-airdyne-bike-740.jpg
SKU: HLCIRXT-1000-MDX | HCI Fitness PhysioStep MDX | This Recumbent Elliptical Cross Trainer gives you an easy and effective, low-impact total body workout. The elliptical features an oversized, comfortable swivel seat that adjusts easily and rotates, making this unit the most accessible for people with low mobility. | physiostep-mdx-7ac.jpg
SKU: SAMP561580 | Sammons Preston Plus-Size Seat for SportsArt Recumbent Cycles | This oversized seat cushion offers added stability, support, pressure relief and comfort. Specific to SportsArt recumbent cycles, the replacement seat pad is wider, thicker and deeper by nearly 50%. | plus-size-seat-for-sportsart-recumbent-cycles-404.jpg
SKU: SAMP551064 | Sammons Preston SCIFIT Ellipticals, SXT7000E2 | Dual-action motion provides a total body workout. Industry-leading 1729 stride is electronically adjustable to the user for superior comfort and versatility. Small footprint and sleek unobtrusive design work well in limited spaces. Stride and resistance control are at your fingertipsmake changes on-the-fly without even touching the display. Self-generating; no outside power source required. Contact and telemetry heart rate. | scifit-ellipticals-sxt7000e2-7ae.jpg
SKU: SAMP2166C | Monark Cycle Ergometer for Fitness Testing | Fact: Large, well-balanced flywheel 22 kg (48 lbs). Pendulum scale, easy to calibrate. Adjustable seat height. Adjustable handlebar with quick release lever. Stable frame, solid steel tube. Powder painted. Wheels for easy transport. Electronic display with heart rate.Electronic meter:Shows pedal-turns per minute (RPM)Â Heart rate in beats per minute (HR)Â Cycling-time in minutes and seconds (TIME),Â Intended cycling speed in km/miles per hour (SPEED)Â Distance covered in km/miles (DISTANCE).Â In addition braking power can be set, giving a reading of calorie consumption (CAL) and power in watts (WATWorkloadrange | ergometer-for-fitness-testing-631.jpg
SKU: ROSCPED-EX | Roscoe Medical Standard Pedal Exerciser with Adjustable Tension Case of 2 | The Roscoe Pedal Exerciser is a safe and gentle form of low impact exercise. With adjustable tension, the pedal exerciser is ideal for toning leg and arm muscles as it stimulates circulation. Unit is compact for storage and transport. Comes completely assembled. | standard-pedal-exerciser-with-adjustable-tension-case-of-2-14a.jpg
SKU: ROSCPEDEX-EA | Roscoe Medical Standard Pedal Exerciser with Adjustable Tension | The Roscoe Pedal Exerciser is a safe and gentle form of low impact exercise. With adjustable tension, the pedal exerciser is ideal for toning leg and arm muscles as it stimulates circulation. Unit is compact for storage and transport. Comes completely assembled. | standard-pedal-exerciser-with-adjustable-tension-432.jpg
SKU: LFSTR 1200-DT3 | Lifespan Under Desk Treadmill | The LifeSpan TR1200-DT3 is our top selling walking desk treadmill base and console, designed to support single users or small teams. The compact treadmill fits under standing desks, making it easy to convert your standing desk into a treadmill desk. Upgrades from the TR800-DT3 include a larger motor, 2 inch wider walking belt and a low-profile design. The portable console is small enough to fit discretely on your desktop and still provide all the features you need, including readouts for steps, time, distance, calories and speed. The TR1200-DT3 is durable enough to share with coworkers and quiet enough to keep it all to yourself. | under-desk-treadmill-75f.jpg
SKU: LFSTR 1200-DT5-38 | Lifespan Treadmill Desk with Manual Height Adjustment 38 inch Wide | The TR1200-DT5 Treadmill Desk is a treadmill and standing desk combination, providing everything you need to begin walking while you work. This affordable solution is a great complement to your traditional sitting desk or as a standalone solution for the home office letting you get fit while working. The console is integrated directly within the armrest of the treadmill standing desk, providing all the activity feedback you desire, including readouts for steps, walking time, distance, calories and speed. If youre incorporating your LifeSpan treadmill desk into a step counting routine or full exercise program, the integrated Bluetooth will let you save your results and track progress over time. | treadmill-desk-with-manual-height-adjustment-38-inch-wide-a2c.jpg
SKU: LFSTR 1200-DT5-48 | Lifespan Treadmill Desk with Manual Height Adjustment 48 inch Wide | The TR1200-DT5 Treadmill Desk is a treadmill and standing desk combination, providing everything you need to begin walking while you work. This affordable solution is a great complement to your traditional sitting desk or as a standalone solution for the home office letting you get fit while working. The console is integrated directly within the armrest of the treadmill standing desk, providing all the activity feedback you desire, including readouts for steps, walking time, distance, calories and speed. If youre incorporating your LifeSpan treadmill desk into a step counting routine or full exercise program, the integrated Bluetooth will let you save your results and track progress over time. | treadmill-desk-with-manual-height-adjustment-48-inch-wide-910.jpg
SKU: LFSTR 1200-DT7-38 | Lifespan Treadmill Desk with Electric Height Adjustment 38 inch Wide | The LifeSpan TR1200-DT7 combines our most popular walking treadmill desk with our electric-height desk making it a great solution for multiple users ranging from office teams, to conference rooms and training classes. With the one-touch height adjustment, and a height adjustment range of 40 to 53 inch its simple to use and meets the various height needs for users of all sizes. The standard 38 desktop is surprisingly compact and easy to combine into multi-unit groupings. | treadmill-desk-with-electric-height-adjustment-38-inch-wide-62a.jpg
SKU: LFSTR 1200-DT7-48 | Lifespan Treadmill Desk with Electric Height Adjustment 48 inch Wide | The LifeSpan TR1200-DT7 combines our most popular walking treadmill desk with our electric-height desk making it a great solution for multiple users ranging from office teams, to conference rooms and training classes. With the one-touch height adjustment, and a height adjustment range of 40 to 53 inch its simple to use and meets the various height needs for users of all sizes. The standard 38 desktop is surprisingly compact and easy to combine into multi-unit groupings. | treadmill-desk-with-electric-height-adjustment-48-inch-wide-dc5.jpg
SKU: LFSTR 5000-DT3 | Lifespan Under Desk Treadmill | The TR5000-DT3 under desk treadmill, our premium treadmill base and console, is designed to support the most demanding office environment. The purposefully-compact treadmill makes it easy to convert your stand-up desk into a walking desk. Upgrades from the TR1200-DT3 include 3.0 HP motor, maintenance free walking belt and black aluminum side rails. The control console is small and convenient while still providing all the features you need, including readouts for steps, time, distance, calories and speed. Join the thousands of businesses, universities and government agencies that have already taken the next step towards an active-office lifestyle. | under-desk-treadmill-8db.jpg
SKU: LFSC3-DT3 | Lifespan Under Desk Bike | The C3-DT3 Under Desk Bike is perfect if you are looking to add activity into your workday or get a serious workout without having to dedicate time specifically for exercise. The under-desk cycle is compact, quiet and energy efficient, making it perfect for the home office or workplace. The tethered console provides readouts for workout time, resistance level, distance, calories and speed and lets you set the resistance from one to sixteen levels. If you are looking to add activity into your day or enhance your fitness program by cycling at your desk, look no further than the C3-DT3 desk exercise bike. | under-desk-bike-71b.jpg
SKU: LFSC3-DT5-38 | Lifespan Exercise Bike Desk with Manual Height Adjustment 38 inch Wide | Burn calories, increase creativity, and enhance productivity with the LifeSpan C3-DT5 Bike Desk. The C3-DT5 is an affordable bike desk combination that includes our office exercise bike with a manual-height desk giving you everything you need to bring exercise into your busy schedule. The console is conveniently integrated into the front of the desk, displaying readouts for workout time, pedal revolutions, distance, calories and speed. The bike is quiet, energy efficient, and requires little space, making it friendly for your home office or workplace. If youre looking to add cycling into the workplace, look no further. | exercise-bike-desk-with-manual-height-adjustment-38-inch-wide-79d.jpg
SKU: LFSC3-DT5-48 | Lifespan Exercise Bike Desk with Manual Height Adjustment 48 inch Wide | Burn calories, increase creativity, and enhance productivity with the LifeSpan C3-DT5 Bike Desk. The C3-DT5 is an affordable bike desk combination that includes our office exercise bike with a manual-height desk giving you everything you need to bring exercise into your busy schedule. The console is conveniently integrated into the front of the desk, displaying readouts for workout time, pedal revolutions, distance, calories and speed. The bike is quiet, energy efficient, and requires little space, making it friendly for your home office or workplace. If youre looking to add cycling into the workplace, look no further. | exercise-bike-desk-with-manual-height-adjustment-48-inch-wide-f86.jpg
SKU: LFSC3-DT7-38 | Lifespan Exercise Bike Desk with Electric Height Adjustment 38 inch Wide | Pedal your way to better fitness and health while you work. The C3-DT7 bicycle desk pairs our office bike with our electric-height exercise desk bringing pedaling into the communal work space. The console is integrated directly in the armrest showing readouts for workout time, pedal revolutions, distance, calories and speed. The bike is completely silent and uses little electricity, making it office friendly. If your company is looking to bring pedaling into the workplace, the C3-DT7 is the way to go. | exercise-bike-desk-with-electric-height-adjustment-38-inch-wide-244.jpg
SKU: LFSC3-DT7-48 | Lifespan Exercise Bike Desk with Electric Height Adjustment 48 inch Wide | Pedal your way to better fitness and health while you work. The C3-DT7 bicycle desk pairs our office bike with our electric-height exercise desk bringing pedaling into the communal work space. The console is integrated directly in the armrest showing readouts for workout time, pedal revolutions, distance, calories and speed. The bike is completely silent and uses little electricity, making it office friendly. If your company is looking to bring pedaling into the workplace, the C3-DT7 is the way to go. | exercise-bike-desk-with-electric-height-adjustment-48-inch-wide-f44.jpg
SKU: LFSTR6000i | Lifespan Light-Commercial Treadmill | Built to last, the LifeSpan TR6000i light-commercial treadmill will support you through your toughest workouts in the most demanding commercial settings. Armed with incline and decline capabilities, gym-quality componentry, and sprint-length dimensions, the TR6000i guarantees no training goal goes unfulfilled. Built-in speakers and integrated tablet holder provide entertainment at no annual cost, keeping you focused on the miles ahead. | light-commercial-treadmill-8e2.jpg
SKU: LFSTR 7000i | Lifespan Commercial Treadmill | Second to none, the TR7000i commercial treadmill has redefined performance-grade quality. Elite in every category, these commercial grade treadmills pack a 3.5 hp AC motor, durable steel construction, and every premium feature your training program demands. The 22 by 62 inch running deck permits full, athletic strides, while four impact-absorbing shocks replicate real-world environments that are gentle on your knees, back, and joints. With Bluetooth technology built directly into the console, your training information is synced seamlessly at the push of a button. Run with confidence, the TR7000i comes with our full commercial warranty and is the perfect high-end treadmill for any home or gym setting. | commercial-treadmill-00e.jpg
SKU: LFSC5iUpright | Lifespan C5i Upright Bike | The C5i offers a superior combination of durability, comfort, innovative features. Designed with the end user in mind, this upright cycle delivers an impact-free workout with the comfort of the oversized, padded seat. Thereâ€™s an endless number of rides available at your fingertips. You can upload and view all your exercise data to your smartphone with built-in Bluetooth capabilities.The wireless self-generating power supply eliminates the need for a power cord or batteries and brings easy mobility to the best exercise spot and then back out of the way when your workout is done. | c5i-upright-bike-e94.png
SKU: LFSR3iRecumbent | Lifespan R3i Recumbent Bike | The R3i recumbent exercise cycle is an excellent combination of comfort and durability, offering you low-impact exercise thats easy on your knees, hips, and lower back. Superior comfort starts with an oversized molded seat bottom and ventilated seat back to keep you cool while exercising. The seat back of the gym cycle includes extra lumbar support and is adjustable to your preferred angle. Finally, the seat is designed with full length armrests with integrated heart rate sensors, so you can monitor your heart rate constantly throughout your workout without needing to move your hands or wear a chest strap. And when your workout is over, simply upload your exercise results using the integrated USB data port to your included, online LifeSpan Club account. | r3i-recumbent-bike-423.jpg
SKU: LFSC7000i Upright | Lifespan Commercial Upright Bike | We crafted the C7000i upright exercise bike for cyclists that demand superior indoor fitness. Boasting elite capabilities and comfort, riders experience exceptional outdoor-styled training from the comfort of home with this commercial stationary exercise bicycle. Commercial-grade, cast-metal components provide smooth, quiet use and years of durability, allowing you to push your limits with confidence. As efficient as it is capable, the C7000i is powered entirely by user motion, reducing ownership cost and eliminating carbon footprint. | commercial-upright-bike-b9e.jpg
SKU: LFSR7000i Recumbent | Lifespan Commercial Recumbent Bike | The R7000i Recumbent Bike features a step-thru design, allowing you to get on and off the bike with ease. The R7000i commercial recumbent bike also comes with iPad integration and connectivity with our apps, allowing you to operate your bike and view more detailed and graphically enhanced readouts of your workout. Exercise data can be tracked simply by wirelessly syncing your exercise data from your iPad to the LifeSpan Club. What makes the R7000i unique is that it is entirely powered by you energy generated by pedaling is used to power the console as well as charge any electronic device that will connect with a USB port. | commercial-recumbent-bike-ce7.jpg
SKU: WHHLF-4 | Whitehall Manufacturing Little Freeze 1.5 Cubic Ft. | The Little Freeze is just the tip of the iceberg. This unit comes standard with specially designed shelves that facilitate the easy removal of the four included glacier packs. | little-freeze-15-cubic-ft-d0a.jpg
SKU: THZ003-99 | ThermaZone Continuous Thermal Therapy Device | Finally, a device that offers easy, high-efficiency heating and cooling therapy without the use of ice! Our compact design is packed full of features and provides consistent, therapeutic temperature levels for any part of the body. Our technology is designed to treat the total range of traumatology including:In-Hospital & Clinic Treatment Post-Surgical Recovery Intensive Care and Emergency Medicine Professional Physiotherapy Sports Medicine Trauma Rehabilitation Private and In-Home Care Pain ManagementThis technology satisfies a clear unmet clinical need- safe, effective and targeted localized treatment with precise temperature management and registration. Traditional means of heating and cooling therapy (ice packs and gel packs, heating pads and circulating devices) are not efficient or fully effective including issues with:Pain and temperature miss-use (freeze burns and hot spots)Condensation (dripping)Rapid loss of temperatureNo temperature controlToxic content, risk of wound poisoningEnvironmental impact | continuous-thermal-therapy-device-c32.png
SKU: PROS2002 | Pro Series Ice Pack and Ice Wrap Universal Medium | Use our Calf / Shin / Knee Ice Pack and Ice Wrap on the knee, foot, ankle, calf or shin for relief from pain and swelling caused by common running injuries such as tendonitis, bursitis, shin splints, sprains or strains. | ice-pack-and-ice-wrap-universal-medium-b8e.jpg
SKU: CRII10407 | ColdStar International Instant Cold Pack First Aid Kit 5" x 5.5" Disposable | Disposable non-insulated cold pack. Single squeeze activation allows for immediate use. Use in first aid treatment of: Bumps & Bruises - Sprains - Fractures - Minor Burns - Snake Bites - Insect Bites - Minor Bleeding - Nosebleeds - Headaches - Toothaches - Fever - Backaches - Sunstroke - Dislocations - Fatigue - Itching - Cramping - etc | instant-cold-pack-first-aid-kit-5-x-55-disposable-358.jpg
SKU: CHAT1264 | DJO Global Nylatex Wraps 2.5" x 24" | Nylatex Wraps 2.5" x 24" . | nylatex-wraps-25-x-24--d35.jpg
SKU: KCC33150 | Kimberly-Clark Eyecare Eent Ice Pack | Eyecare eent ice pack | eyecare-eent-ice-pack-b15.jpg
SKU: CM2472A | Cara Hot Water Bottle 2 Quart | The optional quilted fabric is comfortable to the skin (washable) and helps to prevent burns from hot water. | hot-water-bottle-2-quart-b12.jpg
SKU: CM2482 | Complete Medical Instant Hot Pack 5 x10 | Ideal for quick first aid. | instant-hot-pack-5-x10--a8a.jpg
SKU: CHAT1114 | DJO Global Hydrocollator 21.5" x 25.5" Oversize Vinyl Terry Cover | The Terry Covers are designed to cover the Chattanooga Hydrocollator hot packs to insulate heat and protect the patient from excessive heat exposure. | hydrocollator-215-x-255-oversize-vinyl-terry-cover-263.jpg
SKU: SAMP922913 | Sammons Preston Hot and Cold Gel Packs Half-size (7.5" x 11") Single Pack | Gel packs are can be microwaved for heat therapy or frozen for cold therapy. | hot-and-cold-gel-packs-half-size-75-x-11-single-pack-86b.jpg
SKU: SAMP553977 | Sammons Preston Soft Comfort CorPaks Large 10" x 13" | Soft, frost-free pack is gentle on skin and does not need to be wrapped in a towel. | soft-comfort-corpaks-large-10-x-13-583.jpg
SKU: SAMP553796 | Sammons Preston Hydrocollator Moist Heat HotPac D Oversize 15" x 24" | Featuring seven sizes designed to fit every body contour. | hydrocollator-moist-heat-hotpac-d-oversize-15-x-24-d70.jpg
SKU: CAH80304 | Cardinal Health Gel Pack Insulated Large 4.5" x 10.5" Reusable | Patented insulated hot or cold gel pack. | gel-pack-insulated-large-45-x-105-reusable-184.jpg
SKU: SAMP3537 | Sammons Preston Tropic Heaters Stationary Includes 4 Standard Tropic Pacs | Stainless steel units are durable and energy efficient. 8-Pac and 12-Pac units are double insulated and include a drain valve. | tropic-heaters-stationary-includes-4-standard-tropic-pacs-df2.jpg
SKU: CRAM032846 | Cramer Sports Medicine Reusable Cold Pack 4" x 6" | Flexible cold and hot applications can be provided by one pack. | reusable-cold-pack-4-x-6--a3f.jpg
SKU: CRTCRYOCUP | Cryo Therapy Plastic Cup | It's the CRYOCUPTM State of the Art ..... Ice Massage tool for the treatment of strains, sprains, muscle spasms, pain and inflammation of osteoarthritis and other musculo-skeletal conditions. Cryo Therapy, Inc. has a more effective solution - one that combines the cooling response of an ice pack with the effectiveness of ice message. The CRYOCUPTM - a patented simple-to-use ice applicator - reduces the time it takes for soothing cold to penetrate into muscles and begin relieving the aches and pains of muscle strains, sprains and tendinitis.CryostretchÂ Cryostretch is the application of cold to facilitate stretching after muscle or joint injury. Exaggerated ("overactive") responses to active or passive range of motion can be overcome by cold-induced relief or local pain. Most Protocols suggestÂ ice masssageÂ before or simultaneous with active and passive range-of-motion exercises. Ice massage, for example, has been combined with proprioceptive neuromuscular facilitation (PNF) techniques for muscle stretching to improve flexibility.Â Ice massageÂ for 10 to 15 minutes is followed by passive range of motion to point at which futher motion cannot proceed because of pain or contracture. An isometric contraction is then maintained for 5 seconds, followed by a pause, and then passive range of motion to pain threshold or resisted motion. This cycle of ice application, contraction, relaxation, and stretching is repeated. Excellent results in range of motion are often achieved after several minutes of stretching, depending on individual response to passive range of motion.Cryokinetics -Cryokinetics is the use of cold therapy in stretching programs to improve voluntary effort by eliminating pain inhibition. For example, ice message to the elbow or patellar tendon prior to exercise may allow more effective strengthening of the respective forearm or quadriceps muscles. However, thers is a risk of increased injury if pain is masked by the anesthetic effect of the cold treatment. It is recommended that a passive or active range-of-motion program progress slowly to remain well within pain tolerance limits. Progress should be evaluated daily to increase or decrease intensity of effort based on the clinical response. The goal of cryokinetics is normal pain-free range of motion as well as improved strength.Plantar Fasciitis -Plantar Fasciitis is an inflammation of the strong fibrous bands that run along the bottom of your foot. It helps maintain the arch and holds the foot rigid as you walk. Along with the muscles and bones this connective tissue, the plantar fascia, forms the arch of the foot. You will usually feel plantar fasciitis pain in your arch and heel. Cryocup ice message for 10 - 15 minutes followed by stretching, to within limits of pain, is very effective. One stretching method is to use your toes to pull a towel, piece of paper or marble off the floor. Remember, the goal of rehabilitation is to do all you can to decrease the discomfort and improve flexibility and strength of your foot before returning to your previous level of activity. | plastic-cup--bad.jpg
SKU: PWPLPPKT-20 | PowerPlay Pro Pack | The PowerPlay Pro Pack is our most complete bundle of portable cold and compression products at the best value.It is both an economical and professional cold compression kit. | pro-pack-d28.jpg
SKU: HS0059 | Healthstar Reusable 5 x 9 Instant Heat Wrap | The Healthstar heat pack is an instant, portable and re-usable heat pack unlike any other heat pack you have ever seen! With the push of a button the Healthstar heat pack will instantly crystallize and heat up to 130 degrees right before your eyes. It will continue to generate heat anywhere from a half hour to four hours depending on the size of the heat pack and how well you insulate it. Now you can have instant soothing heat anytime anywhere without the inconvenience of a cord or microwave. When your Healthstar heat pack is no longer producing heat just place it in a pot of boiling water and it will rejuvenate back to its liquid form. Your Healthstar heat pack is now ready to use again. The general purpose of heat treatment is to encourage muscle relaxation and to help relieve or reduce pain. The Healthstar heat pack helps to relax tight, stiff or sore muscles allowing for free and easy body movements. The heat pack can be used for neck and shoulder pain, back pain, menstrual cramps or any place heat comfort is desired. By applying therapeutic heat to an area of pain or stiffness an individual will experience increased blood flow through the tissue. This increased blood flow helps to wash away the pain, while delivering oxygen and nutrients to the injured, sore muscle area. The Healthstar heat pack can also be utilized by outdoor enthusiasts of all kinds. They are convenient, portable and available in a variety of sizes to choose from. They are ideal for skiing and snowboarding and can be a life saver camping or hiking. They can also be used by pet lovers as well to keep your four legged friends warm at night. The Healthstar heat pack is safe and environmentally friendly. It contains a non-toxic food-grade solution. | reusable-5-x-9-instant-heat-wrap-222.jpg
SKU: PMTCTU2 | Pain Management Technologies The Arctic Ice System Cold Therapy Pump | Cryotherapy Arctic Ice Cold Water Therapy system helps reduce pain and swelling and facilitates rehabilitation. Cold water therapy system provides up to 7 hours of continuous cryotherapy for a variety of indications. Cold therapy device uses a patented semi-closed loop system, the cold water therapy system maintains a constant and precise temperature modality. Cold therapy device also comes with a free cold pad.Cold therapy devices utilizes continuous circulation compression cryotherapy. This technique is more advanced and is used in the cold therapy pain management cryotherapy unit which continuously circulates cool water all around your injured joint while providing compression to the area. Continuous circulation compression therapy is delivered through the unit which circulates cooled water from an insulated container through pressurized tubing into a large cooling pad which surrounds the injured joint providing compression. When the fluid in the pad is warmed by your body temperature, you are able to simply recirculate it to keep the area cool.The Arctic Ice system can be used from the earliest stages of post-operative recovery, through rehabilitation, to post-recovery home use for the treatment of chronic pain of any body part. The system is available with various therapy pads that fit around any body part or joint to treat soreness, pain, or discomfort.Delivers localized cold therapy to patients in the home or during their hospital visit. The AIS uses a motorized pump to circulate cold water to the desired body area. It comes standard with a universal cold therapy wrap that fits many different areas of the body including.Disclaimer :I am currently under the treatment of a physician who has prescribed this ARS or AIS product. I will read and completely follow all directions provided by the manufacturer, as well as instructions from my physician regarding treatment times, and protocols. I understand that I will assume all responsibility for the use/misuse of this product. I will contact my physician immediately in the case of any unusual reactions caused by the use of this unit. I understand that Healio Health/Helio Living is only a distributor and in no way assumes responsibility for any injury it may cause due to malfunction, misuse, inappropriate application, or other reason. By clicking add to cart you certify that the above statement(s) is/are true.Note :Cold therapy parts come in contact with water which may contain bacteria that can come in contact with skin/incisions. By regulations, we cannot accept returns on cold therapy units/parts unless there is a problem with their operation. In which case if the unit is still within its warranty period it will be replaced with a new one. | the-arctic-ice-system-cold-therapy-pump-075.jpg
SKU: PMTARS2000C | Pain Management Technologies Aqua Relief System Hot / Cold Therapy Pump | Hot water therapy aqua-relief system is an automatic hot cold therapy system that delivers instant heat through patented wraps that go around your feet and hands to provide greater circulation and to reduce pain. Hot therapy is generally used for chronic injuries or injuries that have no inflammation. Sore, stiff, nagging muscle or joint pain is ideal for the use of heat therapy. Athletes with chronic pain or injuries may use heat therapy before exercise to increase the elasticity of joint connective tissues and to stimulate blood flow. Heat can also help relax tight or spasm muscles. Hot water therapy aqua-relief system introduces a new breakthrough in diabetic care and pain relief. | aqua-relief-system-hot-cold-therapy-pump-12d.jpg
SKU: PMTTPU | Pain Management Technologies Water Therapy Universal Pad | The Universal Therapy pad is used with the ARS or AIS water therapy system to be used on knees, shoulders, and other body part/joints. | water-therapy-universal-pad-750.jpg
SKU: PMTTP1324 | Pain Management Technologies Hot, Cold Pillow Pad - Cooling Pillow | The water therapy hot/cold pillow pad is 13" by 24" and is inserted into the top or bottom of a pillow case to create a thermal environment that can either get cold or hot. ARS water circulating system automatically heats and maintains a constant temperature of 107 degrees F. Ice can be added to the bucket for a cold potential of 40 degrees F. | hot-cold-pillow-pad-cooling-pillow-e83.jpg
SKU: PMTTpmitt | Pain Management Technologies Water Therapy - Hand Mitt | The water therapy mitts are used with the AIS or ARS therapy units to treat arthritic hands or hands in paid from diabetic neuropathy and many other conditions. | water-therapy-hand-mitt-919.jpg
SKU: PMTTPC | Pain Management Technologies Water Therapy - Cervical Pad | Use this pad in conjunction with the ARS or AIS therapy systems | water-therapy-cervical-pad-5e5.jpg
SKU: PMTVJW | Pain Management Technologies Versitile 3 Strap Joint Wrap for Universal Pad | Versitile 3 Strap Joint Wrap-for Universal Pad is designed to work with the Aqua relief system or the Arclic ice system. Designed to fit different areas of the body for optimal use. | versitile-3-strap-joint-wrap-for-universal-pad-ec2.jpg
SKU: CHAT90910 | DJO Global Chattanooga ColPaC Freezer | The ColPaC Freezer comes with 12 standard ColPacs that can be recycled every 2 hours. It has 5 spacious cubic feet of capacity with 4 convenient quick freeze shelves with trays and cup holders. It also facilitates the use of cold therapy. | chattanooga-colpac-freezer-91c.jpg
SKU: CHAT2102-3 | DJO Global E-1 Stationary Heating Unit with 2 Standard & 2 Cervical HotPacs | Hydrocollator Heating Units. Our flagship product is the standard all others can only hope to match. Durable and easy to maintain, these high-quality stainless steel units give you a constant supply of temperature-consistent HotPacsâ„¢. | e-1-stationary-heating-unit-with-2-standard-2-cervical-hotpacs-917.jpg
SKU: CHAT39-1522 | DJO Global Universal Ankle Pad for Opti Ice Unit 7" x 1" | For chronic or acute injuries including Achilles tendonitis, fractures, and sprains. | universal-ankle-pad-for-opti-ice-unit-7-x-1--0d0.jpg
SKU: FAB11-1301 | Relief Pak Moist Heat Set Neck Contour Hot Pack Terry With Foam Fill Pocketed Cover | Moist heat pack and cover set includes 1 cervical (neck) contour 24" long moist heat pack and 1 terry with foam fill pocketed cover. Cover includes hook and loop strap to secure set on patients neck. The moist heat pack is a simple and effective method of applying moist heat. Provides 30 minutes of therapeutic moist heat to soothe discomfort from stiff neck, backache, arthritis, sprains and bruises. The pack can?be?heated in water on?a stove, in a microwave or in a heating unit. When treatment is complete, the pack can be stored in a plastic bag in the freezer. A To prevent burning, all moist heat packs must be applied with either a hot pack cover or heavy towel completely wrapped around the pack. The terry cloth hot pack cover allows therapeutic moist heat to penetrate without burning the skin. Hook and loop fasteners keep moist heat packs in place. Soft microfiber finish. Covers are machine washable and can be used again and again. | moist-heat-set-neck-contour-hot-pack-terry-with-foam-fill-pocketed-cover-406.jpeg
SKU: CERPACC-520 | Core Products Micro Beads 5â€ x 12â€ | Effective TherapyMicro Beads are a natural and effective method to help treat muscular aches and pains, arthritis, fibromyalgia, cramping, headaches and more. Packs can be warmed in a microwave to desired temperature and will remain warm for 20-30 minutes. Micro Beads adsorb moisture from the air and release it when heated, delivering warm penetrating relief.Highest QualityThe plush fabric of Micro Beads is soft to the touch and gentle on skin. Made with high quality fabric and the finest stitching, each pack is embroidered with the Core Products logo. Baffled channels help keep beads evenly distributed and packs easy to handle. Choose from three separate sizes. Use Micro Beads ACC520 for smaller applications; ACC521 to drape around neck and onto chest area; and ACC522 for back or larger areas. | micro-beads-5-x-12-74d.jpg
SKU: CERPACC-521 | Core Products Micro Beads Moist Heat Pack 5" x 20" | Effective Therapy - Micro Beads are a natural and effective method to help treat muscular aches and pains, arthritis, fibromyalgia, cramping, headaches and more. Packs can be warmed in a microwave to desired temperature and will remain warm for 20-30 minutes. Micro Beads adsorb moisture from the air and release it when heated, delivering warm penetrating relief.Highest Quality - The plush fabric of Micro Beads is soft to the touch and gentle on skin. Made with high quality fabric and the finest stitching, each pack is embroidered with the Core Products logo. Baffled channels help keep beads evenly distributed and packs easy to handle. Choose from three separate sizes. Use Micro Beads ACC520 for smaller applications; ACC521 to drape around neck and onto chest area; and ACC522 for back or larger areas. | micro-beads-moist-heat-pack-5-x-20-237.jpg
SKU: CERPACC-522 | Core Products MicroBeads Moist Heat Packs 11â€ x 14â€ | Micro Beads are a natural and drug free method to help relieve muscular aches and pains, arthritis, fibromyalgia, cramping, headaches and more. Packs can be warmed in a microwave to desired temperature and will remain warm for 20-30 minutes. Micro Beads adsorb moisture from the air and release it when heated, delivering soothing moist heat.The plush fabric of Micro Beads is soft to the touch and gentle on skin. Made with high quality fabric and the finest stitching, each pack is embroidered with the Core Products logo. Baffled channels help keep beads evenly distributed and packs easy to handle. Choose from three separate sizes. Use Micro Beads ACC520 for smaller applications; ACC521 to drape around neck and onto chest area; and ACC522 for back or larger areas.Â | microbeads-moist-heat-packs-11-x-14-847.jpg
SKU: CERPACC-566 | Core Products Vinyl Cold Pack Large | Offering more intense cold therapy than our Soft Comfort or Dual Comfort CorPaks, the Vinyl CorPak offers up to 30 minutes of cold therapy to help treat strains, sprains, headaches and other soft tissue injuries. Four distinct sizes to accommodate any area. Store in freezer for convenience. Filled with nontoxic, biodegradable fill, packs remain soft and flexible even when cold. Vinyl surface can simply be wiped clean as needed, making it ideal for clinical use. | vinyl-cold-pack-large-561.png
SKU: CERPACC-855 | Core Products Terry Moist Heat Pack Cover Cervical 25â€ x 16â€ | These soft insulated covers ensure maximum heat retention and help provide patient safety. | terry-moist-heat-pack-cover-cervical-25-x-16-f08.jpg
SKU: CHAT1200 | DJO Global Nylatex Wrap Assortment | Good for hundred uses | nylatex-wrap-assortment-d36.jpg
SKU: BTC500 | Battle Creek Ice It! A-Pack - 4 x 9 (Refill 510) | Feature Stays flexible when fully frozen, to mold around painful area Quickly reaches freezing temperature Maintains low temperature longer for optimum therapeutic benefit Non-toxic fill enclosed in latex-free vinyl Durable enough to be used several times a day Ergonomic designs for specific areas, such as the neck, shoulder, back or wrist | ice-it-a-pack-4-x-9-refill-510-e27.jpg
SKU: BTC585 | Battle Creek Ice It! D-Pack (11" x 14 ) | Feature The large 11" x 14" D*Pack is the perfect solution when cold therapy is needed on an area such as the back, hip or abdomen. Completely covers the painful area for maximum benefit. | ice-it-d-pack-11-x-14--776.jpg
SKU: CHAT1202 | DJO Global Nylatex Individual 2.5" x 18" | Ideal for holding cold packs in place, Several sizes available, Reusable. | nylatex-individual-25-x-18--2c0.jpg
SKU: CHAT1206 | DJO Global Nylatex Wrap 2" x 48" | Several other sizes available. 3 rolls per package. | nylatex-wrap-2-x-48-5a1.jpg
SKU: CHAT1218 | DJO Global 6" x 48" Nylatex Wrap | Feature Ideal for holding ColPaCs in place. Several other sizes available. 3 rolls per package. | 6-x-48-nylatex-wrap-566.jpg
SKU: CHAT1062 | DJO Global Hydrocollator HotPac Set Neck Contour Set 24" | In 1947 Chattanooga introduced the Hydrocollator Hotpac, an innovative method of moist heat therapy and one of the first topical thermal agents in rehabilitation medicine. Superficial heating via Hydrocollator Hot Pac can elevate skin and tissue temperature within Â¼â€ from the surface. If the treated areaâ€™s blood supply is adequate, temperatures can increase within 6 to 8 minutes of exposure. Muscle temperature at depths of Â½â€ to Â¾â€ will require 20 to 30 minutes of exposure to reach peak levels. | hydrocollator-hotpac-set-neck-contour-set-24-cc2.png
SKU: CHAT1208 | DJO Global 4" x 18" Nylatex Wrap | Feature Several other sizes available. 3 rolls per package. | 4-x-18-nylatex-wrap-7e3.jpg
SKU: CHAT1212 | DJO Global Nylatex Wrap 4" x 48" | Ideal for holding cold packs in place, Several sizes available, Reusable. | nylatex-wrap-4-x-48--fb7.jpg
SKU: MAB619-3020-0100 | Briggs Healthcare KOOLpress Half-Size Compress - Bulk | Koolpress half-size compress - bulk | koolpress-half-size-compress-bulk-0d8.jpg
SKU: GFHT9009 | Grafco English Style Ice Caps | 11" | english-style-ice-caps-4d7.jpg
SKU: DMI42-847-000 | Briggs Healthcare Mabis Ice Bag Medium | MABISÂ® Ice Bag, Medium. | mabis-ice-bag-medium-643.jpg
SKU: DMI612-0012-9850 | Briggs Healthcare Ice Kold Instant Ice Compress Junior | Recommended for muscular pain relief and to reduce swelling. | ice-kold-instant-ice-compress-junior-ad2.jpg
SKU: DMI614-0050-9812 | Mabis DMI Hot & Kold Reusable Gel Compress Large Bulk | Non-invasive and can help provide relief for a variety of conditions | hot-kold-reusable-gel-compress-large-bulk-feb.jpg
SKU: GF4507-1 | Grafco Heating Pad | Recommended for sports injuries, strains, tired muscles, and relief of temporary arthritic pain. | heating-pad-d31.jpg
SKU: GF2088 | Grafco Moist Heat Therapy Packs Neck Pack 9" x 24" | Moist Heat Therapy Packs Neck Pack 9" x 24" | moist-heat-therapy-packs-neck-pack-9-x-24-411.jpg
SKU: CHAT2102-2 | DJO Global E-1 Stationary Heating Unit with 3 Standards and 1 Cervical HotPacs | Hydrocollator Heating Units. Our flagship product is the standard all others can only hope to match. Durable and easy to maintain, these high-quality stainless steel units give you a constant supply of temperature-consistent HotPacsâ„¢. | e-1-stationary-heating-unit-with-3-standards-and-1-cervical-hotpacs-688.jpg
SKU: CHAT2302-3 | DJO Global Hydrocollator SS-2 Mobile Heating Unit | The benchmark against which all other heating units are judged. | hydrocollator-ss-2-mobile-heating-unit-87c.jpg
SKU: KCC33101 | Kimberly-Clark Bilateral Facial Ice Pack | Bilateral facial ice pack | bilateral-facial-ice-pack-e86.jpg
SKU: CRII171624 | ColdStar International Gel Pack, Cold, Transport, 6" x 8", 16 oz, 24/cs | Stays frozen longer. Unique 4-ply construction. Stronger. Tougher. Non-smear. Washable surface. Non-toxic. Latex free. | gel-pack-cold-transport-6-x-8-16-oz-24-cs-2b0.jpg
SKU: CRII40104 | ColdStar International Soft-Weave Instant Cold Pack - Standard 6" x 9" | Use in first aid treatment of: Bumps & Bruises - Sprains - Fractures - Minor Burns - Snake Bites - Insect Bites - Minor Bleeding - Nosebleeds - Headaches - Toothaches - Fever - Backaches - Sunstroke - Dislocations - Fatigue - Itching - Cramping - etc | soft-weave-instant-cold-pack-standard-6-x-9-d53.jpg
SKU: CRII50104 | ColdStar International Soft Weave Instant Heat Pack Standard 6" x 9" | Our soft-weave pouch design takes hot and cold pack comfort to a new level. Use in first aid treatment of: Bumps & Bruises, Sprains, Fractures, Minor Burns, Insect Bites, Minor Bleeding, Nosebleeds, Headaches, Toothaches, Fever, Backaches, Sunstroke, Dislocations, Fatigue, Itching, Cramping, etc. | soft-weave-instant-heat-pack-standard-6-x-9-048.jpg
SKU: CRII10104 | ColdStar International Disposable Instant Non-Insulated Cold Pack - Standard 6" x 9" | Use in first aid treatment of: Bumps & Bruises - Sprains - Fractures - Minor Burns - Snake Bites - Insect Bites - Minor Bleeding - Nosebleeds - Headaches - Toothaches - Fever - Backaches - Sunstroke - Dislocations - Fatigue - Itching - Cramping - etc | disposable-instant-non-insulated-cold-pack-standard-6-x-9-916.jpg
SKU: CRII10202 | ColdStar International Cold Pack, Single Use, Disposable, 5" x 7", Junior Size, 16/cs | Single use. Disposable. Single squeeze activation. Controlled release design offers consistent thermal temperature. Holds Therapeutic Temperature No Wrap needed in hospital environment. Latex free. Junior size. | cold-pack-single-use-disposable-5-x-7-junior-size-16-cs-e4c.jpg
SKU: CRII10210 | ColdStar International Disposable Instant Non-Insulated Cold Pack Junior 5" x 7" | Use in first aid treatment of: Bumps & Bruises - Sprains - Fractures - Minor Burns - Snake Bites - Insect Bites - Minor Bleeding - Nosebleeds - Headaches - Toothaches - Fever - Backaches - Sunstroke - Dislocations - Fatigue - Itching - Cramping - etc | disposable-instant-non-insulated-cold-pack-junior-5-x-7-bbb.jpg
SKU: CRII10450 | ColdStar International Cold Pack Instant Non-Insulated 5" x 5 Â½" First Aid Kit Size Disposable | Disposable. Single squeeze activation. Controlled release holds consistent therapeutic temperature. No wrap needed in hospital environment. Latex free. | cold-pack-instant-non-insulated-5quot-x-5-frac12quot-first-aid-kit-size-disposable-a00.jpg
SKU: CRII30104 | ColdStar International Disposable Instant One-Side Insulated Heat Pack - Standard 6" x 9" | Use in first aid treatment of: Bumps & Bruises - Sprains - Fractures - Minor Burns - Snake Bites - Insect Bites - Minor Bleeding - Nosebleeds - Headaches - Toothaches - Fever - Backaches - Sunstroke - Dislocations - Fatigue - Itching - Cramping - etc | disposable-instant-one-side-insulated-heat-pack-standard-6-x-9-408.jpg
SKU: CRII61115 | ColdStar International Versatile Reusable Cool-It Gel Pack Eye-Pack 2.5" x 5" | ColdStar Hot or Cold Therapy Packs for therapeutic relief of muscle aches or pains. | versatile-reusable-cool-it-gel-pack-eye-pack-25-x-5-ce6.jpg
SKU: CRII70304 | ColdStar International Gel Pack Hot/ Cold 4 Â½" x 10 Â½" | ColdStar HOT or COLD Therapy Packs for therapeutic relief of muscle aches or pains. ColdStar HOT or COLD Therapy Packs maintain an even temperature over the entire pack. ColdStar Hot or Cold Therapy Packs are the highest quality! ColdStar Hot or Cold Therapy Packs are leak-proof and contain no liquids or dyes. ColdStar Hot or Cold Therapy is biodegradable and contains only non-toxic ingredients. And - because it is reusable - ColdStar Hot or Cold Therapy Packs save you money! | gel-pack-hot-cold-4-frac12quot-x-10-frac12quot-919.jpg
SKU: CRII80204 | ColdStar International Versatile Reusable One Side Insulated Hot / Cold Gel Pack Junior 4.5" x 7" | ColdStar HOT or COLD Therapy Packs for therapeutic relief of muscle aches or pains. ColdStar HOT or COLD Therapy Packs maintain an even temperature over the entire pack. ColdStar Hot or Cold Therapy Packs are the highest quality! ColdStar Hot or Cold Therapy Packs are leak-proof and contain no liquids or dyes. ColdStar Hot or Cold Therapy is biodegradable and contains only non-toxic ingredients. And - because it is reusable - ColdStar Hot or Cold Therapy Packs save you money! | versatile-reusable-one-side-insulated-hot-cold-gel-pack-junior-45-x-7-e90.jpg
SKU: CRII80210 | ColdStar International Versatile Reusable One-Side Insulated Hot / Cold Gel Pack - Junior 4.5" x 7" | ColdStar HOT or COLD Therapy Packs for therapeutic relief of muscle aches or pains. ColdStar HOT or COLD Therapy Packs maintain an even temperature over the entire pack. ColdStar Hot or Cold Therapy Packs are the highest quality! ColdStar Hot or Cold Therapy Packs are leak-proof and contain no liquids or dyes. ColdStar Hot or Cold Therapy is biodegradable and contains only non-toxic ingredients. And - because it is reusable - ColdStar Hot or Cold Therapy Packs save you money! | versatile-reusable-one-side-insulated-hot-cold-gel-pack-junior-45-x-7-055.jpg
SKU: CRII80304 | ColdStar International Gel Pack Hot Cold Throat Perineal Insulated One Side 4 Â½" x 10 Â½" | ColdStar Hot or Cold Therapy Packs for therapeutic relief of muscle aches or pains. | gel-pack-hot-cold-throat-perineal-insulated-one-side-4-frac12quot-x-10-frac12quot-4e7.jpg
SKU: FAB11-1556 | CryoCuff AirCast CryoCuff Medium Knee with gravity feed cooler | Cold therapy with the AirCast CryoCuff combines compression and cold. Compression minimizes swelling, while cold minimizes pain. Unit consists of water cooler and Cuffs made for specific body parts. Cooler holds enough ice and water for 8 hours of cryotherapy. Compression is gravity controlled. Cuffs are made of nylon and vinyl. Use with gravity feed (included) or continuous AutoChill electric pumop (sold seperatley). | aircast-cryocuff-medium-knee-with-gravity-feed-cooler-eff.jpg
SKU: FAB11-1557 | CryoCuff AirCast CryoCuff Large Knee with gravity feed cooler | Cold therapy with the AirCast CryoCuff combines compression and cold. Compression minimizes swelling, while cold minimizes pain. Unit consists of water cooler and Cuffs made for specific body parts. Cooler holds enough ice and water for 8 hours of cryotherapy. Compression is gravity controlled. Cuffs are made of nylon and vinyl. Use with gravity feed (included) or continuous AutoChill electric pumop (sold seperatley). | aircast-cryocuff-large-knee-with-gravity-feed-cooler-57e.jpg
SKU: FAB11-1588 | CryoCuff AirCast CryoCuff gravity feed cooler only | Gravity feed cooloer only. Cuffs sold seperately. Cooler holds enough ice and water for 8 hours of cryotherapy. Water is gravity fed from coolor to cuffs. | aircast-cryocuff-gravity-feed-cooler-only-275.jpg
SKU: FAB11-1589 | CryoCuff AutoChill Pump for AirCast CryoCuff | Air Pump pressurizes the cooler, automatically recycling warm water for cold. Air Tube Assembly (18 in [46 cm]) exchanges air between pump and cooler. Wall Adapter provides power for operation. | autochill-pump-for-aircast-cryocuff-2b5.jpg
SKU: FAB11-1133 | Relief Pak Economy Heating PadMoist or Dry Large 12 x 24 inch | Heating pad, 12x24", large moist or dry heat; Add water to the sponge for moist heat: remove sponge for dry heat. The pad has 3 heat settings and includes a washable heat cover. | economy-heating-padmoist-or-dry-large-12-x-24-inch-1e9.jpg
SKU: FAB11-1300 | Relief Pak Relief Pak moist heat SET standard size hot pack terry with foam fill pocketed cover | Moist heat pack and cover set includes 1 standard size 10x12" moist heat pack and 1 terry with foam fill pocketed cover. The moist heat pack is a simple and effective method of applying moist heat. Provides 30 minutes of therapeutic moist heat to soothe discomfort from stiff neck, backache, arthritis, sprains and bruises. The pack can?be?heated in water on?a stove, in a microwave or in a heating unit. When treatment is complete, the pack can be stored in a plastic bag in the freezer. A To prevent burning, all moist heat packs must be applied with either a hot pack cover or heavy towel completely wrapped around the pack. The terry cloth hot pack cover allows therapeutic moist heat to penetrate without burning the skin. Hook and loop fasteners keep moist heat packs in place. Soft microfiber finish. Covers are machine washable and can be used again and again. | relief-pak-moist-heat-set-standard-size-hot-pack-terry-with-foam-fill-pocketed-cover-39c.jpg
SKU: SAMP564164 | Sammons Preston Custom-Touch Heat Therapy Pads, Joint Wrap Small 5"x16" | Easy Comfortâ„¢ hand-held switch provides infinite control of the heat level at all times, and will shut off for safety. MoisturePlus!â„¢ cover pulls moisture from the air and also allows you to add extra moisture. | custom-touch-heat-therapy-pads-joint-wrap-small-5x16-46e.jpg
SKU: SAMP564165 | Sammons Preston Custom-Touch Heat Therapy Pads, General Use Large 13"x13" | Easy Comfortâ„¢ hand-held switch provides infinite control of the heat level at all times, and will shut off for safety. MoisturePlus!â„¢ cover pulls moisture from the air and also allows you to add extra moisture. | custom-touch-heat-therapy-pads-general-use-large-13x13-f0e.jpg
SKU: HUD10011 | Hudson RCI Humid-Vent Mini, Standard, 2.4Ml | Designed specifically for neonatal patients. Standard 15 mm ID x 15 mm OD connector. Provides over 30 mg H2O/L @ Vt 20 mLOnly 2.4 mL of added dead space. Sterile. | humid-vent-mini-standard-24ml-142.jpg
SKU: MAB616-4503-0000HS | Briggs Healthcare HealthSmart TheraBeads Standard Pack White 9" x 12" | Microwaveable moist heat therapyIdeal for shoulders, knees and backIncludes a white, machine washable coverMoist heat for maximum reliefLatex Free | healthsmart-therabeads-standard-pack-white-9-x-12-9e2.jpg
SKU: MAB616-7103-9710 | Briggs Healthcare DMI TheraBeads Standard Professional Pack Blue 12" x 12" | Designed for use in professional practices, hospitals and clinicsIdeal for most parts of the body, including shoulders, knees and backColor-coded zones indicate temperature rangeDurable, long-life fabric emits heat through 1 side only maximizing moist heat therapyLatex Free | dmi-therabeads-standard-professional-pack-blue-12-x-12-681.jpg
SKU: CERPACC-565 | Core Products Vinyl Cold Pack Medium | Offering more intense cold therapy than our Soft Comfort or Dual Comfort CorPaks, the Vinyl CorPak offers up to 30 minutes of cold therapy to help treat strains, sprains, headaches and other soft tissue injuries. Four distinct sizes to accommodate any area. Store in freezer for convenience. Filled with nontoxic, biodegradable fill, packs remain soft and flexible even when cold. Vinyl surface can simply be wiped clean as needed, making it ideal for clinical use.TESTIMONIAL: â€œMy wife uses your hot and cold packs for her fibromyalgia and occasional headaches. She appreciates the soft comfortable filling. It won't freezer burn like some of those other products and is easy to keep clean. We have been known to fight over it! She wins.â€ â€“Danny Zack, FL | vinyl-cold-pack-medium-a5a.png
SKU: CERPACC-567 | Core Products Vinyl Cold Pack Cervical | Offering more intense cold therapy than our Soft Comfort or Dual Comfort CorPaks, the Vinyl CorPak offers up to 30 minutes of cold therapy to help treat strains, sprains, headaches and other soft tissue injuries. Four distinct sizes to accommodate any area. Store in freezer for convenience. Filled with nontoxic, biodegradable fill, packs remain soft and flexible even when cold. Vinyl surface can simply be wiped clean as needed, making it ideal for clinical use.TESTIMONIAL: â€œMy wife uses your hot and cold packs for her fibromyalgia and occasional headaches. She appreciates the soft comfortable filling. It won't freezer burn like some of those other products and is easy to keep clean. We have been known to fight over it! She wins.â€ â€“Danny Zack, FL | vinyl-cold-pack-cervical-f28.png
SKU: CERPACC-568 | Core Products Tri-Sectional Vinyl Cold Pack | Offering more intense cold therapy than our Soft Comfort or Dual Comfort CorPaks, the Vinyl CorPak offers up to 30 minutes of cold therapy to help treat strains, sprains, headaches and other soft tissue injuries. Four distinct sizes to accommodate any area. Store in freezer for convenience. Filled with nontoxic, biodegradable fill, packs remain soft and flexible even when cold. Vinyl surface can simply be wiped clean as needed, making it ideal for clinical use. | tri-sectional-vinyl-cold-pack-7cf.png
SKU: CERPACC-854 | Core Products Foam Moist Heat Pack Cover Standard 19â€ x 27â€ | These soft insulated covers ensure maximum heat retention and help provide patient safety. Thermal Core covers are available in terry cloth lined and foam lined options, allowing professionals to vary the heat intensity by adding or removing layers of insulation. A perfect addition to any Thermal Core Pack. | foam-moist-heat-pack-cover-standard-19-x-27-28c.jpg
SKU: CERPACC-856 | Core Products Foam Moist Heat Pack Cover Cervical 25â€ x 16â€ | These soft insulated covers ensure maximum heat retention and help provide patient safety. Thermal Core covers are available in terry cloth lined and foam lined options, allowing professionals to vary the heat intensity by adding or removing layers of insulation. A perfect addition to any Thermal Core Pack. | foam-moist-heat-pack-cover-cervical-25-x-16-1db.jpg
SKU: CERPACC-857 | Core Products Terry Moist Heat Pack Cover Oversize 24â€ x 36â€ | These soft insulated covers ensure maximum heat retention and help provide patient safety. Thermal Core covers are available in terry cloth lined and foam lined options, allowing professionals to vary the heat intensity by adding or removing layers of insulation. A perfect addition to any Thermal Core Pack. | terry-moist-heat-pack-cover-oversize-24-x-36-bc3.jpg
SKU: CERPACC-858 | Core Products Foam Moist Heat Pack Cover Oversize 24â€ x 36â€ | These soft insulated covers ensure maximum heat retention and help provide patient safety. Thermal Core covers are available in terry cloth lined and foam lined options, allowing professionals to vary the heat intensity by adding or removing layers of insulation. A perfect addition to any Thermal Core Pack. | foam-moist-heat-pack-cover-oversize-24-x-36-0f4.jpg
SKU: WHHSP-1501-SLD | Whitehall Manufacturing Splint pan with slider lid | The spacious stainless steel interior of the SP-1501 accommodates splinting sheets up to 24" x 18" (610 mm x 460 mm). This model features dual thermostatic controls regulated by a high/low switch. The thermostats can be individually adjusted to conform to particular requirements. Dual independent heating elements for both settings provide quick warmup and automatically convert to a more efficient circuit once working temperature is reached. | splint-pan-with-slider-lid-fc0.jpeg
SKU: WHHT-8-S | Whitehall Manufacturing 8 Pack Capacity Thermalator Moist Heat Unit (Stationary) | Whitehall Thermalators maintain a constant water temperature and come standard with exposed heating elements. | 8-pack-capacity-thermalator-moist-heat-unit-stationary-ed7.jpg
SKU: GF9100A | Grafco Disposable Instant Cold Packs 6" x 8.5" | Disposable Instant Cold Packs | disposable-instant-cold-packs-6-x-85-af4.jpg
SKU: DMI612-0010-9824 | Briggs Healthcare DMI Ice Kold Instant Ice Compress | DMIÂ® Ice KoldÂ® Instant Ice Compress - Bulk. | dmi-ice-kold-instant-ice-compress--c8f.jpg
SKU: SAMP922909 | Sammons Preston Standard 11" x 14" Single Pack | Gel packs are can be microwaved for heat therapy or frozen for cold therapy. Large gel pieces mold comfortably to the body during treatment. Double insulated vinyl covers increase pack durability. For home or clinic use. | standard-11-x-14-single-pack-518.jpg
SKU: SAMP5110 | Sammons Preston Moist Heat Therapy Mitt | Therapy mitt heats easily in the microwave in one minute, can be reheated over and over. Nontoxic thermal packs can be removed for mitt washing. | moist-heat-therapy-mitt-cb7.jpg
SKU: SAMP525803 | Sammons Preston Foot/Ankle Pack | Heat in microwave and chill in freezer. Pillows are covered with royal blue brushed tricot with polyester mesh lining and fasten with VelcroÂ® closures. Latex free. | foot-ankle-pack-426.jpeg
SKU: CAH30104 | Cardinal Health Standard Instant Hot Pack 6" x 8.75" | Latex free product and packaging. | standard-instant-hot-pack-6-x-875-582.jpg
SKU: SAMP960508 | BioFreeze BiofreezeÂ® Pain-Relieving Gel, 32 fl oz. Pump Bottle | Delivers targeted pain relief with the benefits of cryotherapy to treat athletic and muscle related injuries, sore or strained muscles, shoulder and arm discomfort, neck, hip and leg pain, back pain, painful joints, sports injury pain, ankle or foot pain, and pain associated with arthritis and tendonitis | biofreezereg-pain-relieving-gel-32-fl-oz-pump-bottle-ecb.jpg
SKU: WHHGF-12 | Whitehall Manufacturing Glacier Freeze Chilling Unit 5 Cubic Ft. | Glacier Freeze provides convenient and reliable storage for all Glacier Packs. Itâ€™s designed to keep them properly stored and ready to use. Each unit comes with stainless steel shelves for 12 standard Glacier Packs and a molded compartment for Ice Cups (CUPS NOT INCLUDED), which are used to penetrate cold therapy deep into muscles. Oversized packs are easily stored on the bottom shelf. | glacier-freeze-chilling-unit-5-cubic-ft-647.jpeg
SKU: MAB616-4503-9710 | Briggs Healthcare DMI TheraBeads Standard Pack - Bulk White 9" x 12" | Microwaveable moist heat therapyIdeal for shoulders, knees and backIncludes a white, machine washable coverMoist heat for maximum reliefLatex Free | dmi-therabeads-standard-pack-bulk-white-9-x-12-866.jpg
SKU: DMI612-0003-9824 | Briggs Healthcare DMI Sol-R Heat Instant Heat Compress Bulk White 6 | The DMI Sol-R Instant Heat Compress is very easy to use and is perfect for those seeking a heat pad to relieve muscle aches or pains. Once the pack is squeezed, it releases heat for up to 15 minutes on the problem areas. | dmi-sol-r-heat-instant-heat-compress-bulk-white-6-930.jpg
SKU: GF9124A | Graham Field Reusable Hot/Cold Gel Packs Throat/Perineal, 4.5" x 10.5" | Reusable hot/cold gel packs throat/perineal, 4.5" x 10.5" | reusable-hot-cold-gel-packs-throat-perineal-45-x-105-705.jpg
SKU: KCC33495 | Kimberly-Clark Stay Dry Ice Pack Small | Minimizes Condensation. Consistent Cold Therapy. Minimizes Leaking. Soft Outer Covering. Clip Closure. | stay-dry-ice-pack-small-f7d.jpg
SKU: METL1882 | Mettler Electronics Polar Frost Tube 12 x 150 ml | Polar Frost Cold Gel is specially formulated to provide soothing relief for soft tissue injuries, stress injuries, muscle tension, inflammation and stiffness. | polar-frost-tube-12-x-150-ml-c23.jpg
SKU: METL1883 | Mettler Electronics Polar Frost, roll-on, 24 x 15 ml (2.5 oz.) | The 2.5 oz. roll-on container is for convenient use. With the roll-on, the gel can be massaged into the skin easily, without using your hands. | polar-frost-roll-on-24-x-15-ml-25-oz-a62.jpg
SKU: METL1884 | Mettler Electronics Polar Frost, 1 gallon | Polar Frost Cold Gel is specially formulated to provide soothing relief for soft tissue injuries, stress injuries, muscle tension, inflammation and stiffness. | polar-frost-1-gallon-d32.jpg
SKU: METL9814 | Mettler Electronics ThermalSoft Professional King Back pack | ThermalSoft is a revolutionary new product for hot and cold therapy from the same pack. | thermalsoft-professional-king-back-pack-f93.jpg
SKU: METL9803 | Mettler Electronics ThermalSoft Professional Limb Set | ThermalSoft is a revolutionary new product for hot and cold therapy from the same pack. Place in hot tap water for 20-30 minutes. Microwave for moist or dry heat. Refrigerate for cold. For heat therapy place the pack in a towel or the custom cover and apply to the body. For cold therapy, place the white membrane directly against the skin. | thermalsoft-professional-limb-set-9ee.jpg
SKU: METL1886 | Mettler Electronics Polar Frost | Polar Frost, sample packages 200 pieces. The small-sized sample packages come in a case of 200 samples, and are as an essential item as tissues and bandaids. The small packages can be easily carried with you for personal use. | polar-frost-fc5.jpg
SKU: METL1885 | Mettler Electronics Polar Frost, 4 x 1 gallon | Polar Frost Cold Gel is specially formulated to provide soothing relief for soft tissue injuries, stress injuries, muscle tension, inflammation and stiffness. This item is considered heavy/bulk and a slight adjustment may be made to the shipping fees, as per Terms and Conditions. | polar-frost-4-x-1-gallon-893.jpg
SKU: CRII170848 | ColdStar International Gel Pack, Cold, Transport, 4" x 7", 8 oz, 48/cs | Stays frozen longer. Unique 4-ply construction. Stronger. Tougher. Non-smear. Washable surface. Non-toxic. Latex free. | gel-pack-cold-transport-4-x-7-8-oz-48-cs-d59.jpg
SKU: CRII80701 | ColdStar International Versatile Reusable One-Side Insulated Hot / Cold Gel Pack - Ice Bandage 4.5" x 14" | ColdStar Hot or Cold Therapy Packs for therapeutic relief of muscle aches or pains. | versatile-reusable-one-side-insulated-hot-cold-gel-pack-ice-bandage-45-x-14-d72.jpg
SKU: CRII200001 | ColdStar International Hot or Cold Application Covers - Standard 6.5x9.75 | Coldstar Hot/Cold Non-Woven Covers for Hot/cold Therapy Product are the best in the industry! Our covers are made of the finest non-woven material available. | hot-or-cold-application-covers-standard-65x975-6a0.jpg
SKU: CRII70210 | ColdStar International Versatile Reusable Non-Insulated Hot / Cold Gel Pack - Junior 4.5" x 7" | ColdStar HOT or COLD Therapy Packs for therapeutic relief of muscle aches or pains. ColdStar HOT or COLD Therapy Packs maintain an even temperature over the entire pack. ColdStar Hot or Cold Therapy Packs are the highest quality! ColdStar Hot or Cold Therapy Packs are leak-proof and contain no liquids or dyes. ColdStar Hot or Cold Therapy is biodegradable and contains only non-toxic ingredients. And - because it is reusable - ColdStar Hot or Cold Therapy Packs save you money! | versatile-reusable-non-insulated-hot-cold-gel-pack-junior-45-x-7-b17.jpg
SKU: CRII411204 | ColdStar International Disposable Instant Perineal Cold Pack - Standard 4" x 11" | A favorite in hospitals to relieve pain and inflammation of the perineal area. This disposable perineal cold pack has an adhesive strip that helps keep the pack in place. This is a favorite in hospitals that helps relieve pain and inflammation of the perineal area, promoting faster healing time. The absorbent material absorbs over 28 ounces of fluid, preventing excessive moisture accumulations to the injured area. | disposable-instant-perineal-cold-pack-standard-4-x-11-2d1.jpg
SKU: CRII70104 | ColdStar International Versatile Reusable Non-Insulated Hot / Cold Gel Pack - Standard 6" x 9" | ColdStar HOT or COLD Therapy Packs for therapeutic relief of muscle aches or pains. ColdStar HOT or COLD Therapy Packs maintain an even temperature over the entire pack. ColdStar Hot or Cold Therapy Packs are the highest quality! ColdStar Hot or Cold Therapy Packs are leak-proof and contain no liquids or dyes. ColdStar Hot or Cold Therapy is biodegradable and contains only non-toxic ingredients. And - because it is reusable - ColdStar Hot or Cold Therapy Packs save you money! | versatile-reusable-non-insulated-hot-cold-gel-pack-standard-6-x-9-242.jpg
SKU: SWTSSW9001 | Southwest Technologies Shoulder Wrap | May be used for hot/cold therapy. These specially designed products are ideal to help restore flexibility and provide excellent therapy for minor injuries during and after rehabilitation exercises. | shoulder-wrap-025.jpg
SKU: SAMP922911 | Sammons Preston Cervical 23" x 8" Single Pack | Gel packs are can be microwaved for heat therapy or frozen for cold therapy. | cervical-23-x-8-single-pack-bce.jpg
SKU: SAMP922914 | Sammons Preston Extra Large (11" x 21") | Patterson Medical Hot & Cold Gel Packs can be microwaved for heat therapy for frozen for cold therapy. Large gel pieces mold comfortably to the body during treatment, while the double insulated vinyl covers increase pack durability. Hot & Cold Gel Packs are for home or clinic use.General Heating Guidelines*Standard and Cervical Packs: heat for 4 minutes, then turn over the pack and heat another 2 minutes.Half-Size Pack: heat for 3 minutes.Extra-Large Pack: heat for 8 minutes, then turn over the pack and heat for another 2 minutes.Monitor heating: If the pack starts to expand, turn off the microwave and let the pack cool. If the compress gets too hot, it could leak and/or burst. Carefully remove pack from microwave, and wrap several layers of towels around it. Make sure the pack is not too hot before placing on skin. As the pack cools, extra layers of towels may be removed. Do not leave the pack on the skin more than 20 to 25 minutes.Instructions for Cold Therapy*Allow a minimum of two hours for the pack to be stored in the freezer before using. Never use a pack that has been chilled below 0Â°F. Use a single piece of cloth to wrap around the pack, and test that the temperature isnâ€™t too cold for the user. Do not leave the pack on the skin more than 30 minutes. | extra-large-11-x-21--c2d.jpeg
SKU: SAMP923162 | Sammons Preston Classic Petite, 4" x 17" | Unique fleece cover absorbs moisture from the atmosphere to help drive heat deep into painful tissues when intense heat is activated. | classic-petite-4-x-17-020.jpg
SKU: SAMP353102 | DJO Global Colpac Chilling Units Intermediate Colpac Unit | Drain valve allows for easy defrosting and cleaning. Includes six standard and six half-size ColPaCs. Normal Temperature Range: -12Â°C to -6Â°C. | colpac-chilling-units-intermediate-colpac-unit-e7d.jpg
SKU: SAMP354005 | DJO Global Mobile - Includes 12 standard HotPacs | Provide consistent heat for HotPacs. All units are made of stainless steel. Low water sensor shuts off the unit if the water level gets too low. UL and CSA listed. Temperature range: 160Â°â€“165Â°F (71Â°â€“74Â° C). Includes 12 standard HotPacs | mobile-includes-12-standard-hotpacs-285.jpg
SKU: SAMP553795 | Sammons Preston Neck Contour 24" x 6-1/2" | Packs provide up to 30 minutes of moist heat. The two kits combine a HotPac and foam-filled terry cover. | neck-contour-24-x-6-1-2-c64.jpg
SKU: CRII70600 | ColdStar International Versatile Reusable Non-Insulated Hot Cold Gel Pack - Ice Bandage 7.5" x 14" | ColdStar HOT or COLD Therapy Packs for therapeutic relief of muscle aches or pains. ColdStar HOT or COLD Therapy Packs maintain an even temperature over the entire pack. ColdStar Hot or Cold Therapy Packs are the highest quality! ColdStar Hot or Cold Therapy Packs are leak-proof and contain no liquids or dyes. ColdStar Hot or Cold Therapy is biodegradable and contains only non-toxic ingredients. And - because it is reusable - ColdStar Hot or Cold Therapy Packs save you money! | versatile-reusable-non-insulated-hot-cold-gel-pack-ice-bandage-75-x-14-2e2.jpg
SKU: CRII70701 | ColdStar International Versatile Reusable Non-Insulated Hot Cold Gel Pack - Ice Bandage 4.5" x 14" | ColdStar HOT or COLD Therapy Packs for therapeutic relief of muscle aches or pains. ColdStar HOT or COLD Therapy Packs maintain an even temperature over the entire pack. ColdStar Hot or Cold Therapy Packs are the highest quality! ColdStar Hot or Cold Therapy Packs are leak-proof and contain no liquids or dyes. ColdStar Hot or Cold Therapy is biodegradable and contains only non-toxic ingredients. And - because it is reusable - ColdStar Hot or Cold Therapy Packs save you money! | versatile-reusable-non-insulated-hot-cold-gel-pack-ice-bandage-45-x-14-26a.jpg
SKU: CAH10407 | Cardinal Health Jack Frost Instant Cold Packs Small | Our temperature-controlled packs provide a safe and consistent temperature, with an approximate duration of 30 minutes. | jack-frost-instant-cold-packs-small--57b.jpg
SKU: CAH80104 | Cardinal Health Standard Cryotherapy Pack Insulated On One Side 6" x 9" | Patented insulated hot or cold gel pack. Can be placed in microwave for hot use or placed in freezer for cold use. | standard-cryotherapy-pack-insulated-on-one-side-6-x-9-5a3.jpg
SKU: CAH103B | Cardinal Health Kwik-Kold Instant Cold Pack Kit 5" x 5.5" Bulk | Controlled, highly predictable cold therapy. | kwik-kold-instant-cold-pack-kit-5-x-55-bulk-61b.jpg
SKU: CRII10102 | ColdStar International Disposable Instant Non-Insulated Cold Pack - Standard 6" x 9" | Use in first aid treatment of: Bumps & Bruises - Sprains - Fractures - Minor Burns - Snake Bites - Insect Bites - Minor Bleeding - Nosebleeds - Headaches - Toothaches - Fever - Backaches - Sunstroke - Dislocations - Fatigue - Itching - Cramping - etc | disposable-instant-non-insulated-cold-pack-standard-6-x-9-9b5.jpg
SKU: CRII10204 | ColdStar International Disposable Instant Non-Insulated Cold Pack Junior 5" x 7" | Use in first aid treatment of bumps and bruises, sprains, fractures, minor burns, snake bites, insect bites, minor bleeding, nosebleeds, headaches, toothaches, fever, backaches, sunstroke, dislocations, fatigue, itching, cramping, etc. Squeeze, shake, apply. Instantly cold, Reaches therapeutic controlled temp every time. Safe, no frostbite. | disposable-instant-non-insulated-cold-pack-junior-5-x-7-570.jpg
SKU: CRII70204 | ColdStar International Versatile Reusable Non Insulated Hot Cold Gel Pack Junior 4.5" x 7" | ColdStar HOT or COLD Therapy Packs for therapeutic relief of muscle aches or pains. ColdStar HOT or COLD Therapy Packs maintain an even temperature over the entire pack. ColdStar Hot or Cold Therapy Packs are the highest quality! ColdStar Hot or Cold Therapy Packs are leak-proof and contain no liquids or dyes. ColdStar Hot or Cold Therapy is biodegradable and contains only non-toxic ingredients. And - because it is reusable - ColdStar Hot or Cold Therapy Packs save you money!. | versatile-reusable-non-insulated-hot-cold-gel-pack-junior-45-x-7-ef4.jpg
SKU: CRII80104 | ColdStar International Versatile Reusable One-Side Insulated Hot / Cold Gel Pack - Standard 6" x 9" | ColdStar Hot or Cold Therapy Packs for therapeutic relief of muscle aches or pains. | versatile-reusable-one-side-insulated-hot-cold-gel-pack-standard-6-x-9-b39.jpg
SKU: CRII80600 | ColdStar International Versatile Reusable One-Side Insulated Hot / Cold Gel Pack - Ice Bandage 7.5"x14" | ColdStar Hot or Cold Therapy Packs for therapeutic relief of muscle aches or pains. | versatile-reusable-one-side-insulated-hot-cold-gel-pack-ice-bandage-75x14-f54.jpg
SKU: SAMP960505 | BioFreeze BiofreezeÂ® Pain-Relieving Gel, 4 fl oz. Tube | Introducing new and improved Biofreeze. The new formula is more natural, 100% paraben-free and available in colorless (dye-free) versions. Delivers targeted pain relief with the benefits of cryotherapy to treat athletic and muscle related injuries, sore or strained muscles, shoulder and arm discomfort, neck, hip and leg pain, back pain, painful joints, sports injury pain, ankle or foot pain, and pain associated with arthritis and tendonitis. Apply before, during and after treatments to reduce stiffness enabling better range of motion and flexibility. Greaseless, stainless and leaves no lingering scent. Apply directly to skin. Active ingredient: menthol. Latex free. Manufactured in the USA. | biofreezereg-pain-relieving-gel-4-fl-oz-tube-f00.jpg
SKU: SAMP081505312 | Sammons Preston Economy Hot Pack Storage Rack | Stainless steel, wall-mounted rack with six hooks to easily hang hot packs. Rack measures 2" x 33". | economy-hot-pack-storage-rack-dcb.jpg
SKU: SAMP560659 | Sammons Preston Hot Pack Tongs | Hot Pack Tongs. | hot-pack-tongs-90f.jpg
SKU: SAMP560973 | Sammons Preston Classic Plus Large, 14" x 27" | Features the hand-held Custom-Touch switch. Unique fleece cover absorbs moisture from the atmosphere to help drive heat deep into painful tissues when intense heat is activated. Latex free. UL Listed. The Classic Plus has all the same features, plus a three-layer Moisture-Plus! cover with a protective vinyl layer which allows you to add even more moisture if needed. | classic-plus-large-14-x-27-370.jpg
SKU: DMI42-841-000 | Briggs Healthcare Mabis Ice Bag Large Blue | Helps speed healing by reducing pain and swelling. | mabis-ice-bag-large-blue-1ab.jpg
SKU: BTC512 | Battle Creek Ice It! ColdCOMFORT Knee System - 12 x 13 | Feature Ice It! ColdCOMFORT Knee therapy system is an articulated design that surrounds the entire knee for maximum therapeutic benefit. Comfortable, secure fit lets you relax or allows you to continue activities during therapy sessions. Includes 12" x 13" fabric holster with elastic and Velcro straps and two 6" x 12" cold packs. | ice-it-coldcomfort-knee-system-12-x-13-564.jpg
SKU: BTC516 | Battle Creek Ice It! ColdCOMFORT Shoulder System - 13 x 16 | Feature Shoulder system is designed to curve around the entire shoulder, with large cold packs in both the front and back sections for maximum effectiveness. Helps relieve pain and reduce inflammation or swelling from injury or overuse. 13 x 16 fabric holster with removable elastic straps holds two 6 x 12 E*Packs. | ice-it-coldcomfort-shoulder-system-13-x-16-223.jpg
SKU: BTC570 | Battle Creek Ice It! ColdCOMFORT Wrist 5 x 7 | Ice It ColdCOMFORT Wrist therapy system includes a 4.5" x 7" cold pack and special Comfort-Flex fabric cover with three sewn in straps that you can adjust as snugly as you prefer by using the Hook & Loop fasteners on the ends. | ice-it-coldcomfort-wrist-5-x-7-82a.jpg
SKU: BTC514 | Battle Creek Ice It! Cold Comfort Ankle/Elbow/Foot System 10 x13 | Non-toxic Ice It! packs freeze quicker, maintain low temperature longer, and stay flexible when frozen, to mold around painful areas for optimum therapeutic benefit. Insulated design retains cold longer, protects skin and prevents condensation. Comfort-FlexTM elastic strap secures the system and provides customized compression, allowing the user to maintain activities during cold therapy. Plush Stay-PutTM cover is fully removable, for machine wash and dry. | ice-it-cold-comfort-ankle-elbow-foot-system-10-x13-9d9.jpg
SKU: BTC510 | Battle Creek Ice It! Cold Comfort Neck/Jaw/Sinus System 4 x 10 | Three-part ColdCOMFORT system provides convenient targeted cold therapy. Hands-free designs deliver the ultimate in effective cold therapy to reduce pain, swelling or inflammation from injury, medical procedures or chronic pain conditions. | ice-it-cold-comfort-neck-jaw-sinus-system-4-x-10-386.jpg
SKU: BTC530 | Battle Creek Ice It! ColdCOMFORT Medium System - 6 x 9 | Feature Stays flexible when fully frozen, to mold around painful area Quickly reaches freezing temperature Maintains low temperature longer for optimum therapeutic benefit Non-toxic fill enclosed in latex-free vinyl Durable enough to be used several times a day Ergonomic designs for specific areas, such as the neck, shoulder, back or wrist | ice-it-coldcomfort-medium-system-6-x-9-2fc.jpg
SKU: BTC540 | Battle Creek Ice It! ColdCOMFORT Large System - 6 x 18 | Feature Stays flexible when fully frozen, to mold around painful area Quickly reaches freezing temperature Maintains low temperature longer for optimum therapeutic benefit Non-toxic fill enclosed in latex-free vinyl Durable enough to be used several times a day Ergonomic designs for specific areas, such as the neck, shoulder, back or wrist | ice-it-coldcomfort-large-system-6-x-18-91a.jpg
SKU: BTC550 | Battle Creek Ice It! ColdCOMFORT Extra-Large System 9 x 20 | Extra-Large Ice It! ColdCOMFORT therapy system includes three 6" x 9" cold packs, 9" x 20" fabric cover divided in three sections to hold each cold pack securely, and a wide, fully removable elastic strap with Velcro fasteners on each end. Generous size for large areas, such as the back, hip or abdomen. | ice-it-coldcomfort-extra-large-system-9-x-20-5a0.jpg
SKU: IDPHCR6 | Ideal Products Stainless Drying Rack Fixed Hook design | A wall-mounted stainless drying rack, Polished stainless steel construction, Hooks extend 12" from wall, Mounted on 16" centered wall studs, Mounting hardware included, Fixed-hook design. | stainless-drying-rack-fixed-hook-design-11f.jpg
SKU: IDPHCR6F | Ideal Products Stainless Drying Rack | A stainless drying rack with collapsing hooks, Polished stainless steel construction. | stainless-drying-rack-8d5.jpg
SKU: IDPHPT16 | Ideal Products Stainless Handling Tongs 16" long | Safely remove hot packs from your tank. | stainless-handling-tongs-16-long-568.jpg
SKU: SAMP2079 | Sammons Preston Buttoner-Zipper Pull | Combination button hook and zipper pull. Bendable metal cuff coated with plastic, contours to fit the hand. Loops are stainless steel. Latex free. | buttoner-zipper-pull-0e0.jpg
SKU: SAMPA955020 | DJO Global ColPac Freezer | The ColPaC Freezer comes with 12 standard ColPacs that can be recycled every 2 hours. It has 5 spacious cubic feet of capacity with 4 convenient quick freeze shelves with trays and cup holders. It also facilitates the use of cold therapy. | colpac-freezer-5a5.jpg
SKU: CHAT25-4882 | DJO Global Cryo Cuff IC Cooler Power Supply Replacement Part | Cryo/Cuff IC Cooler Power Supply. | cryo-cuff-ic-cooler-power-supply-replacement-part-87d.jpg
SKU: CRII010406 | ColdStar International Cold Pack Single Use Disposable 5.5" x 5" First Aid Bulk | ColdStar International Cold Pack Single Use Disposable 5.5" x 5" First Aid Bulk. | cold-pack-single-use-disposable-55quot-x-5quot-first-aid-bulk-302.jpg
SKU: 3M1570G | 3M Health Care Hot/ Cold Pack 4" x 10" - 2 per Box | A soft, gel-filled pillow that can be used on any part of the body to provide hot or cold pain relief. Can be stored in a freezer until ready to use. | hot-cold-pack-4-x-10-2-per-box-69b.jpg
SKU: 3M1572G | 3M Health Care Cover For Pack 4 3/4" x 10 1/2" - Each | A soft, gel-filled pillow that can be used on any part of the body to provide hot or cold pain relief. Can be stored in a freezer until ready to use. | cover-for-pack-4-3-4-x-10-1-2-each-69b.jpg
SKU: KCC33500G | Halyard Ice Pack Large 4 Ties 6 1/2" x 14" - 25 per Box | 3-layer construction with soft outer covering, absorbent middle layer, film inner layer. | ice-pack-large-4-ties-6-1-2-x-14-25-per-box-f6b.jpg
SKU: KCC33101G | Halyard Ice Pack 1 strap 5" x 12" - 12 per Box | 3-layer construction with soft outer covering, absorbent middle layer, film inner layer, blue polyester fabric for strap attachment. | ice-pack-1-strap-5-x-12-12-per-box-73e.jpg
SKU: KCC59681G | Halyard Cold Pack 4" x 10" - Each | Twenty minutes of cold therapy. Convenient and portable. | cold-pack-4-x-10-each-99a.jpg
SKU: KCC59688G | Halyard Cold Pack 6 1/4" x 8 1/2" - Each | Twenty minutes of cold therapy. Convenient and portable. | cold-pack-6-1-4-x-8-1-2-each-e39.jpg
SKU: CRII10104G | ColdStar International Cold Pack Instant Non-Insulated 6" x 9" Disposable - Each | Disposable. Single squeeze activation. Controlled release holds consistent therapeutic temperature. No wrap needed in hospital environment. Latex free. | cold-pack-instant-non-insulated-6-x-9-disposable-each-cc7.jpg
SKU: CRII10407G | ColdStar International Cold Pack Instant Non-Insulated 5" x 5 1/2" First Aid Kit Size Disposable - Each | Disposable. Single squeeze activation. Controlled release holds consistent therapeutic temperature. No wrap needed in hospital environment. Latex free. | cold-pack-instant-non-insulated-5-x-5-1-2-first-aid-kit-size-disposable-each-ac1.jpg
SKU: CRII10450G | ColdStar International Cold Pack Instant Non-Insulated 5" x 5 1/2" First Aid Kit Size Disposable - Each | Disposable. Single squeeze activation. Controlled release holds consistent therapeutic temperature. No wrap needed in hospital environment. Latex free. | cold-pack-instant-non-insulated-5-x-5-1-2-first-aid-kit-size-disposable-each-58e.jpg
SKU: CRII10204G | ColdStar International Cold Pack Instant Non-Insulated 5" x 7" Disposable - Each | Disposable. Single squeeze activation. Controlled release holds consistent therapeutic temperature. No wrap needed in hospital environment. Latex free. | cold-pack-instant-non-insulated-5-x-7-disposable-each-cc7.jpg
SKU: CRII10210G | ColdStar International Cold Pack Instant Non-Insulated 5" x 7" Disposable | Controlled release holds consistent therapeutic temperature. | cold-pack-instant-non-insulated-5-x-7-disposable-cc7.jpg
SKU: CRII10202G | ColdStar International Cold Pack Single Use Disposable 5" x 7" Junior Size - Each | Single use. Disposable. Single squeeze activation. Controlled release design offers consistent thermal temperature. Holds Therapeutic Temperature No Wrap needed in hospital environment. Latex free. Junior size. | cold-pack-single-use-disposable-5-x-7-junior-size-each-b55.jpg
SKU: CRII61115G | ColdStar International Gel Eye Pack Cold Only Soft 2 1/2" x 5" - Each | Small cold gel pack gives flexibility for cold therapy at desired temperature by placing in refrigerator only. Maintains even temperature over the entire pack. Latex free. Not for microwave use. | gel-eye-pack-cold-only-soft-2-1-2-x-5-each-50c.jpg
SKU: CRII80304G | ColdStar International Gel Pack Hot/ Cold Throat/ Perineal Insulated One Side 4 1/2" x 10 1/2" - Each | Insulated on one side. Gives flexibility for hot or cold therapy at desired temperature by placing in microwave or freezer. Maintains even temperature over the entire pack. Remains flexible after freezing. Latex free. | gel-pack-hot-cold-throat-perineal-insulated-one-side-4-1-2-x-10-1-2-each-4ce.jpg
SKU: CRII80104G | ColdStar International Versatile Reusable One Side Insulated Hot Cold Gel Pack Standard 6" x 9" | ColdStar HOT or COLD Therapy Packs for therapeutic relief of muscle aches or pains. ColdStar HOT or COLD Therapy Packs maintain an even temperature over the entire pack. | versatile-reusable-one-side-insulated-hot-cold-gel-pack-standard-6-x-9-d30.jpg
SKU: CRII80204G | ColdStar International Gel Pack Hot/ Cold Junior Insulated One Side 4 1/2" x 7" - Each | Insulated on one side. Gives flexibility for hot or cold therapy at desired temperature by placing in microwave or freezer. Maintains even temperature over the entire pack. Remains flexible after freezing. Latex free. | gel-pack-hot-cold-junior-insulated-one-side-4-1-2-x-7-each-01c.jpg
SKU: CRII171624G | ColdStar International Gel Pack Cold Transport 6" x 8" - 16 Ounces | Stays frozen longer. Unique 4-ply construction. Stronger. Tougher. Non-smear. Washable surface. Non-toxic. Latex free. | gel-pack-cold-transport-6-x-8-16-ounces-b07.jpg
SKU: CRII70204G | ColdStar International Gel Pack Hot/ Cold 4 1/2" x 7" - Each | Gives flexibility for hot or cold therapy at desired temperature by placing in microwave or freezer. Maintains even temperature over the entire pack. Remains flexible after freezing. Latex free. | gel-pack-hot-cold-4-1-2-x-7-each-fe4.jpg
SKU: CRII70304G | ColdStar International Gel Pack Hot/ Cold 4 1/2" x 10 1/2" - Each | Gives flexibility for hot or cold therapy at desired temperature by placing in microwave or freezer. Maintains even temperature over the entire pack. Remains flexible after freezing. Latex free. | gel-pack-hot-cold-4-1-2-x-10-1-2-each-5d3.jpg
SKU: CRII70104G | ColdStar International Gel Pack Hot Cold Standard 6" x 9" | Can be frozen for cryotherapy or microwaved for heat therapy. | gel-pack-hot-cold-standard-6-x-9--e18.jpg
SKU: CRII70210G | ColdStar International Gel Pack Hot/ Cold Junior 4 1/2" x 7" Reusable - Each | For therapeutic relief of muscle aches or pains. Maintains an even temperature over the entire pack. Leak-proof and contains no liquids or dyes. Biodegradable and contains only non-toxic ingredients. Reusable. Versatile freezer or microwave. Remains soft and pliable. Designed for 25 seconds in microwave | gel-pack-hot-cold-junior-4-1-2-x-7-reusable-each-0c8.jpg
SKU: CRII40104G | ColdStar International Cold Pack Instant Standard Soft-Weave 6" x 9" - Each | Our soft-weave pouch design takes hot and cold pack comfort to a new level. The cloth-like feel makes this the most comfortable and efficient hot or cold pack on the market today. Use in first aid treatment of: Bumps & Bruises, Sprains, Fractures, Minor Burns, Insect Bites, Minor Bleeding, Nosebleeds, Headaches, Toothaches, Fever, Backaches, Sunstroke, Dislocations, Fatigue, Itching, Cramping, etc. | cold-pack-instant-standard-soft-weave-6-x-9-each-114.jpg
SKU: CRII30104G | ColdStar International Heat Pack Disposable 6" x 9" - Each | COLDSTAR ONE-SIDED INSULATED HEAT PACK | heat-pack-disposable-6-x-9-each-e87.jpg
SKU: CAH170916G | Cardinal Health Transport Gel Pack - 16 Ounces | Latex free product and packaging. Reusable hard freeze. Available for use in transporting or wherever cold is needed. | transport-gel-pack-16-ounces-c7e.jpg
SKU: CERPACC-531-1 | Core Products Medium Screen Printed Dual Comfort CorPak Hot and Cold Pack | Dual Comfort Hot and Cold Pack Frost-Free Hot and Cold Pack for Dual Release FlexibilityDual Comfort CorPaks are a versatile solution to help relieve strains, sprains, headaches and other soft tissue injuries. Two frost-free surfaces and a unique strapping system provide secure positioning and variable therapeutic relief. Plush surface provides slow release therapy for subacute injuries, while rapid release surface helps deliver cold therapy quickly for acute injuries.Packs can be warmed in the microwave or cooled in the freezer. Soft, frost-free pack is gentle on skin and does not need to be wrapped in a towel. Dual Comfort CorPaks have more fill than traditional packs to retain cold and heat longer. Long-lasting, reusable and filled with nontoxic, biodegradable fill. Custom printing available on light blue side.Cold therapy works by constricting blood vessels, resulting in a decrease in blood flow to the area of application. This helps to decrease swelling and promote healing. Heat therapy increases blood flow to the area to help relax muscles and decrease pain. Put them together and you've got a lot of natural healing at your disposal for relieving sprains, strains, tendinitis and other injuries, as well as stiffness and poor circulation. This pain management system is even more dynamic.**Note** For cold use, freeze for 1 hour minimum before use or store in the freezer for convenience. For warm use, heat in microwave for 30 seconds on high, then at 10 second intervals until desired temperature is reached. Knead after each heating. Special heating instruction for the 3x5 packs. Heat 15 seconds on high heat, knead, and then continue heating at 5 second intervals until desired temperature is reached. Knead after each heating.Cleaning Instructions: Wipe with dry cloth if pack becomes lightly soiled, discard and replace heavily soiled packs. Store in freezer in plastic bag to prevent soiling . Use on non-broken skin only. | medium-screen-printed-dual-comfort-corpak-hot-and-cold-pack-703.jpg
SKU: CERPACC-532-1 | Core Products Large Screen Printed Dual Comfort CorPak Hot and Cold Pack | Dual Comfort Hot and Cold Pack Frost-Free Hot and Cold Pack for Dual Release FlexibilityDual Comfort CorPaks are a versatile solution to help relieve strains, sprains, headaches and other soft tissue injuries. Two frost-free surfaces and a unique strapping system provide secure positioning and variable therapeutic relief. Plush surface provides slow release therapy for subacute injuries, while rapid release surface helps deliver cold therapy quickly for acute injuries.Packs can be warmed in the microwave or cooled in the freezer. Soft, frost-free pack is gentle on skin and does not need to be wrapped in a towel. Dual Comfort CorPaks have more fill than traditional packs to retain cold and heat longer. Long-lasting, reusable and filled with nontoxic, biodegradable fill. Custom printing available on light blue side.Cold therapy works by constricting blood vessels, resulting in a decrease in blood flow to the area of application. This helps to decrease swelling and promote healing. Heat therapy increases blood flow to the area to help relax muscles and decrease pain. Put them together and you've got a lot of natural healing at your disposal for relieving sprains, strains, tendinitis and other injuries, as well as stiffness and poor circulation. This pain management system is even more dynamic.**Note** For cold use, freeze for 1 hour minimum before use or store in the freezer for convenience. For warm use, heat in microwave for 30 seconds on high, then at 10 second intervals until desired temperature is reached. Knead after each heating. Special heating instruction for the 3x5 packs. Heat 15 seconds on high heat, knead, and then continue heating at 5 second intervals until desired temperature is reached. Knead after each heating.Cleaning Instructions: Wipe with dry cloth if pack becomes lightly soiled, discard and replace heavily soiled packs. Store in freezer in plastic bag to prevent soiling . Use on non-broken skin only. | large-screen-printed-dual-comfort-corpak-hot-and-cold-pack--5be.jpg
SKU: CERPACC-533-1 | Core Products Cervical Screen Printed Dual Comfort Dual Comfort CorPak Hot and Cold Pack | Dual Comfort Hot and Cold Pack Frost-Free Hot and Cold Pack for Dual Release FlexibilityDual Comfort CorPaks are a versatile solution to help relieve strains, sprains, headaches and other soft tissue injuries. Two frost-free surfaces and a unique strapping system provide secure positioning and variable therapeutic relief. Plush surface provides slow release therapy for subacute injuries, while rapid release surface helps deliver cold therapy quickly for acute injuries.Packs can be warmed in the microwave or cooled in the freezer. Soft, frost-free pack is gentle on skin and does not need to be wrapped in a towel. Dual Comfort CorPaks have more fill than traditional packs to retain cold and heat longer. Long-lasting, reusable and filled with nontoxic, biodegradable fill. Custom printing available on light blue side.Cold therapy works by constricting blood vessels, resulting in a decrease in blood flow to the area of application. This helps to decrease swelling and promote healing. Heat therapy increases blood flow to the area to help relax muscles and decrease pain. Put them together and you've got a lot of natural healing at your disposal for relieving sprains, strains, tendinitis and other injuries, as well as stiffness and poor circulation. This pain management system is even more dynamic.**Note** For cold use, freeze for 1 hour minimum before use or store in the freezer for convenience. For warm use, heat in microwave for 30 seconds on high, then at 10 second intervals until desired temperature is reached. Knead after each heating. Special heating instruction for the 3x5 packs. Heat 15 seconds on high heat, knead, and then continue heating at 5 second intervals until desired temperature is reached. Knead after each heating.Cleaning Instructions: Wipe with dry cloth if pack becomes lightly soiled, discard and replace heavily soiled packs. Store in freezer in plastic bag to prevent soiling . Use on non-broken skin only. | cervical-screen-printed-dual-comfort-dual-comfort-corpak-hot-and-cold-pack--4f3.jpg
SKU: CERPACC-534-1 | Core Products Tri-Sectional Screen Printed Dual Comfort Dual Comfort CorPak Hot and Cold Pack | Dual Comfort Hot and Cold Pack Frost-Free Hot and Cold Pack for Dual Release FlexibilityDual Comfort CorPaks are a versatile solution to help relieve strains, sprains, headaches and other soft tissue injuries. Two frost-free surfaces and a unique strapping system provide secure positioning and variable therapeutic relief. Plush surface provides slow release therapy for subacute injuries, while rapid release surface helps deliver cold therapy quickly for acute injuries.Packs can be warmed in the microwave or cooled in the freezer. Soft, frost-free pack is gentle on skin and does not need to be wrapped in a towel. Dual Comfort CorPaks have more fill than traditional packs to retain cold and heat longer. Long-lasting, reusable and filled with nontoxic, biodegradable fill. Custom printing available on light blue side.Cold therapy works by constricting blood vessels, resulting in a decrease in blood flow to the area of application. This helps to decrease swelling and promote healing. Heat therapy increases blood flow to the area to help relax muscles and decrease pain. Put them together and you've got a lot of natural healing at your disposal for relieving sprains, strains, tendinitis and other injuries, as well as stiffness and poor circulation. This pain management system is even more dynamic.**Note** For cold use, freeze for 1 hour minimum before use or store in the freezer for convenience. For warm use, heat in microwave for 30 seconds on high, then at 10 second intervals until desired temperature is reached. Knead after each heating. Special heating instruction for the 3x5 packs. Heat 15 seconds on high heat, knead, and then continue heating at 5 second intervals until desired temperature is reached. Knead after each heating.Cleaning Instructions: Wipe with dry cloth if pack becomes lightly soiled, discard and replace heavily soiled packs. Store in freezer in plastic bag to prevent soiling . Use on non-broken skin only. | tri-sectional-screen-printed-dual-comfort-dual-comfort-corpak-hot-and-cold-pack--141.jpg
SKU: CERPACC-547 | Core Products Pressure Point Therapy Pack 6 x 10 inch | Getting relief from headaches, low-back pain and muscle soreness is easy with Pressure Point Therapy Packs. These packs use a unique combination of pressure point therapy and cold therapy to help relieve your headaches and pain. Linked therapy balls, encased in a cold therapy gel, are ergonomically positioned to fit pressure points at the base of the skull or lower back. Packs can be used at room temperature or cooled to help with headaches. The Dual Comfort cover offers both slow-release and rapid-release treatment surfaces. The cold gel is non-toxic and biodegradable. Store the packs in the freezer for convenience.The first time they see or try Core's Pressure Point Therapy Packs, many people say something like, "That's ingenious!" when referring to their design, which targets relief from headaches, low-back pain and muscle soreness by combining pressure point and cold therapies. Linked therapy balls are encased in non-toxic cold therapy gel and ergonomically positioned to fit pressure points at the base of the skull or lower back. Your own body, the back of a chair, a mattress, or whatever is suitable for the situation, provides the pressure.Care Instructions: DO NOT HEAT THESE PACKS. Wipe with a damp cloth and let air dry. | pressure-point-therapy-pack-6-x-10-inch-f5f.jpg
SKU: CERPACC-548 | Core Products Pressure Point Therapy Pack 6 x 20 inch | Getting relief from headaches, low-back pain and muscle soreness is easy with Pressure Point Therapy Packs. These packs use a unique combination of pressure point therapy and cold therapy to help relieve your headaches and pain. Linked therapy balls, encased in a cold therapy gel, are ergonomically positioned to fit pressure points at the base of the skull or lower back. Packs can be used at room temperature or cooled to help with headaches. The Dual Comfort cover offers both slow-release and rapid-release treatment surfaces. The cold gel is non-toxic and biodegradable. Store the packs in the freezer for convenience.The first time they see or try Core's Pressure Point Therapy Packs, many people say something like, "That's ingenious!" when referring to their design, which targets relief from headaches, low-back pain and muscle soreness by combining pressure point and cold therapies. Linked therapy balls are encased in non-toxic cold therapy gel and ergonomically positioned to fit pressure points at the base of the skull or lower back. Your own body, the back of a chair, a mattress, or whatever is suitable for the situation, provides the pressure.Care Instructions: DO NOT HEAT THESE PACKS. Wipe with a damp cloth and let air dry. | pressure-point-therapy-pack-6-x-20-inch-d4d.jpg
SKU: ROSCBG1114 | Roscoe Medical Reusable Hot or Cold Gel Pack 11 x 14 inch | Soothe strains and pain with our reusable, microwaveable hot/cold packs. Stays flexible, even when frozen. Cost effective and long lasting. Three sizes to choose from. | reusable-hot-or-cold-gel-pack-11-x-14-inch-ea0.jpg
SKU: ROSCBG5010 | Roscoe Medical Reusable Hot or Cold Gel Pack 5 x 10 inch | Soothe strains and pain with our reusable, microwaveable hot/cold packs. Stays flexible, even when frozen. Cost effective and long lasting. Three sizes to choose from. | reusable-hot-or-cold-gel-pack-5-x-10-inch-13d.jpg
SKU: ROSCBG7511 | Roscoe Medical Reusable Hot or Cold Gel Pack 7.5 x 11 inch | Soothe strains and pain with our reusable, microwaveable hot/cold packs. Stays flexible, even when frozen. Cost effective and long lasting. Three sizes to choose from. | reusable-hot-or-cold-gel-pack-75-x-11-inch-469.jpg
SKU: ROSCHP1215 | Roscoe Medical Thera-Med Professional Heating Pad Medium | The Thera-Med Professional Dual Moist-Dry Heating Pad offers dual mode (moist/dry) heat options for optimal therapy. Its four heat settings allow you to control your own therapy with a simple press of a button. The moist heat option provides deep penetrating relief from sore, stiff muscles, while the dry option provides a comforting warm treatment. The unique pad design delivers a consistent therapeutic heat in the recommended range and eliminates any spikes to maintain an even comfortable level at all times. For added safety, the auto shut-off feature turns the pad off after 40 minutes of use. The removable ultra-soft cover is machine washable. | thera-med-professional-heating-pad-medium-4b5.jpg
SKU: ROSCHP1224 | Roscoe Medical Thera-Med Professional Heating Pad King | The Thera-Med Professional Dual Moist-Dry Heating Pad offers dual mode (moist/dry) heat options for optimal therapy. Its four heat settings allow you to control your own therapy with a simple press of a button. The moist heat option provides deep penetrating relief from sore, stiff muscles, while the dry option provides a comforting warm treatment. The unique pad design delivers a consistent therapeutic heat in the recommended range and eliminates any spikes to maintain an even comfortable level at all times. For added safety, the auto shut-off feature turns the pad off after 40 minutes of use. The removable ultra-soft cover is machine washable. | thera-med-professional-heating-pad-king-7ae.jpg
SKU: ROSCTM-G52 | Roscoe Medical TherMedic Replacement Hydrogel Pad | Replacement gel pad for the Qi-Point Heating Pad Roscoe TM-U52. | thermedic-replacement-hydrogel-pad-46e.jpg
SKU: CHAT4010 | DJO Global 20" x 14" Side Table Rack for Hydrocollators | Stainless steel work surfaces and wire shelves for Hydrocollator Heating Units and ColPaC Chillng Units. Fits models M-4, M-2, SS-2, C-2, C-5 and C-6. | 20-x-14-side-table-rack-for-hydrocollators-261.jpg
SKU: CHAT3102 | DJO Global C-5 Chilling Unit with 6 Standard Size & 6 Half Size ColPacs | ColPac Chilling Units. Large capacity and fast chilling time means your patients will never have to wait for a ColPac. The ColPac Chilling Units help you keep pace throughout a busy day. No plumbing required, simply plug into a standard electrical outlet. | c-5-chilling-unit-with-6-standard-size-6-half-size-colpacs-c7c.png
SKU: CHAT2102 | DJO Global E-1 Stationary Heating Unit with 4 Standard HotPacs | Hydrocollator Heating Units. Our flagship product is the standard all others can only hope to match. Durable and easy to maintain, these high-quality stainless steel units give you a constant supply of temperature-consistent HotPacsâ„¢. | e-1-stationary-heating-unit-with-4-standard-hotpacs-29f.jpg
SKU: CHAT2302 | DJO Global Hydrocollator 21" x 16" SS 2 Mobile Heating Unit | Hydrocollator Heating Units. Our flagship product is the standard all others can only hope to match. Durable and easy to maintain, these high-quality stainless steel units give you a constant supply of temperature-consistent HotPacsâ„¢. | hydrocollator-21-x-16-ss-2-mobile-heating-unit-900.jpg
SKU: CHAT2802 | DJO Global E-2 Stationary Heating Unit | Hydrocollator Heating Units. Our flagship product is the standard all others can only hope to match. Durable and easy to maintain, these high-quality stainless steel units give you a constant supply of temperature-consistent HotPacsâ„¢. | e-2-stationary-heating-unit-5d4.jpg
SKU: CHAT4228 | DJO Global Dial Thermometer for Hydrocollators | Dial thermomether for Monitoring Heat Units temperature. Durable rustproof stainless steel construction. Shows two temperature ranges: 0-220â—¦ F and 0-100â—¦ C. Includes case with pocket clip. The product referenced on this detail page is sold be each. | dial-thermometer-for-hydrocollators-92e.jpg
SKU: CHAT13331 | DJO Global Theratherm 14" x 14" Medium Replacement Flannel Cover Medium | Feature Designed for home use. Specially designed 100% cotton cover. Replacement covers extend the life of the unit. | theratherm-14-x-14-medium-replacement-flannel-cover-medium-1df.jpg
SKU: CHAT13332 | DJO Global Theratherm 14" x 27" Standard Replacement Flannel Cover | Feature Designed for home use. Specially designed 100% cotton cover. Replacement covers extend the life of the unit. | theratherm-14-x-27-standard-replacement-flannel-cover-41f.jpg
SKU: CERPACC-853 | Core Products Terry Moist Heat Pack Cover Standard 19â€ x 27â€ | These soft insulated covers ensure maximum heat retention and help provide patient safety. Thermal Core covers are available in terry cloth lined and foam lined options, allowing professionals to vary the heat intensity by adding or removing layers of insulation. A perfect addition to any Thermal Core Pack. | terry-moist-heat-pack-cover-standard-19-x-27-28f.jpg
SKU: DMI616-4504-0000 | Briggs Healthcare DMI TheraBeads Joint Pain Relief | Dmi therabeads joint pain relief | dmi-therabeads-joint-pain-relief-f95.jpg
SKU: DMI616-4508-0000 | Mabis DMI TheraBeads Moist Heat Mitt | Microwaveable moist heat therapy, Helps relieve pain and stiffness associated with carpal tunnel syndrome and arthritis. | therabeads-moist-heat-mitt-23e.jpg
SKU: DMI616-4511-0000 | Briggs Healthcare DMI TheraBeads Wrap System | Dmi therabeads wrap system | dmi-therabeads-wrap-system-092.jpg
SKU: DMI616-4505-0000 | Briggs Healthcare DMI TheraBeads Neck Pain Relief White 6-1/2" x 22" | Microwaveable moist heat therapyConforms to the neck or shoulder area for a soft, snug fitFully adjustable with hook and loop closure to help prevent slippageIncludes a white, machine washable coverMoist heat for maximum reliefLatex Free | dmi-therabeads-neck-pain-relief-white-6-1-2-x-22-96b.jpg
SKU: GPIVC24B | General Physiotherapy Vibracare Massage Percussor | The G5 Vibracare Percussor is our durable, hand-held percussor used in respiratory therapy applications. Totally self-contained, and weighing less than three pounds, it provides optimal freedom of movement and portability with a ten foot hospital grade power cord. This model may be used with a variety of applicators and has a continuously-variable speed range of 20 - 50 cycles per second. This combination of applicators and speeds provides for a highly-versatile treatment range. It is the only hand-held percussor/massager to be granted C.S.A's highest medical operational rating. Comes with applicators 250, 251, 253 and 234. A pediatric version is also available. | vibracare-massage-percussor-ef9.jpg
SKU: BDSPBDSM100 | Body Sport Two Speed Therapeutic Massager | Relieves tension, and reduces body and muscle aches. Helps increase blood circulation to affected area to reduce pain. High-powered variable-speed motor features two speeds: low (2,800 rpm) and high (3,700 rpm) for a custom massage. | two-speed-therapeutic-massager-a3c.gif
SKU: CERPACC-884 | Core Products Jeanie Rub Wall Hangar | Store your Jeanie Rub up and out of the way with the Wall Hanger. | jeanie-rub-wall-hangar-3ae.jpg
SKU: BVMHFD-010 | Honeywell QuietClean Compact Tower Air Purifier with Permanent Filter | The stylish Honeywell QuietClean Compact Air Purifier uses patented ifD filtration to help capture up to 99% of dust, tobacco smoke, pet dander and pollen from the air that passes through the filters1. Designed for small rooms, this purifier effectively filters air up to five times an hour, providing you and your family fresher, cleaner air. The HFD-010 has 2 cleaning levels and features QuietClean technology, which produces quiet, powerful cleaning. | quietclean-compact-tower-air-purifier-with-permanent-filter-ea6.jpg
SKU: CERPACC-893 | Core Products Terry Massage Cover 3 Pack | This terry cloth cover fits snuggly over the vinyl pad of your massager and protects it from wear. Terry cover can also be used to hold medium-sized CorPaks (sold on pages 14 & 15) to increase the therapeutic benefits of massage. | terry-massage-cover-3-pack-585.jpg
SKU: CERPACC-897 | Core Products Extremity Acessory | The Jeanie Rub Extremity Accessory allows you to massage the arms, legs, hips and neck with ease. Attached with hook and loop fasteners. | extremity-acessory-69b.jpg
SKU: ROSHBM1000 | Roscoe Medical NuVita Face and Neck Massager | Ergonomically designed the NuVitaâ„¢ Face and Neck Massager is a unique and powerful noninvasive treatment that rejuvenates blood circulation,helping to nourish and oxygenate tissues, giving your skin a renewed luster and tightened, youthful appearance. Producing a physiological change in the connective tissue, the NuVitaâ„¢ Face and Neck Massager reconditions deep layers of the skin that topical solutions cannot correct. This innovative device helps to tone and tighten your facial muscles and is gentle enough for everyday use. | nuvita-face-and-neck-massager-d06.jpg
SKU: THRCTCANE | Thera-Cane Self Massager | Ease your aches and pains without hiring a professional masseuse with the TheraCane massager. The simple yet effective self-massager makes it easy to apply pain-relieving deep compression directly to hard, knotted trigger points anywhere they occur, breaking up tension even in the hardest-to-reach muscle areas. The TheraCane works by adding pressure to the muscles, which helps maximize the flow of oxygenated blood. This pressure aids in restoring muscle function by breaking up adhesions in muscle fibers and tensions, thus making the muscle work more efficiently. It's the perfect tonic for a recurring injury, a long day on the job, or an active afternoon in the garden. | self-massager--1fe.jpg
SKU: SAMP560868 | Sammons Preston Two Speed All Body Massager | Hand-held massager for gentle or deep massage. Ergonomically designed with multi-grip handle for complete comfort. | two-speed-all-body-massager-1a3.jpg
SKU: HYGT11753G | Hygenic Theraband Hand Roller Massager Standard Green Ridged | An innovative tool for myofascial release and deep tissue massage. Its unique patent-pending ridged design supports both superficial and deep tissue mobilization while providing a massage-like experience. | hand-roller-massager-standard-green-ridged--bb4.jpg
SKU: KJK1050 | Iceshot ICESHOT Skin Numbing Pain Relief Device | Iceshot is a personal, topical, dermal numbing unit that is used to numb the skin prior to taking insulin, fertility, vitamin, immunizations, cosmetic and any other type of injections. Within a few quick seconds of holding Iceshot to the skin, the pain of the injections is eased dramatically. USES Temporarily relieves pain associated with insulin, fertility, vitamin, immunizations, cosmetic, and other injections. Great for bumps, bruises, aches, pains, insect bites, and to reduce swelling.DIRECTIONSPlace Iceshot into freezer cap side down before first usage and let freeze for 24 hours.Remove Iceshot unit from freezer and remove cap.Hold Iceshot to skin for 20 seconds or until numb.Proceed with normal injection method in the Iceshot numbed area.Recap and place Iceshot unit back in freezer with cap side down.* Iceshot is a registered medical device with the FDA. Patent Pending. | iceshot-skin-numbing-pain-relief-device-9bb.jpg
SKU: PMTDN1 | Pain Management Technologies Dr. Necky Neck Massager | Welcome to Dr. Necky. The wonderful little tool that will work your neck into relief like a professional masseuse. The special rolling wheels have a knuckle - like pattern that works like no other tool on the market, to loosen up those tight muscle knots. Self massage tools are becoming the essential must have for those that are on the go, at work, or just too busy to see a professional.Dr. Necky is a wonderful little tool that will work your neck into relief like a professional masseuseThe special rolling wheels have a knuckle - like pattern that works like no other tool on the market, to loosen up those tight muscle knots by rubbing and rolling the muscle knots back and forth to ease the tension and release the muscle spasm.Self massage tools are becoming the essential must have for those that are on the go, at work, or just too busy to see a professional. The portability and ease of use of this nifty gadget will come in handy time and time again to help revitalize your neck and cervical region.Dr. Necky can be used as a light massage or a deep tissue rub.Best of all, it is small, portable, and convenient to use anywhere | dr-necky-neck-massager-e0f.jpg
SKU: CERPPRO-3401 | Core Products Hand Held Electric Massager | Work out the kinks, relax tension, and relieve pain and discomfort in arms, legs, back, shoulder, foot, hip, and more with the Jeanie rub massager. Designed for personal health and fitness, this handheld electric massager delivers 1400-4600 rpm of orbital massaging action to provide a deep, soft massage at the flip of a switch. Keep it fast for an invigorating massage or change to a slower speed for a more soothing experience.The massager measures 9.5â€ x 7.75â€ x 4.5â€ and requires a 120V AC power source. Each massager includes a 12-foot power cord, a 4â€ by 9â€ vinyl pad, and a one-year warranty.Who is the Jeanie Rub Massager Ideal For?The Jeanie Rub Massager is ideal for anyone interested in personal health, fitness, and sports massage. Whether you need relief after a hard workout or just experience soreness from sitting in an office chair all day, the Jeanie massager can relieve tension and relax muscles in just about any muscle group in the body. The massager is also helpful for those suffering chronic or overuse injuries.The Benefits of the Jeanie Rub MassagerUnlike percussion-type massagers, the Jeanie Rub uses orbital action to provide a softer, deeper massage while reducing stress on your hands and wrists. Start at a lower setting for a deep, soothing massage and work your way up to faster speeds for a more invigorating experience. For athletes, regularly using the massager decreases the risk of injury and speeds up their recovery time. Those suffering from chronic pains will benefit from the massagerâ€™s ability to improve circulation, ease tension, and promote greater flexibility.The Jeanie Rub is also designed with durability in mind. The deep tissue massager is built with sturdy cast aluminum and a red and black powder coat finish to resist abrasions and ensure years of use. The Jeanie rub massager meets ANSI standards and is CSA certified, ensuring complete safety and reliability. | hand-held-electric-massager-4aa.jpg
SKU: DKLAS01 | Dukal DawnMist After Shave Lotion, Bottle with Twist Cap, 1 oz | DawnMist After Shave Lotion, Bottle with Twist Cap, 1 oz | dawnmist-after-shave-lotion-bottle-with-twist-cap-1-oz-ba3.jpg
SKU: DKLSC15 | Dukal DawnMist Shave Cream, Aerosol Can, 1.5 oz | DawnMist Shave Cream, Aerosol Can, 1.5 oz | dawnmist-shave-cream-aerosol-can-15-oz-f74.jpg
SKU: DKLSC110 | Dukal DawnMist Shave Cream, Aerosol Can, 11 oz | DawnMist Shave Cream, Aerosol Can, 11 oz | dawnmist-shave-cream-aerosol-can-11-oz-d43.jpg
SKU: DKLPBS35 | Dukal DawnMist Brushless Shave Cream, Single-Use Packet, 0.125 oz | DawnMist Brushless Shave Cream, Single-Use Packet, 0.125 oz | dawnmist-brushless-shave-cream-single-use-packet-0125-oz-9ef.jpg
SKU: DKLPBS70 | Dukal DawnMist Brushless Shave Cream, Single-Use Packet, 0.25 oz | DawnMist Brushless Shave Cream, Single-Use Packet, 0.25 oz | dawnmist-brushless-shave-cream-single-use-packet-025-oz-694.jpg
SKU: DKLBS06 | Dukal DawnMist Brushless Shave Cream, Plastic Tube with Twist Cap , 0.6 oz | DawnMist Brushless Shave Cream, Plastic Tube with Twist Cap , 0.6 oz | dawnmist-brushless-shave-cream-plastic-tube-with-twist-cap-06-oz-d0c.jpg
SKU: DKLBS85 | Dukal DawnMist Brushless Shave Cream, Plastic Tube with Twist Cap , 0.85 oz | DawnMist Brushless Shave Cream, Plastic Tube with Twist Cap , 0.85 oz | dawnmist-brushless-shave-cream-plastic-tube-with-twist-cap-085-oz-238.jpg
SKU: DKLBS30 | Dukal DawnMist Brushless Shave Cream, Plastic Tube with Twist Cap , 3 oz | DawnMist Brushless Shave Cream, Plastic Tube with Twist Cap , 3 oz | dawnmist-brushless-shave-cream-plastic-tube-with-twist-cap-3-oz-c89.jpg
SKU: DKLSGW4807 | Dukal DawnMist Shave Gel, Clear Plastic Tube with Twist Cap, 0.85 oz | DawnMist Shave Gel, Clear Plastic Tube with Twist Cap, 0.85 oz | dawnmist-shave-gel-clear-plastic-tube-with-twist-cap-085-oz-152.jpg
SKU: DKLSGW4814 | Dukal DawnMist Shave Gel, Clear Plastic Tube with Twist Cap, 3 oz | DawnMist Shave Gel, Clear Plastic Tube with Twist Cap, 3 oz | dawnmist-shave-gel-clear-plastic-tube-with-twist-cap-3-oz-9a6.jpg
SKU: USPLCE1000 | US Pharmacal Co LLC Cann-Ease Nasal Moisturizer, 1 oz Tube | Nasal moisturizer designed specifically for people on oxygen therapy, via nasal cannula and/or CPAP / BIPAP mask, who suffer from dry nasal passages. Works on contact and provides immediate relief. Improves patient compliance and alleviates irritation caused by friction from cannula. Clear, water-based gel contains no animal oils, natural oils, scents, petroleum-based products, silicones or emulsifiers, is non-greasy and non-odorous. Hypoallergenic. Contains aloe vera gel for protection from dryness and irritation; allantoin to increase the water binding capacity of skin; and d-Pantothenol to resist further membrane damage and speed healing. May also be used by sufferers from dry nasal passages caused by low humidity, nasal-drying medications, allergy remedies and dry, cracked lips | cann-ease-nasal-moisturizer-1-oz-tube--897.jpg
SKU: CERPPRO-3101 | Core Products Oil And Lotion Holster | Convenient accessibility to the massage oils and lotions you use in your practice. No more fumbling with loose bottles as you apply oils or lotions. The holsters come with a strap or can easily be attached to your belt. Use on either hip. Constructed of durable canvas. | oil-and-lotion-holster-1cf.jpg
SKU: CERPOMN-3118 | Core Products Omni Multi-Massage Roller | The Omni Massage products feature the unique â€œomni-directionalâ€ ball, which combines superior function with ease of use. Although designed as a foot massager, the Omni Multi Massager is extremely effective on any part of the body. Grooves provide stimulating massage and promote healthy circulation. The trigger point tool aids in the application of reflexology techniques and facilitates deep work on knots and painful trigger points. Choose from Black, Green, Purple, Blue or Red. | omni-multi-massage-roller-df9.jpg
SKU: CERPOMN-3119 | Core Products Omni Multi Massager Display - 12 White Cap | Give your patients the chance to try Omni Massage by displaying these products on your countertop. Featuring the unique â€œomni-directionalâ€ ball, our products combine superior function with ease of use. Each display includes Omni Rollers, 12 high quality brochures and one waiting room catalog. An 18â€ x 24â€ (46cm x 61cm) poster is also available upon request. Assembled Omni Roller Display and Omni Knuckle Massager Display measure 11.5â€W x 10â€H x 9.5â€D (29cm x 25cm x 24cm). Assembled Omni Mini Roller Display and Omni Multi Massager Display measure 6.5â€W x 7â€H. | omni-multi-massager-display-12-white-cap-a15.jpg
SKU: CERPPRO-3405 | Core Products Jeanie Rub Massager Professional Package | An Industry Standard for Professionals Making bodies feel better since 1966, the original Jeanie Rub delivers invigorating 1400 - 4600 rpm massaging action with a twist of the switch. The orbital action provides a softer and deeper massage than â€œpercussionâ€ type massagers. Lower speeds deliver a soothing massage while faster speeds are more invigorating. Convenient fingertip control allows you to easily adjust speed. Ideal for personal health, fitness and sports massage. Safely helps to relax tight muscles and relieve tension.Cast aluminum construction with red and black powder coat finish looks great and resists abrasions, ensuring years of use. All Jeanie Rub massagers are built in the USA to ANSI Standards and are CSA certified, ensuring they have been evaluated to meet or exceed consumer safety standards. Pad measures 4â€ x 9â€ (10cm x 23cm). Jeanie Rub accessories sold separately.High Quality Construction:Â The Jeanie Rub is designed to withstand years of use.Â All Jeanie Rub massagers are built in the USA to ANSIÂ Standards and are CSA certified, ensuring they have beenÂ evaluated to meet or exceed consumer safety standards. TheÂ cast aluminum construction with red and black powder coatÂ finish looks great and resists abrasions. Pad measures 4â€ x 9â€Â (10cm x 23cm). Jeanie Rub accessories sold separately. | jeanie-rub-massager-professional-package-ba2.jpg
SKU: CMFMS200H | Homedics Incorporated Shiatsu Elite Foot Massager | The HoMedics Shiatsu Elite Foot massager uses deep kneading massage action to simulate a true foot massage with soothing heat and full-foot coverage. Four innovative counter-rotating massage heads provide ultimate relaxation at the touch of a button. Plus, you don't even have to lean over; this massager has easy-to-use toe-touch control! | shiatsu-elite-foot-massager-788.jpg
SKU: CAH170948 | Cardinal Health Transport Gel Pack 8 oz 3.87" x 7" | Hard-freeze transport gels are designed to transport temperature-sensitive products. | transport-gel-pack-8-oz-387-x-7-02f.jpg
SKU: CM6084 | Complete Medical Theracane Massager | The TheraCane is designed to allow any part of the body to be massaged using one of the six projection heads. Massage with the TheraCane requires a minimal amount of arm movement and effort. Can be used while sitting standing or lying down. Illustrated instructional booklet included. Two-year warranty | theracane-massager-c75.jpg
SKU: SAMPA6411 | Sammons Preston Elta Lite Lotion | Petroleum-based lotion penetrates the skin to form a thin, long-lasting moisture barrier. Helps retain the skin's natural moisture. Can be used with pressure garments. 8 oz. pump. | elta-lite-lotion-9a6.jpg
SKU: SAMPA64130 | Sammons Preston Palmer's Cocoa Butter Formula Concentrated Cream 3.75 oz | Moisturizer for dry, chapped skin. Effective for soft tissue/retrograde massage, stretch marks, scars, and blemishes. | palmers-cocoa-butter-formula-concentrated-cream-375-oz-985.jpg
SKU: METL1853 | Mettler Electronics Sonigel Clear Gel 5 Liters | Now you can get Sonigel as a clear, colorless, nearly bubble-free gel or as a soothing lotion with Aloe Vera. All Sonigel products are alcohol and salt free as well as non-corrosive. The gel is convenient for either therapeutic or diagnostic ultrasound procedures. The lotion is greaseless and can also be used for massage therapy. This item is considered heavy/bulk and a slight adjustment may be made to the shipping fees, as per Terms and Conditions. | sonigel-clear-gel-5-liters-6f7.jpg
SKU: METL1863 | Mettler Electronics Sonigel Lotion with Aloe Vera 1 Gallon | Now you can get Sonigel as a clear, colorless, nearly bubble-free gel or as a soothing lotion with Aloe Vera. | sonigel-lotion-with-aloe-vera-1-gallon-f95.jpg
SKU: METL1864 | Mettler Electronics Sonigel Lotion with Aloe Vera 1 Gallon | Now you can get Sonigel as a clear, colorless, nearly bubble-free gel or as a soothing lotion with Aloe Vera. All Sonigel products are alcohol and salt free as well as non-corrosive. | sonigel-lotion-with-aloe-vera-1-gallon-37f.jpg
SKU: METL1851 | Mettler Electronics Sonigel Clear Gel, 250 ml | Now you can get Sonigel as a clear, colorless, nearly bubble-free gel or as a soothing lotion with Aloe Vera. All Sonigel products are alcohol and salt free as well as non-corrosive. The gel is convenient for either therapeutic or diagnostic ultrasound procedures. The lotion is greaseless and can also be used for massage therapy. This item is considered heavy/bulk and a slight adjustment may be made to the shipping fees, as per Terms and Conditions. | sonigel-clear-gel-250-ml-69a.jpg
SKU: METL1852 | Mettler Electronics Sonigel Clear Gel 5 liters | Now you can get Sonigel as a clear, colorless, nearly bubble-free gel or as a soothing lotion with Aloe Vera. All Sonigel products are alcohol and salt free as well as non-corrosive. The gel is convenient for either therapeutic or diagnostic ultrasound procedures. The lotion is greaseless and can also be used for massage therapy. This item is considered heavy/bulk and a slight adjustment may be made to the shipping fees, as per Terms and Conditions. | sonigel-clear-gel-5-liters-a15.jpg
SKU: METL1844 | Mettler Electronics Sonigel Clear Gel, 9.5 oz | Now you can get Sonigel as a clear, colorless, nearly bubble-free gel or as a soothing lotion with Aloe Vera. All Sonigel products are alcohol and salt free as well as non-corrosive. The gel is convenient for either therapeutic or diagnostic ultrasound procedures. The lotion is greaseless and can also be used for massage therapy. This item is considered heavy/bulk and a slight adjustment may be made to the shipping fees, as per Terms and Conditions. | sonigel-clear-gel-95-oz-07d.jpg
SKU: CAH170916 | Cardinal Health Transport Gel Pack, 16 oz, 7.5"x 7.25" | Transport Gel Pack, 16 oz, 7.5"x 7.25".Hard-freeze transport gels are designed to transport temperature-sensitive products. For transport purposes only;not intended for use on humans. | transport-gel-pack-16-oz-75x-725-5ab.jpg
SKU: CMHHP300 | Complete Medical Extendable Percussion Massager with Heat | Invigorating percussion action for a relaxing massage. Soothing heat. Variable speed control. Locking handle can extend up to 3" for hard to reach places. Comfortable rubberized grip. | extendable-percussion-massager-with-heat-d22.jpg
SKU: SAMP922287 | Sammons Preston The Original Backnobber II | The Original BacknobberÂ®II massage tool is constructed of durable, fiberglass reinforced Nylon and carries a full, satisfaction guarantee. The Original BacknobberÂ®II is used by hooking one of its curves over a shoulder or under an arm and using its leverage to apply firm, deep pressure to knots in the muscles of the neck, shoulder, upper and lower back and to nearly any other location where muscle soreness may occur. | the-original-backnobber-ii-2d9.jpg
SKU: SAMPA811600 | Sammons Preston Thera Cane Massager | Applies deep pressure massage to sore muscles. | thera-cane-massager-997.jpg
SKU: CAH80600 | Cardinal Health Jack Frost Insulated Hot/Cold Gel Packs 7 1/2" x 15" | Our reusable hot/cold gel packs are ideal for recurring hot and cold therapy needs. One-sided insulation directs therapy to the intended area while reducing temperature loss. For cold usage, store the pack in a freezer for approximately 2 hours before application. For hot therapy, warm the pack in a microwave according to the instructions printed on the package. Choose from five sizes. | jack-frost-insulated-hot-cold-gel-packs-7-1-2-x-15-ea2.jpg
SKU: BKJACTPM001 | BackJoy Trigger Point Massager | Simply hook the tool over your shoulder or around your body and use the therapy knobs to massage and release tight or achy muscles. Hook the massager around your shoulder or around your side to apply massaging pressure to tense and hard-to-reach areas. Hold by the handles and gently press the therapy knobs into each affected muscle. Use the massager to treat problem areas on your legs, arms, feet, chest and hips. When this muscle compression is released, it stimulates oxygenated blood flow for a therapeutic response. | trigger-point-massager-f51.jpg
SKU: FLSA310 | Filterstream AirTamer High Performance Personal Rechargeable Air Purifier | The AirTamer A310 is the worlds most effective personal rechargeable air purifier. AirTamers Advanced Ionic Technology emits a constant stream of healthy negative ions that force airborne pollutants away from your personal space giving you a zone of cleaner, healthier air.AirTamers state-of-the-art electrostatic purification creates a 3 foot sphere of cleaner, healthier air around your head. It cleans the air of atomic sized pollutants (e.g. viruses, pollen, smoke, molds and dust mites) that traditional air purifiers (e.g. HEPA) leave behind.AirTamers Power Boost Technology provides 9 times more cleaning power than the competition. It is silent in operation and its extremely energy efficient technology provides 150+ hours of run time on one charge. Easily charged by included USB cable. AirTamers design is ultra compact and incredibly versatile. A proprietary conductive adjustable lanyard dramatically improves performance and increases run time. You can wear it around your neck (strap included) since it is smaller than most MP3 players or place it freely on your nightstand so the air around your pillow is clean and free of pollutants.Wear AirTamer to create a cleaner zone of healthier air while traveling, in public places or in other poor air quality locations. | airtamer-high-performance-personal-rechargeable-air-purifier-8a2.jpg
SKU: SAMP553848 | Iomed Companion 80 Wireless Iontophoresis System | Wireless system allows patients to receive the benefits of iontophoresis while continuing their daily activities | companion-80-wireless-iontophoresis-system-b09.jpg
SKU: SAMPA939650 | Sammons Preston IontoPatchÂ® 80 | Features an innovative, self-contained battery that produces an electric current to carry drug molecules non-invasively across the skin and to underlying tissue. Drug delivery is shut off automatically when the prescribed dosage has been administered. The IontoPatch is single-use and disposable. The Original Iontophoretic Patch, proven by experience: Over 5 million administered. Supported by peer-reviewed published studies. | iontopatchreg-80-c34.jpg
SKU: SAMP922640 | Sammons Preston IontoPatchÂ®, SP. Box of 6 | Treats smaller areas including fingers and Achilles tendon. 40mA-min. 14-hour average patient wear time.* | iontopatchreg-sp-box-of-6-e1a.jpg
SKU: SAMP550936 | Sammons Preston IontoPatchÂ®, Extra Strength. Box of 6 | Stronger dose (120mA-min) for more aggressive yet safe treatment. Treats most areas including elbows, knees, wrists, feet and shoulders. 120mA-min. 8-hour average patient wear time.* | iontopatchreg-extra-strength-box-of-6-b1d.jpg
SKU: CHAT43032 | DJO Global Sequential PresSsion 6 Chamber 32" Full Leg Garment | Specially designed connector to assure secure hose retention. | sequential-presssion-6-chamber-32-full-leg-garment-8a7.jpg
SKU: CHAT43096 | DJO Global PresSsion 3 Chamber Hose Set for use with Multi 3 | Feature PresSsion 3 chamber hose set for use with Multi 3. | presssion-3-chamber-hose-set-for-use-with-multi-3-743.jpg
SKU: METL2261 | Mettler Electronics Single Wire Electrode Cable for Combination Therapy | Single wire electrode cable for combination therapy with special international-type connector. | single-wire-electrode-cable-for-combination-therapy-833.jpg
SKU: BALY7720 | Bailey Standard Whirlpool Tables 20 inch Wide Tank | Standard Whirlpool Tables Model 7720. | standard-whirlpool-tables-20-inch-wide-tank-e98.gif
SKU: WHHE-27-M | Whitehall Manufacturing 27 Gallon Mobile Extremity Whirpool | The Extremity line of whirlpools delivers the most versatile, economical, and ecological hydrotherapy setup possible. Their compact design saves space and the low-gallon capacity reduces water usage without sacrificing proper treatment. Each unit provides comfortable and effective treatment of precise areas of the body, such as the foot, ankle and lower leg as well as upper extremities like the elbow, forearm and hand. This option provides a standard mobile unit. | 27-gallon-mobile-extremity-whirpool-bc2.jpg
SKU: WHHL-90-S | Whitehall Manufacturing 90 Gallon Lo-Boy Stationary Whirlpool | The Lo-Boy combines full-body immersion with easy access and the ability to treat various extremity regions along with hip and back areas. These long and shallow units are designed at a lower height with ease of access. With the addition of an Adjustable Head Rest, the patientâ€™s upper back, shoulder and neck areas can also be treated. This option provides a standard stationary unit.Whirlpool Tank is 60â€L x 24â€W x 18â€D and is seamless welded construction, fabricated from heavy gauge, type 304 stainless steel, polished to a satin finish. Tank rim is reinforced with a concealed stainless steel rod. Tank bottom is seamless, coved (rounded) design for effective cleaning to minimize bacteria buildup. Tank is also provided with an extended stainless steel skirt flush to the floor line to conceal internal drain piping. A 2â€ Combination Drain and Overflow, and a Filler Spout are provided.Turbine Raising and Lowering Device permits adjustment of desired height and direction of water agitation towards the area of the body to be treated. It is spring balanced and provided with a locking device.Turbine Assembly is equipped with Underwriters Laboratory listed 1/2 HP jet pump motor protected with an ABS plastic shell, automatic thermal overload protector, and lifetime-sealed bearings. All parts contacting the water are stainless steel, chrome plated brass or bronze.Thermometer is provided with a dual scale, adjustable calibration, and a stem inserts into a retainer to prevent rattle during whirlpool agitation.Guide Specification:Provide Whitehall Stationary Whirlpool (specify model number and options) with a 90-gallon capacity, 60â€L x 24â€W x 18â€D. Whirlpool shall be fabricated from heavy gauge, type 304 stainless steel. Construction shall be seamless welded and exposed surfaces shall be polished to satin finish. Tank shall have a reinforced rim and shall be fitted with a stainless steel skirt flush to the floor line. Bottom of tank shall be a seamless, rounded coved design to minimize bacteria build up. Provide a 2â€ combination drain and overflow, and a filler spout. Provide a turbine assembly with raising and lowering device which functions as an agitator and permits adjustment of desired height, direction of water agitation, and can be locked into place. Turbine assembly shall be UL listed 1/2 HP jet pump motor with automatic thermal overload protector and lifetime-sealed bearings. Provide a thermometer with a stem retainer to prevent rattle when whirlpool is in operation. | 90-gallon-lo-boy-stationary-whirlpool-141.jpg
SKU: CHATFLU115D | DJO Global Fluidotherapy Double Extremity Unit | Fluidization causes finely divided particles to acquire the characteristics of fluid. â€œEvidence-Based Guide to Therapeutic Physical Agentsâ€. Â â€¢ So how does this work? Fluidotherapy is a dry thermal physical agent that transfers its energy (i.e. heat) to soft tissues by forced convection. â€œEvidence-Based Guide to Therapeutic Physical Agentsâ€.â€¢ What is forced convection? It is defined as the process of heat transfer through the forced movements of heated air and Cellex (made of natural cellulose) particles in the chamber, which together are circulated around the extremity being treated. â€œEvidence-Based Guide to Therapeutic Physical Agentsâ€.â€¢ So what is Fluidotherapy? It is defined as: â€œA modality of dry heat that uses a suspended air stream with the properties of a liquid. It simultaneously performs the functions of applied heat, massage, sensory stimulation, levitation and pressure oscillationsâ€. â€œMosbyâ€™s Dictionary of Medicine, Nursing & Allied Healthâ€.Â â€¢ Dry Heat Therapy relieves localized pain, increases localized blood circulation, increases range of motion and relieves minor pain and stiffness associated with nonrheumatoid arthritis.Clinical indicationsâ€¢ Relief of local painâ€¢ Management of minor pain and stiffness on non-rheumatoid arthritisâ€¢ Increase localized blood circulationâ€¢ Management of joint range of motion when combined with exerciseExamples of common applicationsâ€¢ Relief of local painâ€¢ Exerciseâ€¢ Tissue heatingâ€¢ Sensory stimulationâ€¢ Increased blood flowâ€¢ Decreased ROMâ€¢ Other conditions where heat is appropriateContraindicationsâ€¢ Where cancerous lesions are present in the treatment areaâ€¢ Where open wounds are present in the treatment areaâ€¢ When patients are suspected of carrying serious infectious diseasesâ€¢ Systemic infectious diseases where it is advisable to suppress heat or feversâ€¢ Severe circulatory obstruction disorders (arterial, venous, or lymphatic) | fluidotherapy-double-extremity-unit-4d8.jpg
SKU: WHHF-260-S | Whitehall Manufacturing 260 Gallon Rectangular Immersion Tank | Our Full Body Immersion tanks create a feeling of weightlessness instrumental in water stimulation and healing. These tanks provide room for body motion and exercise, and a less painful treatment for relief of burns and other skin conditions. Tanks are stationary and come standard with a turbine assembly, a thermometer, head rest and a seamless coved bottom. This option provides a rectangular 260 gallon capacity tank. | 260-gallon-rectangular-immersion-tank-6de.jpg
SKU: CHATFLU110D | DJO Global Fluidotherapy Standard Single Extremity Unit | FluidotherapyÂ® â€“ dry heat therapy.â€¢ Fluidization causes finely divided particles to acquire the characteristics of fluid. â€œEvidence-Based Guide to Therapeutic Physical Agentsâ€. Â â€¢ So how does this work? Fluidotherapy is a dry thermal physical agent that transfers its energy (i.e. heat) to soft tissues by forced convection. â€œEvidence-Based Guide to Therapeutic Physical Agentsâ€.â€¢ What is forced convection? It is defined as the process of heat transfer through the forced movements of heated air and Cellex (made of natural cellulose) particles in the chamber, which together are circulated around the extremity being treated. â€œEvidence-Based Guide to Therapeutic Physical Agentsâ€.â€¢ So what is Fluidotherapy? It is defined as: â€œA modality of dry heat that uses a suspended air stream with the properties of a liquid. It simultaneously performs the functions of applied heat, massage, sensory stimulation, levitation and pressure oscillationsâ€. â€œMosbyâ€™s Dictionary of Medicine, Nursing & Allied Healthâ€.Â â€¢ Dry Heat Therapy relieves localized pain, increases localized blood circulation, increases range of motion and relieves minor pain and stiffness associated with nonrheumatoid arthritis.Â â€¢ Single Extremity Unit is for treating the hand, wrist, elbow, foot and ankle. Includes thirty pounds (13.6 kg) of Cellex Dry Heat Media.Clinical indications â€¢ Relief of local pain â€¢ Management of minor pain and stiffness on non-rheumatoid arthritis â€¢ Increase localized blood circulation â€¢ Management of joint range of motion when combined with exercise Examples of common applications â€¢ Relief of local pain â€¢ Exercise â€¢ Tissue heating â€¢ Sensory stimulation â€¢ Increased blood flow â€¢ Decreased ROM â€¢ Other conditions where heat is appropriate Contraindications â€¢ Where cancerous lesions are present in the treatment area â€¢ Where open wounds are present in the treatment area â€¢ When patients are suspected of carrying serious infectious diseases â€¢ Systemic infectious diseases where it is advisable to suppress heat or fevers â€¢ Severe circulatory obstruction disorders (arterial, venous, or lymphatic)Clinical indicationsâ€¢ Relief of local painâ€¢ Management of minor pain and stiffness on non-rheumatoid arthritisâ€¢ Increase localized blood circulationâ€¢ Management of joint range of motion when combined with exerciseExamples of common applicationsâ€¢ Relief of local painâ€¢ Exerciseâ€¢ Tissue heatingâ€¢ Sensory stimulationâ€¢ Increased blood flowâ€¢ Decreased ROMâ€¢ Other conditions where heat is appropriateContraindicationsâ€¢ Where cancerous lesions are present in the treatment areaâ€¢ Where open wounds are present in the treatment areaâ€¢ When patients are suspected of carrying serious infectious diseasesâ€¢ Systemic infectious diseases where it is advisable to suppress heat or feversâ€¢ Severe circulatory obstruction disorders (arterial, venous, or lymphatic) | fluidotherapy-standard-single-extremity-unit-17b.jpg
SKU: COLP1644A | Coloplast Isagel No-Rinse Instant Hand Sanitizing Gel, 4 fl oz | No-rinse, antiseptic, antimicrobial hand sanitizing gel with added moisturizers. Kills greater than 99.9% of most transient microorganisms in only 15 seconds or less, while keeping skin healthy. Contains 60% ethyl alcohol. | isagel-no-rinse-instant-hand-sanitizing-gel-4-fl-oz-54c.jpg
SKU: WHHE-15-M | Whitehall Manufacturing 15 Gallon Extremity Whirlpool Mobile | The Extremity line of whirlpools delivers the most versatile, economical, and ecological hydrotherapy setup possible. Their compact design saves space and the low-gallon capacity reduces water usage without sacrificing proper treatment. Each unit provides comfortable and effective treatment of precise areas of the body, such as the foot, ankle and lower leg as well as upper extremities like the elbow, forearm and hand. This option provides a standard mobile unit. | 15-gallon-extremity-whirlpool-mobile-e5a.jpg
SKU: WHHE-45-M | Whitehall Manufacturing 45 Gallon Extremity Whirlpool Mobile | The Extremity line of whirlpools delivers the most versatile, economical, and ecological hydrotherapy setup possible. Their compact design saves space and the low-gallon capacity reduces water usage without sacrificing proper treatment. Each unit provides comfortable and effective treatment of precise areas of the body, such as the foot, ankle and lower leg as well as upper extremities like the elbow, forearm and hand. This option provides a standard mobile unit. | 45-gallon-extremity-whirlpool-mobile-373.jpg
SKU: WHHS-110-M | Whitehall Manufacturing 110 Gallon Sports Whirlpool Mobile | Based on the needs expressed to us by athletic trainers across the nation, Whitehall responded with a full line of whirlpools specifically designed for the treatment and prevention of sports-related injuries. These units offer recuperative and healing therapy to the extremities, hips, back and shoulder areas, plus they are long enough to accommodate larger athletes. This option provides a standard stationary unit. | 110-gallon-sports-whirlpool-mobile-02e.jpg
SKU: WHHS-110-S | Whitehall Manufacturing 110 Gallon Sports Whirlpool Stationary | Based on the needs expressed to us by athletic trainers across the nation, Whitehall responded with a full line of whirlpools specifically designed for the treatment and prevention of sports-related injuries. These units offer recuperative and healing therapy to the extremities, hips, back and shoulder areas, plus they are long enough to accommodate larger athletes. This option provides a standard stationary unit. | 110-gallon-sports-whirlpool-stationary-9ac.jpg
SKU: WHHH-60-M | Whitehall Manufacturing 60 Gallon Hi-Boy Whirlpool Mobile | The Hi-Boy series whirlpools offer complete coverage all the way to the back, hip and shoulder areas for full immersion and full-body treatment. Whitehall also offers an optional Adjustable Suspension Seat or Tank Top Seat, so lower extremities such as the lower leg, ankle and foot areas can still be treated. This option provides a standard mobile unit. | 60-gallon-hi-boy-whirlpool-mobile-f98.jpg
SKU: WHHH-60-S | Whitehall Manufacturing 60 Gallon Hi-Boy Whirlpool Stationary | The Hi-Boy series whirlpools offer complete coverage all the way to the back, hip and shoulder areas for full immersion and full-body treatment. Whitehall also offers an optional Adjustable Suspension Seat or Tank Top Seat, so lower extremities such as the lower leg, ankle and foot areas can still be treated. This option provides a standard stationary unit. | 60-gallon-hi-boy-whirlpool-stationary-1e3.jpg
SKU: WHHH-105-M | Whitehall Manufacturing 105 Gallon Hi-Boy Whirlpool Mobile | The Hi-Boy series whirlpools offer complete coverage all the way to the back, hip and shoulder areas for full immersion and full-body treatment. Whitehall also offers an optional Adjustable Suspension Seat or Tank Top Seat, so lower extremities such as the lower leg, ankle and foot areas can still be treated. This option provides a standard mobile unit. | 105-gallon-hi-boy-whirlpool-mobile-019.jpg
SKU: WHHH-105-S | Whitehall Manufacturing 105 Gallon Hi-Boy Whirlpool Stationary | The Hi-Boy series whirlpools offer complete coverage all the way to the back, hip and shoulder areas for full immersion and full-body treatment. Whitehall also offers an optional Adjustable Suspension Seat or Tank Top Seat, so lower extremities such as the lower leg, ankle and foot areas can still be treated. This option provides a standard stationary unit. | 105-gallon-hi-boy-whirlpool-stationary-f11.jpg
SKU: WHHL-105-M | Whitehall Manufacturing 105 Gallon Lo-Boy Whirlpool Mobile | The Lo-Boy combines full-body immersion with easy access and the ability to treat various extremity regions along with hip and back areas. These long and shallow units are designed at a lower height with ease of access. With the addition of an Adjustable Head Rest, the patientâ€™s upper back, shoulder and neck areas can also be treated. This option provides a standard mobile unit. Whirlpool Tank is 66â€L x 24â€W x 18â€D and is seam-less welded construction, fabricated from heavy gauge, type 304 stainless steel, polished to a satin finish. Tank rim is reinforced with a concealed stainless steel rod. Tank bottom is a seamless, coved (rounded) design for effective cleaning to minimize bacteria buildup.Heavy Duty Swivel Casters support all mobile models. Rear pair of casters are lockable for stabilizing whirlpool during treatment.Turbine Raising and Lowering Device permits adjustment of desired height and direction of water agitation towards the area of the body to be treated. It is spring balanced and provided with a locking device.Turbine Assembly functions both as agitator and emptying device. It is equipped with Underwriters Laboratory listed 1/2 HP jet pump motor protected with an ABS plastic shell, automatic thermal overload protector, and lifetime-sealed bearings. All parts contacting the water are stainless steel, chrome plated brass or bronze.Drain option -SDP has a bottom drain, leading to a separate, concealed water evacuation pump. A hose is attached to the side of the unit to facilitate the evacuation. Thermometer is provided with a dual scale, adjustable calibration, and a stem inserts into a retainer to prevent rattle during whirlpool agitation. | 105-gallon-lo-boy-whirlpool-mobile-30f.jpg
SKU: WHHL-105-S | Whitehall Manufacturing 105 Gallon Lo-Boy Whirlpool Stationary | The Lo-Boy combines full-body immersion with easy access and the ability to treat various extremity regions along with hip and back areas. These long and shallow units are designed at a lower height with ease of access. With the addition of an Adjustable Head Rest, the patientâ€™s upper back, shoulder and neck areas can also be treated. This option provides a standard stationary unit. | 105-gallon-lo-boy-whirlpool-stationary-479.jpg
SKU: WHHHYL-15-M | Whitehall Manufacturing 15 Gallon Whirlpool with HydroLift | The Hydrolift is the perfect apparatus for raising and lowering a single whirlpool to treat lower and/or upper extremities; in addition, the fully adjustable Hydrolift can raise the whirlpool rim up to 36 inches depending on the model. In normal operating conditions, the Hydrolift will remain stationary. However, for adaptable mobility, both the Hydrolift and whirlpool may be moved by lowering the whirlpool to the floor and using the whirlpool casters. This model features a 15 Gallon Whirlpool. | 15-gallon-whirlpool-with-hydrolift--a05.jpg
SKU: SPSML020127 | Crosstex Rapicide OPA/28 High-Level Disinfectant 1 Gallon | When safety counts and minutes matter, choose RapicideÂ® OPA/28 High-Level Disinfectant: a superior way to reprocess devices that are unsuitable for sterilization.Â Rapicide OPA/28 features the fastest disinfection time in the U.S. market and twice the reuse period of other OPA brands...allowing for the ultimate combination of safety, convenience, and value.With Rapicide OPA/28 Test Strips you can verify the proper concentration quickly. OPA/28 test strips are designed for specific use with Rapicide OPA/28 HLD. Intuitive and fast with a pass/fail reference color chart on bottle and 3-second dip time and 90-second test strip read time.Safe:Protects workers by limiting exposure to disinfectants.Because of the low percentage of OPA and low vapor pressure, irritation to the eyes, nose and throat are significantly reduced. *as compared to GlutaraldehydeÂ Fast:With a 10-minute high-level manual disinfection time itâ€™s faster than all other OPA HLDâ€™s in the U.S. healthcare market today.Fast manual disinfection time provides at least one extra disinfection cycle for every five instruments reprocessed.Â Effective:Inactivates TB, HIV2, MRSA, VRE & HepatitisMaximum reuse period of 28 daysÂ Easy-to-Use:No mixing or activation required,Â comes ready to use2 year unopened shelf life and 75 days once openedExcellent Materials compatability, non-corrosive to metalÂ | rapicide-opa-28-high-level-disinfectant-1-gallon-c2a.jpg
SKU: SPSML020137 | Crosstex Disinfectant Rapicide OPA 28 Test Strips | An ortho-Phthaladehyde (OPA) based high level disinfectant that features a re-use period twice the length of competitors. Provides a 10 minute disinfection time, which is faster than any high level disinfectant on the market. | disinfectant-rapicide-opa-28-test-strips-9e7.jpg
SKU: WHHS-85-M | Whitehall Manufacturing 85 Gallon Sports Whirlpool Mobile | Based on the needs expressed to us by athletic trainers across the nation, Whitehall responded with a full line of whirlpools specifically designed for the treatment and prevention of sports-related injuries. These units offer recuperative and healing therapy to the extremities, hips, back and shoulder areas, plus they are long enough to accommodate larger athletes. This option provides a standard mobile unit. | 85-gallon-sports-whirlpool-mobile-c65.jpg
SKU: INCMAPEX | Incontrol Medical Apex Pelvic Floor Muscle Stimulator | Buy Now Pay Later - make monthly payments over 3, 6, 12 months w/ Affirm financing options - Select Affirm at checkout.Millions of women live with bladder leakage that occurs when laughing, coughing or exercising and wear pads to avoid embarrassment. This kind of leakage is known as stress urinary incontinence and often occurs when the muscles and tissues that help support the bladder become weak.Treatments are easy to complete, comfortable and very effective for regaining strength. This at-home treatment option for female stress urinary incontinence has helped thousands of women.Stop bladder leakage naturally by restoring your pelvic floor with Apex!Â InControl Gel allows for muscle stimulation to be delivered effectively.Â InControl Gel must be used with all InControl products and should not be substituted, as this specific gel was used in the development and testing of the products.Â InControl Gel is salt-free and bacteriostatic. | apex-pelvic-floor-muscle-stimulator-74c.png
SKU: INCMAPEXM | Incontrol Medical ApexM Pelvic Floor Muscle Stimulator & Kegel Exerciser | Buy Now Pay Later - make monthly payments over 3, 6, 12 months w/ Affirm financing options - Select Affirm at checkout.Millions of women live with bladder leakage and modify their lifestyles or wear pads in order to avoid embarrassment. Whether you have symptoms of leakage associated with coughing, laughing or sneezing, or find yourself rushing to the bathroom with urgency (over active bladder), ApexM is your answer.Â ApexM allows you to treat your bladder leakage in the comfort and privacy of your home.Treatments are easy to complete, comfortable and very effective for regaining strength.Â Stop wearing pads and start treating the issue at the source. Get ApexM and get back to your leak-free life!ApexM Stimulation Contacts. Itâ€™s not magic, just science.ApexM provides gentle muscle stimulation to the pelvic floor muscles to both strengthen the muscles more effectively than you can do on your own and at the same time calms the muscle surrounding your bladder.ApexM is used intravaginally, which is the most effective way to reach the Pelvic Floor Muscles that are located at the base of your pelvis, surrounding the vagina and rectumApexM sessions are completed in the privacy of your home. Each session is approximately 10 minutes and are completed 6 days per week. You will notice gradual improvement in symptoms over time. Once desired results are achieved, you continue with once or twice per week sessions to maintain gains.The ApexM not only cures STRESS incontinence like the Apex but also cures URGE incontinence + OVERACTIVE BLADDER and STOPS bladder leakage in women.Strengthens your pelvic floor muscles as a kegel exerciser - leads to FASTER RECOVERY post-childbirth, STOPS unwanted bladder leakage from laughing, coughing, or exercising.Not only for bladder control. Our patented incontinence device uses a muscle stimulation algorithm to strengthen & tone pelvic floor muscles which will ENHANCE INTIMACY.Short EASY Sessions - Each session is only 10 minutes, 6 days per week. Cure urinary incontinence in the privacy of your home.To make your sessions EASY, the ApexM has a FREE iPhone companion app (Android in Development) to guide you through your sessions. | apexm-pelvic-floor-muscle-stimulator-kegel-exerciser-963.png
SKU: INCMIntensity | Incontrol Medical Pour Moi Intensity Variable Electric Intimate Health and Stimulation Vibrating Massager | Buy Now Pay Later - make monthly payments over 3, 6, 12 months w/ Affirm financing options - Select Affirm at checkout.This trans vaginal device gets to the muscles in the most direct manner. Intensity inflates inside the vagina to place muscle stimulation contacts directly onto the pelvic floor muscles walls. This inflation feature provides active resistance to build real muscle and build it quickly. The muscle stimulation contacts make even weak muscles contract so every woman can benefit. Dr. Kegel had a great idea, (our products) make it work.According to the Journal of the American Medical Association, 43% of women experience sexual dysfunction at some point in their life. Sexual dysfunction includes low sexual desire, vaginal dryness, orgasmic dysfunction, difficulty maintaining arousal, and painful intercourse.Intensity is a variable electric intimate health device, vibrating massager, and automatic kegel exerciser. Intensity came about during clinical trials when a number of women experienced orgasms during the use of one of our other incontinence products. It was deemed that a device which could strengthen the pelvic floor by doing kegels properly while creating a powerful orgasm at the same time would benefit a lot of women, and the Intensity was born.Intensity was designed using science and Physiology to tighten the pelvic floor muscles, tightening and toning the vaginal vault. Kegel exercises are just not very effective for several reasons. The pelvic floor muscles are difficult to isolate and most peole end up contracting their abdominal or gluteal muscles. The National Institutes of Health estimates that more than half the people who attempt to do Kegel exercises do them wrong. Utilizing active resistance and gentle muscle stimulation, Intensity exercises your pelvic floor muscles, even atrophied muscles, correctly and effectively.That exercising of the pelvic floor is similar to the contractions a woman experiences during orgasm. Additionally, vibration was added to futher stimulate the external clitoris AND the internal clitoris. Yes, you have an internal clitoris that is approximately 5 inches long and runs down either side of the vaginal vault. Stimulating the external clitoris, the internal clitoris and creating internal muscle contractions results in a powerful orgasm even in women who have never experienced one before! | pour-moi-intensity-variable-electric-intimate-health-and-stimulation-vibrating-massager-a60.jpg
SKU: ELVEL01-01 | Elvie Kegel Exerciser and Pelvic Floor Muscle Exercise Tracker for Women | The pelvic floor is a powerful little set of muscles that works with your back and abs to hold up your core, playing an important role in supporting your pregnancy and birth. Itâ€™s important to look after your pelvic floor at all stages of life but especially when women have recently given birth. More than half of new mothers experience bladder control and pelvic floor problems. Exercise helps prepare the body for pregnancy, speed-up recovery after childbirth and regain control. But itâ€™s difficult to exercise a muscle you canâ€™t see, and this is where Elvie comes in.Meet Elvie: Elvie is an award-winning exercise tracker for your pelvic floor. Simply place inside you and Elvie links to an app that gives you feedback as you exercise. The personalised workouts were designed with the help of physiotherapists and experts from Imperial College and University of Oxford. Think of it as your most personal trainer - motivating and correcting as you exercise, and tracking your progress over time.Exercise anywhere, anytime: Designed with busy mums in mind, exercising with Elvie is easy and fun. Each workout takes less than five minutes and is tailored around you.Award-winning technology: New gold-standard in pelvic floor biofeedback technology. The only kegel exercise tracker that can detect if you are exercising correctly.Designed by women, for women: The worldâ€™s smallest kegel exercise tracker. Every aspect of the smart, elegant and discreet design is based on feedback from 150 women and counting. There is even an optional cover for custom sizing.Recommended by experts: Endorsed by over 250 health & wellness professionals around the world, winner ofÂ AXA Health Technology and Red Dot Design Awards.Safe and durable: Elvie is made with medical grade silicone, is 100% waterproof and has passed rigorous testing. | kegel-exerciser-and-pelvic-floor-muscle-exercise-tracker-for-women-fea.jpg
SKU: PMTSC100+Uprobe-S | Pain Management Technologies PMT Medical Softcycle Pelvic Floor Stimulator Anal Probe Smaller | PMT Medical Softcycle Pelvic Floor Stimulator with Anal Probe. Softcycle is an electrotherapy medical device kitused to train the muscles of the pelvic floor. Pelvic floor muslces training can help strenghten the muscles under the uterus,bladder, and bowels. They can help women who have problem with urine leakage or bowel control. It is a convient, affordable, reliable, and ewffective solutionh that helps patients improve their pelvic health and gain greater control over incontience. | pmt-medical-softcycle-pelvic-floor-stimulator-anal-probe-smaller-8a2.jpg
SKU: SAMP561320 | Neen Aquaflex Pelvic Floor Exercise System | The simple, effective way to strengthen pelvic floor muscles to help improve general pelvic health and restore bladder control. When inserted, pelvic floor muscles automatically contract. Add more weights as muscle strength increases. | aquaflex-pelvic-floor-exercise-system-5af.jpg
SKU: CM3179BSF | WR Medical Paraffin Wax Refill Therabath 1 lb. Refill Unscented Beads | Unscented, with no fragrance or dyes added. | paraffin-wax-refill-therabath-1-lb-refill-unscented-beads-6c0.jpg
SKU: GF2295 | Graham Field Paraffin Wax Beads Unscented | Paraffin Wax Beads Unscented | paraffin-wax-beads-unscented-bce.jpg
SKU: EGN026-24050 | Elgin Parabath with 6 lbs. Wax | The Parabath is the only bath in this price range that comes with an easy-to-clean, deep oversized stainless steel inner tank. Immerse your hands, wrists, feet, ankles, and elbows! The lightweight design makes the Parabath easy to transport. | parabath-with-6-lbs-wax-630.jpg
SKU: EGN026-24130 | Elgin Paraffin Bath Wax Refills, Original Unscented Bars, 36 lb | These paraffin wax refills by Hygenic are already premixed with oil. Use in any paraffin heating unit. Available in 6 lb. boxes (six 1 lb. bars) or 36 lb. cases (thirty six 1 lb. bars). | paraffin-bath-wax-refills-original-unscented-bars-36-lb-b05.jpg
SKU: EGN026-241306 | Elgin Paraffin Bath Wax Refills, Original Unscented Bars, 6 lb | These paraffin wax refills by Hygenic are already premixed with oil. Use in any paraffin heating unit. Available in 6 lb. boxes (six 1 lb. bars) or 36 lb. cases (thirty six 1 lb. bars). | paraffin-bath-wax-refills-original-unscented-bars-6-lb-142.jpg
SKU: EGN026-24131 | Elgin Paraffin Bath Wax Refills, Fresh Scent (citrus) Bars, 36 lb | These paraffin wax refills by Hygenic are already premixed with oil. Use in any paraffin heating unit. Available in 6 lb. boxes (six 1 lb. bars) or 36 lb. cases (thirty six 1 lb. bars). | paraffin-bath-wax-refills-fresh-scent-citrus-bars-36-lb-c8a.jpg
SKU: EGN026-241316 | Elgin Paraffin Bath Wax Refills, Fresh Scent (citrus) Bars, 6 lb | These paraffin wax refills by Hygenic are already premixed with oil. Use in any paraffin heating unit. Available in 6 lb. boxes (six 1 lb. bars) or 36 lb. cases (thirty six 1 lb. bars). | paraffin-bath-wax-refills-fresh-scent-citrus-bars-6-lb-a5e.jpg
SKU: IDPPC21D | Ideal Products Two Shelf Paraffin Service Cart with Drawer, 31" W x 16" D x 19" H | Polished stainless construction, Resistance welded frame, 3" swivel casters, 300 lb. capacity, Staggered shelves for upper/lower use, Mostly assembled, Full-size poly drawer with ball-bearing slides, Wax bath NOT included , Lower shelf extends 10" from cart, 31" W x 16" D x 19" H, 39 pounds parcel shipment. Oversized box. | two-shelf-paraffin-service-cart-with-drawer-31-w-x-16-d-x-19-h-e51.jpg
SKU: SAMP3581 | Sammons Preston Unscented 1 Quart | Increase the scent and viscosity of Paraffin wax to your desired level, or use the oils to massage the hands and feet, leaving the refreshing scent with the client throughout the day. | unscented-1-quart-fb6.jpg
SKU: GFSW-1000 | Lumiscope Standard TENS Unit | Standard TENS Unit | standard-tens-unit-bc0.jpg
SKU: VTLC5900 | VitalStim Portable Therapy System with Large Electrodes | An adjunctive modality that unites the power of electrical stimulation with the benefits of swallowing exercise. VitalStim Therapy is a non-invasive, external electrical stimulation therapy that re-educates the throat muscles needed for swallowing. The device is a portable, dual-channel electrotherapy system that is used with electrodes specifically designed for application to the muscles of the throat. The VitalStim electrode has a unique construction to safely transmit the high current load and current density of the VitalStim Therapy protocol. Unique design and material stretches and molds to the irregular surface of the anterior neck. Material tears without scissors for quick application. Constructed to provide reliable conductivity with no internal electrode separation. Excellent adhesion and gentle removal for delicate skin | portable-therapy-system-with-large-electrodes-af3.jpg
SKU: CVNEC89001 | Covidien Multi-Day Stimulating Electrode 2 Â¼" x 2 Â½" Square Clear Gel | Paper finger tab design offers easy one-step application and removal. | multi-day-stimulating-electrode-2-1-4-x-2-1-2-square-clear-gel-6d7.jpg
SKU: CHAT2760 | DJO Global Intelect Legend XT 2-Channel Combination System | Two independent electrotherapy channels, expandable to four independent channels, Multiple waveform electrotherapy-six clinical waveforms: Interferential, Premodulated, High Volt, Russian, Symmetrical Biphasic and Microcurrent, | intelect-legend-xt-2-channel-combination-system-857.jpg
SKU: CHAT77715 | DJO Global Intelect NMES Standard Portable Electrotherapy | Intelect Portable Electrotherapy Neuromuscular Electrical Stimulation. This device is used for the prevention of disuse atrophy as well as muscle re-education, increasing range of motion and increasing circulation. Includes leadwires, 9-volt battery, Dura-Stick Self-Adhesive Electrodes and a convenient carrying case. | intelect-nmes-standard-portable-electrotherapy-3ec.jpg
SKU: CHAT77719 | DJO Global Intelect IFC Portable Electrotherapy | The IntelectÂ®IFC Portable Electrotherapy - For Symptomatic Relief and Management of Chronic Pain and Acute Post-Surgical or Post-Trauma Pain. | intelect-ifc-portable-electrotherapy-841.jpg
SKU: GF2000-T | Lumiscope Deluxe Tens Unit | Lumiscope Deluxe TENS Unit. Deluxe carrying case, including: instructions, accessories (four electrodes and lead wires), and 9V battery | deluxe-tens-unit-a0a.jpg
SKU: GFGF-3 | Grafco Portable Analog TENS Unit | Grafco's portable TENS unit (transcutaneous electrical nerve stimulation) is designed to relieve and manage chronic pain or treat post-traumatic or post-operative pain. This personal TENS unit features dual channels with three modes: standard, burst, and modulation. Each analog TENS unit from Grafco comes with a molded carrying case, instructions, lead wires, and four electrodes.Â At 4MD Medical, you'll find discounted medical equipment from some of the most trusted brands in the industry. Save money, gain peace of mind, and focus on the people and processes that matter. We offer free shipping on all qualifying orders over $250. If you have questions, give us a call or fill out our contact form. Shop now and save big on tools and accessories for your hospital. | portable-analog-tens-unit-24b.jpg
SKU: BOVSEAS | Bovie Medical Smoke Shark II Effective Smoke and Particle Removal Arm Stand | SMOKE SHARK II effective smoke and particle removal. | smoke-shark-ii-effective-smoke-and-particle-removal-arm-stand-ecb.jpg
SKU: CHAT2782K | Intelect TranSport Portable Ultrasound Machine | Ultrasound is a mechanical stimulus delivered to the body by means of an ultrasound beam emitted out of an applicator. This ultrasound beam is generated in the ultrasound head by means of a crystal and transmitted to the body through the aluminum surface of the head and contact medium. Therapeutic ultrasound has a frequency range between 1 and 3.3 megahertz (MHz). | portable-ultrasound-machine-c62.jpg
SKU: CNMD7-101-8BX | Conmed Electrolase Blunt Tips Sterile | CONMED ElectrolaseÂ® Disposable Hyfrecator electrodes are available in either blunt or sharp tip configurations. ElectrolaseÂ® sharp tips are ideal for procedures requiring pinpoint precision and control while blunt tips are ideal for general broad based coagulation. | electrolase-blunt-tips-sterile-92f.jpg
SKU: ROSDI8195 | Roscoe Medical InTENSity Select Combo | The InTENSity Select Combo is a powerful, easy-to-use portable device. Complete with four waveforms, the unit gives you and your patients the flexibility to treat a variety of musculoskeletal issues. With a strong current of 105 mA, this innovative device combines TENS, EMS, Interferential and Microcurrent and comes complete with an AC adaptor ensuring you always have power to the device when traveling. | intensity-select-combo-433.jpg
SKU: ROSDI4738 | Roscoe Medical InTENSity IF Combo TENS & Interferential Combination Unit | The InTENSityâ„¢ IF Combo combines TENS and Interferential treatment, giving you the best chance of treating patients that need something stronger than TENS therapy alone. The IF Combo has four modes of operation in both TENS and Interferential, ensuring that your patient is getting the most pain relief. The unit is 105 mA strong and comes complete with an AC adaptor to allow patients to get relief anywhere. | intensity-if-combo-tens-interferential-combination-unit-7b6.jpg
SKU: ROSDI2195 | Roscoe Medical InTENSity Select Combo II | The InTENSity Select Combo II is the newest standard in portable, multifunction electrotherapy offering patients four (4) modalities in one user-friendly, ergonomic design - Transcutaneous Electrical Nerve Stimulation (TENS), Neuromuscular Electrical Stimulation (NMES), Interferential Stimulation (IF), and RUSSIAN (RUSS).The wide-ranging capability of the InTENSity Select Combo II provides the most up-to-date treatment technology and waveforms. Equipped with pre-set body part specific settings as well as a customizable option, it intuitively guides the patient step-by-step to ensure the ideal therapeutic treatment throughout the healing cycle.This powerful device delivers up to 10,000 Hz of IF therapy with sweep frequency capabilities to prevent accommodation while providing maximum treatment benefits. Simply choose a preset program by body part or customize a program to meet your specific therapy needs.The RUSSIAN setting provides 2500Hz for a deeper and more comfortable stimulation helping to reduce muscle spasms as well as muscle strengthening. Contraction and relaxation times are adjustable.With the powerful rechargeable lithium ion battery, this portable device can be used at home, at work or on the go. | intensity-select-combo-ii-0b7.jpg
SKU: DRVAGF-3X | Drive Medical Portable Dual Channel TENS Unit with Electrodes and Carry Case | Packed with features the dual channel TENS unit with electrodes by Drive Medical provides maximum therapy making it the ultimate in pain management. The mild electrical waves are delivered using analog technology to provide a high quality signal through the electrodes. Dual isolated channels allow for independent adjustment of each lead wire allowing for various adjustments to ensure proper treatment as instructed by a therapist or doctor. The analog signals can be adjusted to deliver three different wave forms: asymmetrical, bi-phase and square pulse. The modulation selector offers 3 modes of wave delivery: Normal, Burst and Modulation mode. The TENS unit case is lightweight, portable and can be easily attached by a clip due to its ergonomic horizontal design. It comes complete with a carrying case, 2 lead wires, a 9-volt battery, 1 package of pre-gelled electrodes and an operating manual. It is protected by a 3-year limited warranty. | portable-dual-channel-tens-unit-with-electrodes-and-carry-case-82a.jpg
SKU: CM3188C | Med Labs Conductive Rubber Electrodes 1.6 x1.7 for 3188A/B | Rubber Electrodes 1.6 x1.7 (pair) for 3188A/B. | conductive-rubber-electrodes-16-x17-for-3188a-b-e60.jpg
SKU: CHAT42178 | DJO Global Dura Stick Self Adhesive 2" x 2" Square Electrodes | The carbon/silver film provides uniform current distribution and lower impedance levels for more comfortable stimulation. | dura-stick-self-adhesive-2-x-2-square-electrodes-dab.jpeg
SKU: BOVES02R | Bovie Medical Standard Needle Reusable Non Sterile | All reusable electrodes utilize the standard 3/32â€³ (2.3 mm) stainless steel shaft. All reusable electrodes are individually packaged, nonâ€“sterile, in a protective box with insert foam. | standard-needle-reusable-non-sterile-38a.jpg
SKU: SAMP568733 | Sammons Preston Dura Stick Plus 2" Square | Replaced Dura-StickÂ® II electrodes and include tabs for ease of removal with a blue foam backing. | dura-stick-plus-2-square-55d.jpg
SKU: AXELSEN5001 | Axelgaard Little Pals Sensing Electrode Snap 0.9" x 1.1" Oval | ittle PALSÂ® patented neonatal pediatric electrodes are a revolutionary advancement in neonatal apnea, electrocardiogram (ECG), and electromyogram (EMG) biofeedback monitoring. Designed for ECG and EMG applications, Little PALSÂ® offer increased resistance to heat, humidity, and dry-out conditions. | little-pals-sensing-electrode-snap-09-x-11-oval-0f9.jpg
SKU: AXELVL4545-ZL | Axelgaard Valutrode Lite Electrode 2" x 2" Square | Carbon film conductive media with blue cloth top material. | valutrode-lite-electrode-2-x-2-square-4a2.jpg
SKU: BOVA834T | Bovie Medical Needle Electrode Angled Fine Tungsten | BOVIE Reusable Active Electrodes angled fine tungsten. | needle-electrode-angled-fine-tungsten-2ca.jpg
SKU: TTCT3402M | Thought Technology Triode Electrodes | TriodeTM electrode, with standard 2cm spacing of silver silver chloride electrodes, backed with nickel plated brass snaps to prevent corrosion when connected to pre-amplifiers for extended periods. | triode-electrodes-ccd.jpg
SKU: DJO2783 | Chattanooga Intelect TranSport 2 Channel Electrotherapy | Two channels of electrical stimulation output. Logical control system and a large easy-to-read graphical LCD display. Four standard waveforms on board: Interferential, Premodulated, High Volt and Russian. Ten user-defined memory positions for User Protocols. Independent intensity and parameter controls for each channel. Unit uniquely designed for tabletop, wall mount, therapy cart or mobile use. 110V or battery-powered option. Two-year warranty. | intelect-transport-2-channel-electrotherapy-92f.jpg
SKU: ROSCDQ8450 | Roscoe Medical Quattro 2.5 Professional Electrotherapy Device | The microprocessor controlled Quattro 2.5 is a professional four-channel electrotherapy device that provides IF 4-Pole, IF 2-Pole, Russian, EMS and TENS waveforms with two separate timers. The portable design lets you take it to your patient or keep it at the clinic. It's easy to use and up and running within minutes. The Quattro 2.5 has an advanced operating system that ensures a complete range of therapy no matter where you use it. | quattro-25-professional-electrotherapy-device-27f.jpg
SKU: ROSCGU2856 | Roscoe Medical Garmetrode Conductive Glove Universal Fit | This Glove is to be used in conjunction with a TENS device as an alternative to traditional adhesive backed electrodes. Garments provide even stimulation to the entire covered area. Electrode garments should be moistened with water (DO NOT soak) or use Conductive Spray (SKU# LS2177 sold separately) in conjunction with electrode garments for increased conductivity and to prevent tarnish to garment that water and other media may cause. Compatible with standard TENS lead wires pins (0.080 in. diameter). | garmetrode-conductive-glove-universal-fit-a00.png
SKU: ROSCGU4017 | Roscoe Medical Garmetrode Universal Conductive Sleeve for Elbow | This Sleeve is to be used in conjunction with a TENS device as an alternative to traditional adhesive backed electrodes. Garments provide even stimulation to the entire covered area. Electrode garments should be moistened with water (DO NOT soak) or use Conductive Spray (SKU# LS2177 sold separately) in conjunction with electrode garments for increased conductivity and to prevent tarnish to garment that water and other media may cause. Compatible with standard TENS lead wires pins (0.080 in. diameter). | garmetrode-universal-conductive-sleeve-for-elbow-584.png
SKU: ROSCGU4025 | Roscoe Medical Garmetrode Universal Conductive Sock | This Sock is to be used in conjunction with a TENS device as an alternative to traditional adhesive backed electrodes. Garments provide even stimulation to the entire covered area. Electrode garments should be moistened with water (DO NOT soak) or use Conductive Spray (SKU# LS2177 sold separately) in conjunction with electrode garments for increased conductivity and to prevent tarnish to garment that water and other media may cause. Compatible with standard TENS lead wires pins (0.080 in. diameter). | garmetrode-universal-conductive-sock-148.png
SKU: ROSCE1F1515TC2 | Roscoe Medical Electrode Foil 1.5 x 1.5 Tan Cloth Square | These electrodes are made with the highest clinical standards. Best used for TENS, EMS, IF, and other electro-stim applications. Sealed in a foil premium tamper proof pouch. | electrode-foil-15-x-15-tan-cloth-square-b91.jpg
SKU: ROSCLS8812 | Roscoe Medical Highly Conductive TENS Electrode 8oz Spray | Prep Conductive Spray-On Skin Preparation Gel for TENS - 8 oz. | highly-conductive-tens-electrode-8oz-spray-451.jpg
SKU: PMTU3T | Pain Management Technologies Ultima 3T TENS Tri-Mode with Timer | The Ultima 3T TENS - is a dual Channel device with 3 modes of operation (B, N, and M). Its pulse width and pulse frequency are adjustable. It is also equipped with a 30, 60, 90 minute timer, and has a protective cover over the controls.TENS units nerve stimulator with 3 modes and timer is durable, ergonomic has always, a potent defense against pain. TENS neuro muscular stimulator can relieve pain and discomfort. This nerve stimulator comes ready-to-use with 1 pack of 4 electrodes. Nerve stimulator is a device used to treat chronic pain, and pain associated with active or post- traumatic injury unresponsive to other standard pain therapies. The electrical nerve stimulation device is applied to the surface of the skin at the site of the pain. Just remove the sleek black neuro muscular stimulator unit from its professional case, insert the battery, apply the electrodes, and plug in the lead wires. Turn on the muscular stimulator unit which has 3 modes(Burst, Normal, Modulation), to adjust the pulse width (how strong the current is) and the frequency (how many times the current is delivered over time) and you can enjoy a pain free day while you take it anywhere you go. TENS neuro muscular therapy stimulates sensory nerves to block pain signals, stimulate endorphin production to help normalize sympathetic function and has a biphasic, low volt current. Neuro muscular stimulator comes with 5 year warranty against mechanical defects.This type of stimulation is characterized by biphasic, low volt, current and selectable parameters such as pulse rate and pulse width. TENS stimulates sensory nerves to block pain signals, stimulate endorphin production to help normalize sympathetic function.A prescription from your physician or physical therapist is required for this device.Package Includes: 4 Reusable Electrode Pads, Lead Wires, Batteries, User Manual and Electrode Placement Guide, Carrying Case | ultima-3t-tens-tri-mode-with-timer-3d6.jpg
SKU: PMTU5 | Pain Management Technologies Digital Ultima Five TENS Unit | A dual-channel five-mode device with two wave form adjustments and a large LCD screen. This device is remarkable for its function, and traditional looks mixed with new-age digital style. Also includes a soft carrying case. The Ultima Five is a quality choice at a valued price.TENS machine treats many kinds of pain. The TENS nerve stimulator can help lessen acute (short-term) pain, like after surgery or an accident. Chronic pain (long-term), like arthritis, back or muscle pain, or cancer pain may also be lessened with tens electrotherapy device. Some people have trouble taking pain medicine. TENS is a safe, drug-free way to help control pain for these people as well. Patented pain-relief technology for treating sore muscles and joints and to relieve recent bruising and muscle pain where injury is relatively superficial such as sports related muscle strains. The Ultima 5 TENS device comes with a 5 year Warranty against mechnical defects.The handheld neuromuscular stimulation device comes ready-to-use with 1 pack of 4 electordes (each disposable electrode lasts 10-15 treatments), a 5 year limited Warranty against mechanical defects, 2 Industrial Strength AA Batteries, Pair of lead wires, carrying case, belt clip, and user manual.Rheumatoid and Osteo-arthritis: Back pain, Menstrual Pain, Labor Pain, Peripheral Nerve Injuries, Shingles, Migraine, Cancer Pain, Trigeminal Neuralgia, Phantom Limb Pain, Sports Injuries, Sciatica, Aching Joints, Post Operative Pain, Muscular Pain, Whiplash and Neck Injury and many others., For years our electrotherapy has been used worldwide in both hospitals and the home. In some cases pain relief will continue (perhaps for several hours) after the unit has been switched off. For many people, relief is so dramatic that using Tens nerve stimulator has changed their lives. We are always delighted when someone telephones to tell us that they are pain free for the first time in years and it does happen. Tens is a treatment well worth trying. It does not always offer a cure but what it does do is relieve pain.Remember: Pain is the body's means of warning that something is amiss. Before using any HealioHealth Pain Management Technologies TENS unit, you should establish the source and cause of your pain. Contraindications: HealioHealth Pain Management Technologies TENS units must not be used by patients using a demand-type pacemaker. Electrodes should NOT be placed at the front or side of the neck. Units should NOT be used when driving or operating machinery.Precautions: Pregnant women and patients who have heart disease or epilepsy should seek medical advice before using HealioHealth Pain Management Technologies tens nerve stimulator. NEVER use HealioHealth Pain Management Technologies TENS or any other method of pain relief to mask undiagnosed pain as this could require urgent treatment. | digital-ultima-five-tens-unit-a1d.jpg
SKU: PMTU20B | Pain Management Technologies Ultima 20 TENS Unit | The Ultima 20 TENS is a dual channel device with 20 modes of operations, 8 manual and 12 preset modes. It is simple to operate, and has a protective cover over the controls. Its pulse width and frequency are adjustable. This TENS device is durable, ergonomic, and very effective against pain. This device comes ready to operate and includes 1 pack of 4 electrodes. TENS devices can be used to treat chronic pain, pain associated with post-traumatic injury, or injuries that do not respond to standard pain therapies. TENS neuromuscular therapy stimulates sensory nerves to block pain signals, stimulate endorphin production to help normalize sympathetic function and has a biphasic, low volt current. The Ultima 20 Electrical nerve stimulator comes with a 5 year warranty against mechanical defects. This type of stimulation has selectable parameters such as pulse rate, pulse width, and timer functions.TENS works by stimulating your body's own natural defenses against pain. The unit produces a gentle stimulation through pads normally placed over the area of pain. This stimulus helps the body to produce natural pain relievers called endorphins.The correct positioning of the pads is important. Some people feel immediate benefit from TENS. However, some may only achieve benefit after repeated treatment sessions and over an extended period of time.MAY PROVIDE RELIEF FOR : back ache, cervical arthrosis, torticollis,arthritis, sports injuries, ankle sprains, muscular strains, myalgia, rheumatism, neuralgia, labour, after surgery, migraine, menses | ultima-20-tens-unit-266.jpg
SKU: PMTIF4000 | Pain Management Technologies IF 4000 Analogue Interferential | The IFC 4000 is a digital sine-wave interferential that runs on Li-ion ultrathin battery for untheathered treatments. The IFC digital is a dual channel full feature digital device that is compact and portable. Sine-wave interferential is a high frequency wave that penetrates the superficial layers of the body and allows for deep tissue therapy.Treatment Options- Muscles spasms, muscle strains, adhesions in the muscle fibers, deep joint pain, lower back pain, weakend muscles, and synovitis. | if-4000-analogue-interferential-0c4.jpg
SKU: PMTGM322IF | Pain Management Technologies IF Sine Wave Digital Interferential Device | This type of stimulation is characterized by the crossing of two electrical medium, independent frequencies that work together to effectively stimulate large impulse fibers. These frequencies interfere with the transmission of pain messages at the spinal cord level. Because of the frequency, the Interferential wave meets low impedance when crossing the skin to enter the underlying tissue. This deep tissue penetration can be adjusted to stimulate parasympathetic nerve fibers for increased blood flow. Interferential Stimulation differs from TENS because it allows a deeper penetration of the tissue with more comfort (compliance) and increased circulation.. | if-sine-wave-digital-interferential-device-31c.jpg
SKU: PMTEP85205 | Pain Management Technologies Classics Hypoallergenic Electrodes 2 Inch Square | "Classics" Hypoallergenic Electrodes | classics-hypoallergenic-electrodes-2-inch-square-616.jpg
SKU: PMTEARCLIP-M | Pain Management Technologies Conductive Copper Ear Clip Electrodes | Ear clips connect to lead wires of an electrotherapy device to stimulate acupuncture points in the ear lope. Plastic base handles of the clip accepts 2mm male pin from your lead wire. Apply self-adhesive felt tip pads to the inside surface of the ear clips, then wet the felt tips with water or conductive gel. Has just enough tension for it to clip to the base of the ear lobe with a comfortable fit. 25 felt tip pads included. | conductive-copper-ear-clip-electrodes-fc7.jpg
SKU: VTLC5923-3 | VitalStim Plus Dysphagiia Therapy Unit | The VitalStim Plus provides interactive therapy that allows patients to receive visual and audbile feedback leading to enhanced patient engagement during swallowing exercises. The devide supplements a standard therapy program with sEMG biofeedback facilitates functional swallowing recovery.Swallow in Action:Project live treatment progress onto a computer or tablet screen. The Screen Mirroring technolofy allows clinician to guide patients through personalized, targeted swallowing exercises that increase patient intensity and duration. Immediate Patient Progress Data: Quantify treatment progression with objective data that demonstrate outcomes for each therapy session. The Taste of Independence: VitalStim Plus neuromuscular electrical stimulation helps recruit and re-educate muscles in the process of swallowing. Under the guidance of a clinician, patients partner in an interactive therapy that aids muscle strengthening to rehabilitate swallowing. Preset or customized programs allow the provider to customize treatments while biofeedback and visuals create a patient-focused experience that encourages engagement and achievement of goals.VMS Treatment: Customize treatment protocol by adjusting the parameters of choice, such as Phase Duration, Frequency, and Work and Rest Time. VMS Treatment offers even more flexibility by allowing you to sequence the stimulation in the various channels to closely match the natural swallowing sequence.sEMG Treatment: Electrical signals in the muscle are measured and displayed on a screen and are amplified into sounds that the patient can hear. This feedback increases patient effort and participation, and provides the data and documentation required to measure patient outcomes and quantify progress.sEMG + Triggered Stim: The patient initiates the swallowing exercise with the assistance of sEMG biofeedback. When the set threshold is reached, VitalStim Plus will switch to stimulation mode to increase the effort and exercise load.Â Anatomical Library: VitalStim Plus includes a Dysphagia image library of Anatomy, Pathology and Therapeutic Treatment options to assist in educating your patient.Bluetooth Technology: Screen mirroring technology projects your live treatment onto a computer or tablet screen. This allows you to guide therapeutic exercise activities and increase patient engagement.Patient Data: Treatment data on stimulation and sEMG can be stored, | plus-dysphagiia-therapy-unit-294.jpg
SKU: CERPELT-11-1500 | Core Products WiTouch Pro Bluetooth Wireless TENS Device - 6 Gel Pads (3 Pair) | Its thin and flexible design allows the WiTouch Pro to contour perfectly the surface of the back for a perfect fit on virtually anyone. The WiTouch incorporates advanced electronics into its very compact design, maximizing energy efficiency and providing over 150 30-minute treatment sessions per battery! This innovative device is safe, drug-free, easy to use, discreet & comfortable to wear, and most importantly allows you to control your pain to maintain an active lifestyle. Pain relief, is now just one click away! | witouch-pro-bluetooth-wireless-tens-device-6-gel-pads-3-pair-10d.jpg
SKU: ROSCDQSWD2 | Richmar TheraTouch DX2 Shortwave Diathermy | The TheraTouchÂ® DX2 diathermy is an electrotherapeutic modality offering continuous and pulsed mode to generate deep heat within body tissues for treating medical conditions such as muscle spasms, joing contractures, and general pain relief.Scientific Dosage Control (SDC) allows for two additional dosimetry settings within Dose III provide more options for therapeutic heating within patient comfort tolerances.DOSE I - Subthermal DOSE II - Mild Heat DOSE III - Low Heat DOSE III SDC M - Moderate HeatDOSE III SDC H - High Heat DOSE IV - Vigorous HeatHigh Efficiency Auto-Tuning (H.E.A.T.) Resonant auto-tuning technology continually measures and adjusts to changes in the patient's impedance to provide maximum energy transmission, resulting in faster heating and shorter treatment times. Microcirculation Indication The Microcirculation Indication is an exclusive parameter found in the DX2's Quick Link library to enhance tissue healing, based on studies of subthermal pulsed shortwave diathermy.Microcirculation IndicationÂ The Microcirculation Indication is an exclusive parameter found in the DX2's Quick Link library to enhance tissue healing, based on studies of subthermal pulsed shortwave diathermy. | theratouch-dx2-shortwave-diathermy-3cd.jpg
SKU: BDSPZZA900 | BodyMed Dual Channel Digital TENS, EMS and IF Unit | BodyMed's ZZA900 dual channel, digital TENS, EMS and IF unit has 11 adjustable function modes, an adjustable timer, patient lock and patient compliance meter. The ZZA900 features an LCD screen panel, easy-to-use controls and a belt clip for use on-the-go. | dual-channel-digital-tens-ems-and-if-unit-11f.jpg
SKU: BOMADA12061000 | Biomedical Life Systems Wall Adaptor 6.5 Volt | Wall adaptor for Quadstar II and INF Plus | wall-adaptor-65-volt-c02.jpg
SKU: ROSLZ3075 | Roscoe Medical Sub Zero 3 Ounce Roll On | Only leading topical pain reliever with Cat's Claw - a unique herbal blend proven to provide fast, long-lasting relief;Help relieve pain from: strenuous exercise and sore muscles, strains and spasms, joint pain, back, shoulder, and neck pain and arthritis pain | sub-zero-3-ounce-roll-on--6d7.jpg
SKU: CHATINT001 | DJO Global Intelect Legend Ultrasound | hattanooga's INT001 Intelect Legend Ultrasound offers both dual-frequency (1 and 3.3 MHz) and two modes (continuous and pulsed). INT001 Intelect Legend Ultrasound helps clinicians manage their client's therapeutic needs."Ultrasound is a mechanical stimulus delivered to the body by means of an ultrasound beam emitted out of an applicator. This ultrasound beam is generated in the ultrasound head by means of a crystal and transmitted to the body through the aluminum surface of the head and contact medium. Therapeutic ultrasound has a frequency range between 1 and 3.3 megahertz (MHz)." | intelect-legend-ultrasound-bc2.jpg
SKU: CHAT2782 | DJO Global Intelect TranSport Ultrasound | Ultrasound is a mechanical stimulus delivered to the body by means of an ultrasound beam emitted out of an applicator. This ultrasound beam is generated in the ultrasound head by means of a crystal and transmitted to the body through the aluminum surface of the head and contact medium. Therapeutic ultrasound has a frequency range between 1 and 3.3 megahertz (MHz). - See more at: http://www.djoglobal.com/products/chattanooga/intelect-transport-ultrasound-0#sthash.WZbG1Thp.dpuf | intelect-transport-ultrasound--26f.jpg
SKU: METLME930 | Mettler Electronics Sonicator Plus 930 2 Channel Combination Therapy Unit | The Sonicator Plus 930 features a 1 and 3 MHz, 5 cm2 applicator for therapeutic ultrasound and the three most popular stimulation waveforms for the busy practice: Interferential, Premodulated and Medium Frequency (Russian). It has an easy-to-use membrane panel, designed to assist the clinician with quick set-up. You can start a treatment by selecting treatment parameters with as few as three keystrokes and adjusting intensity with a twist of a dial. The enclosure has a cradle on the top of the unit to conveniently hold the ultrasound applicator between treatments. Up to three treatment protocols may be run simultaneously on three different timers. | sonicator-plus-930-2-channel-combination-therapy-unit-473.jpg
SKU: METL9401 | Mettler Electronics Sonicator 940 Applicator, 5.5 cmÂ² | Sonicator 940 Applicator (5.5 cmÂ²/ 1.0 and 3.0 MHz). | sonicator-940-applicator-55-cmsup2-0fb.jpg
SKU: METL9402 | Mettler Electronics Sonicator 940 Applicator, 2 cmÂ² | Sonicator 940 Applicator (2 cmÂ²/ 1.0 and 3.0 MHz). | sonicator-940-applicator-2-cmsup2-bc3.jpg
SKU: PMII2004ND | PMI Incorporated TENS Unit with case and accessories | PMI TENS Unit with case and accessories - 1 eachDual channel stimulator with constant, burst, and modulation modes, fully adjustable pulse frequency and pulse width. Includes pre-gelled electrodes, two lead wires 43" and hard carrying case. | tens-unit-with-case-and-accessories-ef1.jpg
SKU: ROSDI3717 | Roscoe Medical InTENSity Twin Stim III | The InTENSityâ„¢ Twin StimÂ® III combine TENS and EMS therapy in one easy-to-use digital device. When operating in TENS mode the unit has four modes and three modes when operating in EMS mode. An Industry leader at 105 mA, this device comes standard with an AC adaptor. | intensity-twin-stim-iii-398.jpg
SKU: ROSDI9698 | Roscoe Medical InTENSity Micro Combo | The InTENSityâ„¢ Micro Combo is a Microcurrent device that lets the patient switch from TENS therapy to Microcurrent therapy, allowing themtreatment of a variety of musculoskeletal issues. | intensity-micro-combo-0b0.png
SKU: ROSDI3302 | Roscoe Medical InTENSity 5000 Hybrid | The InTENSityâ„¢ 5000 Hybrid device combines both digital and analog technology to create an innovative pain management device that is easy to- use. The user will receive the right therapy at the right time by using traditional analog dials to manage intensity levels through LED technology. The InTENSityâ„¢ 5000 Hybrid comes complete with five modes, a timer, electrodes, lead wires, carrying case, user manual and 9-volt battery. | intensity-5000-hybrid-aa3.jpg
SKU: ROSE1P1515WC2 | Roscoe Medical Electrode Poly Bag | Reusable Electrode | electrode-poly-bag-409.jpg
SKU: ROSE1P2035BC2 | Roscoe Medical Electrode Poly Bag 2" x 3.5" | Electrode, Poly Bag | electrode-poly-bag-2-x-35-b14.jpg
SKU: ROSEF2020WC2 | Roscoe Medical Electrode White Cloth 2" x 2" | Flexible and conformable to fit a variety of application sites; | electrode-white-cloth-2-x-2-bb9.jpg
SKU: ROSLZ4045 | Roscoe Medical Sub Zero 4 Oz. Tube | Only leading topical pain reliever with Cat's Claw - a unique herbal blend proven to provide fast, long-lasting relief;Help relieve pain from: strenuous exercise and sore muscles, strains and spasms, joint pain, back, shoulder, and neck pain and arthritis pain | sub-zero-4-oz-tube--4e8.jpg
SKU: ROSLZ5115 | Roscoe Medical Sub Zero Small Sample Pack | Only leading topical pain reliever with Cat's Claw - a unique herbal blend proven to provide fast, long-lasting relief Help relieve pain from: strenuous exercise and sore muscles, strains and spasms, joint pain, back, shoulder, and neck pain and arthritis pain | sub-zero-small-sample-pack-058.jpg
SKU: ROSLZ1050 | Roscoe Medical Sub Zero Gallon Jug | Provides fast long lasting relief from minor aches and pains associated with strenuous exercise, daily activities and the stresses of everyday life. | sub-zero-gallon-jug--7b8.jpg
SKU: ROSLZ1050 | Roscoe Medical Sub Zero Gallon Jug | Provides fast long lasting relief from minor aches and pains associated with strenuous exercise, daily activities and the stresses of everyday life. | sub-zero-gallon-jug--7b8.jpg
SKU: DRVAGF-6X | Drive Medical Portable Digital EMS with Timer and Carrying Case | Drive Medical's digital electronic muscle stimulator with timer provides maximum therapy by delivering a digital electrical waves making it the ultimate in muscle stimulation therapy. It retrains muscle tissue with Electrical Muscle Stimulation (EMS), a proven, efficient way of treating muscle rehabilitation by the transmission of electronic pulses. When directed by a doctor or therapist EMS can be an effective method of physical therapy. Dual isolated channels allow for independent adjustment of each lead wire allowing for various adjustments to ensure proper treatment as instructed. The muscle stimulator can be adjusted to meet your needs. The product can be attached by a metal belt clip. It comes complete with a carrying case, 2 lead wires, a 9-volt battery, 1 package of pre-gelled electrodes and an operating manual. It is protected by a 3-year limited warranty. | portable-digital-ems-with-timer-and-carrying-case-da8.jpg
SKU: DRVAGF-3E | Drive Medical Portable Dual Channel TENS Unit with Electrodes and Carry Case | Packed with features the dual channel TENS unit with electrodes by Drive Medical provides maximum therapy making it the ultimate in pain management. The mild electrical waves are delivered using analog technology to provide a high quality signal through the electrodes. Dual isolated channels allow for independent adjustment of each lead wire allowing for various adjustments to ensure proper treatment as instructed by a therapist or doctor. | portable-dual-channel-tens-unit-with-electrodes-and-carry-case-dba.jpg
SKU: DRVAGF-5X | Drive Medical Digital Dual Channel 5 Mode TENS with Two Strength Duration Modes | Packed with features the dual channel 5-mode digital TENS unit by Drive Medical provides maximum therapy compared to traditional analog machines making it the ultimate in pain management. The mild electrical waves are delivered using digital wave technology to provide a high quality signal through the electrodes. Dual isolated channels allow for independent adjustment of each lead wire allowing for various adjustments to ensure proper treatment as instructed by a therapist or doctor. The digital signals can be adjusted to deliver three different wave forms: asymmetrical, bi-phase and square pulse. The modulation selector offers 5 modes of wave delivery: Normal, Burst and 3 Modulation modes. The TENS unit is lightweight, portable and can be attached by a clip. It comes complete with a carrying case, 2 lead wires, a 9-volt battery, 1 package of pre-gelled electrodes and an operating manual. It is protected by a 3-year limited warranty. | digital-dual-channel-5-mode-tens-with-two-strength-duration-modes-341.jpg
SKU: DRVAGF-103 | Drive Medical Oval Pre Gelled Electrodes for TENS Unit | The oval multitask pre-gelled electrodes by Drive Medical is designed to provide comfort while delivering an efficient treatment. All Drive electrodes are manufactured with American made multitask gel to ensure proper adhesion to the body. The package includes 4 electrodes and is available in: Oval 2" x 4.15" | oval-pre-gelled-electrodes-for-tens-unit-eb3.jpg
SKU: DRVAGF-602 | Drive Medical Portable Dual Channel TENS Unit with Timer and Electrodes | Packed with features the dual channel TENS unit with timer and electrodes by Drive Medical provides maximum therapy making it the ultimate in pain management. The mild electrical waves are delivered using analog technology to provide a high quality signal through the electrodes. The adjustable timer allows you to set treatment times based upon your needs. Dual isolated channels allow for independent adjustment of each lead wire allowing for various adjustments to ensure proper treatment as instructed by a therapist or doctor. The analog signals can be adjusted to deliver three different wave forms: asymmetrical, bi-phase and square pulse. The modulation selector offers 3 modes of wave delivery: Normal, Burst and Modulation mode. The TENS unit is lightweight, portable and can be attached by a clip. It comes complete with a carrying case, 2 lead wires, a 9-volt battery, 1 package of pre-gelled electrodes and an operating manual. It is protected by a 3-year limited warranty. | portable-dual-channel-tens-unit-with-timer-and-electrodes-edb.jpg
SKU: METL7410 | Mettler Electronics Sonicator 740 Applicator, 10 cmÂ² | Sonicator 740 Applicator With Coupling Indicator Light(10 cmÂ² / 1 MHz). | sonicator-740-applicator-10-cmsup2-b15.jpg
SKU: METL7413 | Mettler Electronics Sonicator 740 Applicator, 5 cmÂ² | Sonicator 740 With Coupling Indicator Light (5 cmÂ² / 1.0 & 3.2 MHz). | sonicator-740-applicator-5-cmsup2-072.jpg
SKU: METL7431 | Mettler Electronics Sonicator 740 Applicator, 1 cmÂ² | Sonicator 740 Applicator (1 cmÂ² / 3.3 MHz). | sonicator-740-applicator-1-cmsup2-7ac.jpg
SKU: METL7513 | Mettler Electronics Sonicator Plus 930, 992 or 994 Applicator, 5 cmÂ² | Sonicator Plus 930, 992 or 994 Applicator, 5 cmÂ². | sonicator-plus-930-992-or-994-applicator-5-cmsup2-9b4.jpg
SKU: METL2221 | Mettler Electronics EZ Trode Electrode, 2â€ Round | EZ Trode self-adhesive electrodes provide superior conductivity and longevity. They have soft rubber connectors and come in foil-lined re-sealable bags that preserve freshness while being easy to open and close. EZ Trodes come in four convenient sizes. 2â€ Roundâ€” (2221) Ideal for interferential stimulation of the ankle, knee, shoulder, neck and elbow. | ez-trode-electrode-2-round-a09.jpg
SKU: METL2222 | Mettler Electronics EZ Trode Electrode, 2.75â€ Round | EZ Trode self-adhesive electrodes provide superior conductivity and longevity. They have soft rubber connectors and come in foil-lined re-sealable bags that preserve freshness while being easy to open and close. EZ Trodes come in four convenient sizes. 2.75â€ Roundâ€” (2222) A larger size electrode for interferential stimulation of the low back. | ez-trode-electrode-275-round-c37.jpg
SKU: SAMP920086 | Metron Metron Accusonic Plus | Offers a 1 & 3 Mhz technology through one dual frequency 5 cm2 applicator. An additional 3 Mhz 0.75 cm2 applicator is also available for use. The system is equipped with two internal ports allowing the therapist to switch between applicators. The unit offers 20 clinical protocols, pre-programmed or customized, for ease of use and speed of setup. Equipped with state-of-the art microprocessor technology. The unit features a contact display that monitors the degree of contact being made from the treatment applicator to the patient. The internal software allows for a self-tuning calibration procedure prior to treatment. The software also communicates with each applicator to correctly monitor the frequency. | metron-accusonic-plus-bae.jpg
SKU: IDPEBW-1 | Ideal Products Economy Bottle Warmer | When a basic, non-adjustable warmer is all you need for your gels and/or lotions, an economy bottle warmer is the perfect match. Use Economy Bottle Warmers when fixed-temperature is good enough. Available in four bottle designs. | economy-bottle-warmer-104.jpg
SKU: CHAT1600 | DJO Global Chattanooga Intelect SWD100 Shortwave Diathermy | The Intelect SWD100 offers the ground-breaking innovations you've come to expect from Chattanooga with the safe, effective deep tissue heating therapy of shortwave diathermy. With full-color touch-screen interface, onboard clinical resources, customizable treatment parameters and more, the Intelect SWD100 is remarkably intuitive and easy to use. Quickly begin treatment with one touch to the home screen and then pressing â€œstart.â€ Ideal for: pain relief, reduction of muscle spasm, decreasing joint stiffness, contractures, increased blood flow, chronic inflammatory conditions, bursitis, tenosynovitis and chronic inflammatory pelvic disease. | chattanooga-intelect-swd100-shortwave-diathermy-07d.jpg
SKU: DRVAGF-101 | Drive Medical Replacement Square Electrodes Pads for TENS | Replacement Square Electrodes Pads | replacement-square-electrodes-pads-for-tens-969.jpg
SKU: DJO79-82618 | DJO Global Clinic Knee Sleeve Extra Large | 1/8" single-sided nylon neoprene with contoured design for controlled, uniform compression. | clinic-knee-sleeve-extra-large-246.jpg
SKU: ROSCE1P1515WC2 | Roscoe Medical Electrode 1.5" x 1.5" White Cloth | Electrode, Poly Bag, 1.5" x 1.5", White Cloth, Premium Gel | electrode-15-x-15-white-cloth-485.jpg
SKU: ROSCE1P2020BC2 | Roscoe Medical Self Adhering Electrodes 2" x 2" Blue | 2" x 2", Blue Cloth Electrodes. Reusable. 4/ Poly Bag | self-adhering-electrodes-2-x-2-blue-6d8.jpg
SKU: ROSCE1P2020TC2 | Roscoe Medical Economy Electrodes 2" x 2" Tan | For use with TENS & EMS Units. | economy-electrodes-2-x-2-tan-bc1.png
SKU: ROSCEF1530S3 | Roscoe Medical Electrode Foil 1.5 x 3 Sterile | Eleck430-Sterile Post-Op Electrodes, 1.5" x 3.0" | electrode-foil-15-x-3-sterile-d38.jpg
SKU: ROSCEF1535WC2 | Roscoe Medical Electrode Foil 1.5 x 3.5 White Cloth | Electrode, Foil Bag, 1.5"x3.5", White Cloth, Premium US Gel | electrode-foil-15-x-35-white-cloth-a6f.jpg
SKU: ROSCEF2000TC2 | Roscoe Medical Electrode Foil 2" Tan Cloth | Electrode, Foil Bag, 2" Round, Tan Cloth, Tyco Gel. | electrode-foil-2-tan-cloth-ec4.jpg
SKU: ROSCEF2000WC2 | Roscoe Medical Electrode Foil 2" White Cloth | Electrode, Foil Bag, 2" Round, White Cloth, Premium US Gel | electrode-foil-2-white-cloth-779.jpg
SKU: ROSCEF2000WF2 | Roscoe Medical Electrode Foil 2" White Foam | Electrode, Foil Bag, 2" Round, White Foam, Tyco Gel | electrode-foil-2-white-foam-52b.jpg
SKU: ROSCEF2020WC2 | Roscoe Medical Electrode Foil 2 x 2 White Cloth | Electrode, Foil Bag, 2"x2", White Cloth, Tyco Gel | electrode-foil-2-x-2-white-cloth-869.jpg
SKU: ROSCEF2020WF2 | Roscoe Medical Electrode Foil 2 x 2 White Foam | Electrode, Foil Bag, 2"x2" White Foam, Tyco gel | electrode-foil-2-x-2-white-foam-03f.jpg
SKU: ROSCEF2035TC2 | Roscoe Medical Electrode Foil 2 x 3.5 Tan Cloth | Electrode, Foil Bag, 2"x3.5", Tan Cloth, Tyco Gel | electrode-foil-2-x-35-tan-cloth-dd8.jpg
SKU: ROSCEF2035WC2 | Roscoe Medical Electrode Foil 2 x 3.5 White Cloth | Electrodes, Foil Bag, 2" x 3.5", White Cloth, Tyco Gel | electrode-foil-2-x-35-white-cloth-b76.jpg
SKU: ROSCEF2035WF2 | Roscoe Medical Electrodes Foil Bag 2.0" x 3.5" | white foam | electrodes-foil-bag-20-x-35-2d8.jpg
SKU: ROSCEF2040TC2 | Roscoe Medical Electrode Foil 2 x 4 Tan Cloth | Electrodes, Foil Bag, 2" x 4" Oval, Tan Cloth, Tyco Gel | electrode-foil-2-x-4-tan-cloth-d28.jpg
SKU: ROSCEF2040WF2 | Roscoe Medical Electrode Foil 2 x 4 White Foam | Electrodes, Foil Bag, 2" x 4" Oval, White Foam, Tyco Gel | electrode-foil-2-x-4-white-foam-24e.jpg
SKU: ROSCEF3000TC2 | Roscoe Medical 3" Round Electrode Foil Pack Tan Cloth | Packaged in a Foil Bag: 3 Round: Premium Gel: Tan Cloth | 3-round-electrode-foil-pack-tan-cloth-70c.jpg
SKU: ROSCEF3000WC2 | Roscoe Medical Electrode Foil 3 White Cloth | Electrodes, Foil Bag, 3" Round, Tan Cloth, Tyco Gel | electrode-foil-3-white-cloth-259.jpg
SKU: ROSCEF3000WF2 | Roscoe Medical Electrode Foil 3 White Foam | Electrodes, Foil Bag, 3" Round, White Foam, Tyco Gel | electrode-foil-3-white-foam-db8.jpg
SKU: ROSCEP15140WF2 | Roscoe Medical Electrode Strip White Foam 1.5" x 14" 2 Leads | Electrode, Poly Bag, 1.5"x14", White Foam, Premium Gel, 2 leads | electrode-strip-white-foam-15-x-14-2-leads-4e9.jpg
SKU: ROSCEP2020RW2 | Roscoe Medical Relief Wrap Electrode 2" x 2" White Foam | Relief Wrap Electrodes, 2x2 White Foam, 1 7/8 Velcro Coin, Poly Bag with Insert | relief-wrap-electrode-2-x-2-white-foam-ff2.jpg
SKU: ROSCEP2020SS3 | Roscoe Medical Premium Silver Electrodes 2" x 2" | Self-Adhesive : Silver-Coated : White Cloth Backed : Flexible : Reusable : 2 x 2 | premium-silver-electrodes-2-x-2-6ea.jpg
SKU: ROSCEP2035BC2 | Roscoe Medical Electrode 2" x 3.5" Blue Cloth | Electrodes, Poly Bag, Blue Insert, 2"x3.5", Blue Cloth, Tyco Gel | electrode-2-x-35-blue-cloth-22a.jpg
SKU: ROSCEP3000BR7 | Roscoe Medical 3" Round Black Rubber Electrode | 3 inch Round Rubber - Black Electrode, Poly Bag | 3-round-black-rubber-electrode-ed2.jpg
SKU: ROSCEP4000BR7 | Roscoe Medical 4" Round Black Rubber Electrode | Poly Bag, 4" Round, Black, Rubber Electrode | 4-round-black-rubber-electrode-0d2.jpg
SKU: ROSCEPBUTTMN2 | Roscoe Medical MiniElectrode for Mini TENS Only | Mini Electrode, Butterfly, for Mini-TENS, With Premium Gel | minielectrode-for-mini-tens-only-8fa.jpg
SKU: ROSCER2535B2 | Roscoe Medical Rubber Electrodes 2.5" x 3.5" | Professional Rubber Electrodes | rubber-electrodes-25-x-35-d43.jpg
SKU: ROSCER2743B2 | Roscoe Medical Rubber Electrodes 2.75" x 4.3" | Professional Rubber Electrodes: Poly Baged : 2.75 x 4.3 | rubber-electrodes-275-x-43-367.jpg
SKU: ROSCES2740Y2 | Roscoe Medical Electrode Sponges 2.75" x 4" | Professional Electrode Sponges : For all Professional Devices : 2.75\032 x 4 | electrode-sponges-275-x-4-768.jpg
SKU: ROSCES3047Y2 | Roscoe Medical Electrode Sponges 3" x 4.75" | Professional Electrode Sponges : For all Professional Devices : 3\032 x 4.75\032 | electrode-sponges-3-x-475-84d.jpg
SKU: ROSCGF5020 | Roscoe Medical Relief Wrap Medium 2 x 2 Electrodes | Relief Wrap - Medium 2x2 Electrodes (EP2020RW2 - 4/pk) Fits approx. 25" - 30" waist. | relief-wrap-medium-2-x-2-electrodes-ea0.jpg
SKU: ROSCGF5130 | Roscoe Medical Relief Wrap X Large 2 X 2 Electrodes | Relief Wrap - XLarge 2X2 Electrodes (EP2020RW2 - 4/pk) Fits approx. 40" - 45" waist. | relief-wrap-x-large-2-x-2-electrodes-fca.jpg
SKU: ROSCGF5240 | Roscoe Medical Relief Wrap Large 2 x 2 Electrodes | Relief Wrap - Large 2x2 Electrodes (EP2020RW2 - 4/pk) Fits approx. 30" - 40" waist | relief-wrap-large-2-x-2-electrodes-603.jpg
SKU: ROSCGF5350 | Roscoe Medical Relief Wrap Small 2 x 2 Electrodes | Relief Wrap - Small 2x2 Electrodes (EP2020RW2- 4/pk) Fits approx. 20" - 25" waist. | relief-wrap-small-2-x-2-electrodes-60a.jpg
SKU: ROSCDE5030 | Roscoe Medical EMS 5.0 Muscle Stim Analog Unit | The EMS 5.0 Muscle Stim Analog Unit is designed for personal use, however it is strong enough to be used in an office setting. The EMS unit uses electrical impulses to contract and relax muscles helping those who experience muscle tension in the upper back and neck areas. Can be used to regain muscle strength after surgery or being in a cast. The EMS unit is portable and may be clipped to a belt, shirt, pocket or other clothing.Qty: 32 per master carton Contains: 4/pk E1F1515TC2, 1-9 volt battery TA9050-I, 2/pk WW3005 leads | ems-50-muscle-stim-analog-unit-8a1.jpg
SKU: ROSCDE7502 | Roscoe Medical EMS 7500 Digital EMS | The EMS 7500 Digital Device features a patient compliance meter, three modes, safety amplitude cover, sturdy metal belt clip, rubber side railings for maximum handling and a premium silver finish.EMS 7500 2nd Generation, 100mA output, silver coating, rubber sides rails. Contains: 4/pk E1F1515TC2, 1- TA9050-I, 2/pk WW3005 leads. | ems-7500-digital-ems-b8e.jpg
SKU: ROSCDF4000 | Roscoe Medical IF 4000 Analog Interferential | The IF-4000 helps control pain and speeds the healing process by delivering small pulses of electrical current to an injury through electrodes that pass current through the skin and stimulate underlying nerves producing a mild, tingling sensation to provide relief from chronic and acute pain. Interferential therapy is used for very localized areas where deep current for pain control or increased circulation is needed. | if-4000-analog-interferential-395.jpg
SKU: ROSCDN4055 | Roscoe Medical IF 4K Digital Interferential Device Dual Channel | The IF 4K Digital Interferential Device offers multiple treatment modes and can provide up to two hours of treatment with batteries or unlimited treatment using the AC adapter. | if-4k-digital-interferential-device-dual-channel-8ad.jpg
SKU: ROSCEA2020WC-VTX | Roscoe Medical ValuTrode X Axelgaard 2 x 2 inch Square White Cloth Electrode | The ValuTrode line of Electrodes provide the patient with superior quality at an economical price. Offering a variety of shapes and sizes, this popular line combines high quality materials and comfortable stimulation. | valutrode-x-axelgaard-2-x-2-inch-square-white-cloth-electrode-e2b.jpg
SKU: ROSCEA2040WC-SN | Roscoe Medical UltraStim Single Snap Axelgaard 2 x 4 inch White Cloth Electrode | UltraStim Snap patented current controlling neurostimulation electrodes distribute current evenly and comfortably for the patient through the use of a snap connector rather than a lead wire. | ultrastim-single-snap-axelgaard-2-x-4-inch-white-cloth-electrode-793.jpg
SKU: ROSCEA2040WC-SND | Roscoe Medical UltraStim Dual Snap Axelgaard 2 x 4 inch White Cloth Electrode | UltraStim Snap patented current controlling neurostimulation electrodes distribute current evenly and comfortably for the patient through the use of a snap connector rather than a lead wire. | ultrastim-dual-snap-axelgaard-2-x-4-inch-white-cloth-electrode-c9b.jpg
SKU: ROSCEA2040WC-US | Roscoe Medical UltraStim Wire Axelgaard 2 x 4 inch Rectangle White Cloth Electrode | UltraStim Wire patented current controlling neurostimulation electrodes distribute current evenly and comfortably for the patient. This electrode features Axelgaard's proprietary silver grid pattern, which is calculated precisely to control electrical current evenly over the surface of the electrode. | ultrastim-wire-axelgaard-2-x-4-inch-rectangle-white-cloth-electrode-b65.jpg
SKU: ROSCEA2040WC-VT | Roscoe Medical ValuTrode Axelgaard 2 x 4 inch Oval White Cloth Electrode | The ValuTrode line of Electrodes provide the patient with superior quality at an economical price. Offering a variety of shapes and sizes, this popular line combines high quality materials and comfortable stimulation. | valutrode-axelgaard-2-x-4-inch-oval-white-cloth-electrode-648.jpg
SKU: PMTPMTLT | Pain Management Technologies Infrared Light Wand | This hand-held infrared light wand provides therapeutic deep relief. Infrared heat penetrates far below the surface of the skin to soothe and comfort the nerves. | infrared-light-wand--1ef.jpeg
SKU: PMTQlight | Pain Management Technologies Qlight Wand | The Qlight provides deep, infrared heat that can penetrate below the surface of the skin to produce a soothing, comforting effect upon the nerves. On a cellular level, an increase in heat above the cells normal temperature causes an increase in the cells metabolic rate. This increase is due to several events that occur simultaneously within and around the cell. The increased heat causes increased permeability of cellular membranes, which allows for greater exchange of the cells cytoplasmic contents with its environment. | qlight-wand-9fb.jpg
SKU: NOVAEMS-3000 | Nova Electronic Muscle Stimulator | Electronic Muscle Stimulator | electronic-muscle-stimulator-3c7.jpg
SKU: METLME 215 | Mettler Electronics Trio*Stim 215 Neuromuscular Stimulator | The Trio*Stim is a battery-operated, neuromuscular electrical stimulator. The Trio*Stim features three therapeutic modes: TENS, Muscle Stimulation and Microcurrent. This two-channel unit allows you to provide a device for pain control with either TENS or Microcurrent stimulation or you can use the same device for muscle rehabilitation, re-education and spasm reduction. | triostim-215-neuromuscular-stimulator-376.jpg
SKU: METL7107 | Mettler Electronics Sonicator 710 and 900 Applicator, 7 cmÂ² | Sonicator 710 applicator, 7 cmÂ². | sonicator-710-and-900-applicator-7-cmsup2-a7d.jpg
SKU: SAMP922301 | Sammons Preston Myotrac T4000P Triode Electrodes | Portable, reliable EMG unit is appropriate for the home, clinic or office. Provides immediate feedback on muscle activity through a bright 13 segment light-bar and a proportional tone | myotrac-t4000p-triode-electrodes-cda.jpg
SKU: SAMP920061 | Sammons Preston Pathway Electrodes | Pathway Electrodes | pathway-electrodes-b8e.jpg
SKU: FAB13-1322 | Fabrication Enterprises Micro II Microcurrent T.E.N.S 2-Channel | Dual Channel Microcurrent / Micro TENS Unit. 3 frequencies: .3 Hz, 8 Hz, and 80 Hz. Changes polarity each second. Wave: Modified square Bi-Phasic. Timer: Constant, 20, 40 minutes. Includes carry case, stimulator, lead wires, 4 self stick electrodes, 9V battery, and instructions. | micro-ii-microcurrent-tens-2-channel-916.jpg
SKU: CMU5T | Complete Medical Ultima Five Digital TENS | Includes Device, batteries, lead wires, 1-4pack of electrodes, carrying case and users manual, Features 5 modes with dual channels, 3 wave forms and 20 treatment modes. Body part specific settings provide easy set-up and application. Intensity settings can be locked into place so there is no need for a cap over the controls. | ultima-five-digital-tens-c15.jpg
SKU: SAMP568192 | Sammons Preston BioStim SD Digital TENS | 4 Mode digital TENS with SD1 and SD2 modes for more effective pain management. | biostim-sd-digital-tens-127.jpg
SKU: ROSCDS5402 | Roscoe Medical Twin Stim Plus 3rd Edition Combo Quad Channel TENS Unit Muscle Stimulator | The Twin Stim Plus 3rd Edition by Roscoe Medical is a pain management device specially created for treatments like TENS, EMS, IF (Interferential) and Russian. All of these with four channels in a single portable unit. This unit contains split intensity controls for each frequency channel and adaptable parameters to let patients customize their pain therapy for the time intervals recommended by their caregiver. It comes with two timers, adjustable ramp time and a large enough LCD screen for a comfortable view. | twin-stim-plus-3rd-edition-combo-quad-channel-tens-unit-muscle-stimulator-5d9.jpg
SKU: ROSCEP2020TC2-INT | Roscoe Medical InTENSity Tan Cloth 2 x 2 Electrode | InTENSity 4 Pack Electrodes - 5 cm (2") Tan Cloth, Tyco Gel, Poly Bag Packaging | intensity-tan-cloth-2-x-2-electrode-e5e.jpg
SKU: ROSCDI2717 | Roscoe Medical InTENSity Twin Stim IV Portable Pain Relief System | The InTENSity Twin Stim IV is the newest standard in portable, multifunction electrotherapy offering patients two modalities in one user-friendly, ergonomic design Transcutaneous Electrical Nerve Stimulation (TENS) and Neuromuscular Electrical Stimulation (NMES).Equipped with pre-set body part specific settings as well as a customizable option, the InTENSity Twin Stim IV intuitively guides the patient step-by-step to ensure the ideal therapeutic treatment throughout the healing cycle. In addition, patients can modify treatment time, pulse rate and duration (width), cycling time, and contraction/relaxation/ramp times.The NMES setting sends gentle electrical pulses in a contraction and relaxation rhythm to help relieve muscle spasms, re-educate muscles, and help prevent muscle atrophy.The wide-ranging capability of the InTENSity Twin Stim IV is perfect for those patients with multiple electrotherapy needs. With the powerful rechargeable lithium ion battery, this portable device can be used at home, at work or on the go. | intensity-twin-stim-iv-portable-pain-relief-system-960.jpg
SKU: TCMD6010-T | Tech-Med TENS Unit | The application of the Tens Unit relieves chronic pain, alleviates acute pain caused by surgery or trauma, reduces edema, and promotes blood circulation. | tens-unit-ae6.jpg
SKU: FAB13-1303 | BodyMed Interferential Therapy Unit | IF-4000 interferential therapy unit, portable/battery, AC adapter, complete. | interferential-therapy-unit-5c2.jpg
SKU: CERPELB-11-1500 | Core Products WiTouch Pro Bluetooth Wireless TENS Device | HollywogÂ® WiTouch Pro Bluetooth, the original wireless TENS Unit for back pain. New Bluetooth version includes adjustment controls on the front and convenient control from your smartphone with the WiTouch App available for iOS and Android. | witouch-pro-bluetooth-wireless-tens-device-968.jpg
SKU: ROSCDT3002 | Roscoe Medical TENS 3000 Analog Unit 3 Modes | The TENS 3000 analog unit uses a microprocessor, which gives exact dial performance. Benefits includes maximum full strength power of 80 mA. The TENS 3000 is as accurate as a digital unit, yet easy to operate. The safety amplitude cap protects the amplitude knobs from accidental bumps or knob movements. | tens-3000-analog-unit-3-modes-579.jpg
SKU: ROSCDT6030 | Roscoe Medical TopTENS Pain Relief System | The TopTENS Pain Relief System is a doctor recommended, over-the-counter (OTC) device that provides prescription-strength pain relief associated with sore and aching muscles in the upper and lower extremities due to strain from exercise or normal household and work activities. This easy-to-use device comes equipped with eight preset programs allowing you to customize your therapy and target your pain. Comes complete with three AAA batteries, lead wires and four reusable electrodes for effective therapy on the go. A great retail item as it is FDA cleared for over- the-counter sale. | toptens-pain-relief-system-9f4.jpg
SKU: ROSCDT6070 | Roscoe Medical TENS 7000 To Go Back Pain Relief System | The TENS 7000 To Go Back Pain Relief System is a doctor recommended, over-the-counter (OTC) TENS device that provides prescriptionstrength pain relief associated with sore and aching muscles in the lower back. This easy-to-use device comes equipped with a conductive electrode support belt that transmits the current directly to the pain site. With five preset therapy modes, you can quickly customize your therapy and target your back pain. Comes complete with TENS 7000 device, conductive electrode support belt, conductive spray, snap-on lead wire, a 9-volt battery and user manual. FDA cleared for over-the-counter sale, a great retail item. | tens-7000-to-go-back-pain-relief-system-60b.jpg
SKU: ROSCDT7202 | Roscoe Medical TENS 7000 Digital Unit 5 Modes | The TENS 7000 2nd Edition is the best valued digital TENS unit on the market today. Proven to be the most durable and easy-to-use TENS unit. The upgraded digital processor is accurate and precise, the preferred doctorâ€™s choice for effective pain relief.TENS 7000 2nd Generation, 100mA output, 5 modes, silver coating and rubber sides rails. Case includes: 1-TENS 7000 unit,1-(2/pk) WW3005 lead wires, 1-9 volt battery, 1-(4/pk) Caution: This is a Class II Medical device and Federal law restricts this device to sale by or on the order a Physician. | tens-7000-digital-unit-5-modes-118.jpg
SKU: METLME 210 | Mettler Electronics Tens 210 Neuromuscular Stimulator | The TENS 210 is a battery-operated two-channel transcutaneous electrical nerve stimulator that creates electrical impulses. Intensity, duration, number per second and modulation of those impulses can be altered with easy to use controls or switches, all in a light-weight package. | tens-210-neuromuscular-stimulator-a32.jpg
SKU: METL2261 | Mettler Electronics Single Wire Electrode Cable for Combination Therapy | Single wire electrode cable for combination therapy with special international-type connector. | single-wire-electrode-cable-for-combination-therapy-833.jpg
SKU: SAMP923062 | Sammons Preston SpectraÂ® 360 Electrode Gel, Case of 12 | Salt-free and chloride-free electrically conductive gel recommended for all electromedical procedures, including TENS | spectrareg-360-electrode-gel-case-of-12-5b7.jpg
SKU: SAMP567921 | Sammons Preston Comfort-Stim TENS with Timer, Lead Wires | Lead Wires For Comfort-Stim TENS | comfort-stim-tens-with-timer-lead-wires-968.jpg
SKU: SAMP568732 | Sammons Preston Comfort Stim TENS with Timer | System includes: stimulator, lead wires, four self-stick hypoallergenic disposable electrodes, 9-volt battery, hard plastic carrying case and instruction booklet. | comfort-stim-tens-with-timer-fe4.jpg
SKU: ROSCDI1010 | Roscoe Medical Intensity 10 Digital TENS Device | The InTENSity 10 Digital TENS device allows patients to select from ten pre-set body icons for targeted therapy, making it the easiest and most effective TENS device available on the market today. With the press of two buttons the easy-to-use device is ready to operate effectively based on the area of the body that is being treated. Comes complete with an AC adaptor for effective therapy on the go. | intensity-10-digital-tens-device-10c.jpg
SKU: METL2101 | Mettler Electronics Electrode cable for TENS 210(T) | Electrode cable for TENS 210(T) | electrode-cable-for-tens-210t-31d.jpg
SKU: METL2260 | Mettler Electronics Electrode Cable Set | Electrode cable set (208, 208A, 226,228,240,294,930,992,994) | electrode-cable-set-be1.jpg
SKU: ROSEF2035WC2 | Roscoe Medical Reusable Electrode Rectangle White Cloth | Reusable self-adhering electrode in white cloth. | reusable-electrode-rectangle-white-cloth-37a.jpg
SKU: BDSPNPP604 | BodyMed Rectangular Foam Back Carbon Electrode 2" X 3 1/2" | Carbon electrodes for use with TENS and electrical muscle stimulators. Flexible and reusable; | rectangular-foam-back-carbon-electrode-2-x-3-1-2-b4c.gif
SKU: BDSPNPP608 | BodyMed Butterfly Foam Back Carbon Electrode 4" X 6" | Carbon electrodes for use with TENS and electrical muscle stimulators. | butterfly-foam-back-carbon-electrode-4-x-6--516.gif
SKU: VTLC59006 | VitalStim Lead Wires Set | VitalStim lead wires | lead-wires-set-cbb.png
SKU: NOVATENS-2000 | Nova Electronic Nerve Stimulator with Mode Selector | Electronic Nerve Stimulator with Mode Selector | electronic-nerve-stimulator-with-mode-selector-b4f.jpg
SKU: GFGF-45 | Grafco Lead Wires T.E.N.S. | Lead Wires T.E.N.S. Accessories | lead-wires-tens--104.jpg
SKU: METL2262 | Mettler Electronics Plug Adapter for Sys Stim model and Sonicator Plus model | Single channel cable adapter set for the SysStim 206 & 207. | plug-adapter-for-sys-stim-model-and-sonicator-plus-model-9d4.jpg
SKU: SAMP922196 | Covidien Uni Patch Pre TENS Skin Prep Wipes | Pre-treatment skin wipe cleans, disinfects, and leaves a coating to shield the skin from adhesives and possible irritation. | uni-patch-pre-tens-skin-prep-wipes-882.jpg
SKU: BDSPNPP605 | BodyMed 1 1/4" Round Cloth Back Carbon Electrode | Carbon electrodes for use with TENS and electrical muscle stimulators. Flexible and reusable; features MultiStick GelÂ®. White Fabric Back. Latex-free. 1-1/4", round. 4/pk | 1-1-4-round-cloth-back-carbon-electrode-3c2.gif
SKU: METL2027 | Mettler Electronics Pin to Banana Adapter Plug for Electrode Cables, Gray | Pin to banana adapter plug for use with ME 2260 and 2261 electrode cables. Four each, gray. | pin-to-banana-adapter-plug-for-electrode-cables-gray-f3b.jpg
SKU: METL2705 | Mettler Electronics V Trode Electrode 2" Square | V Trode self-adhesive neurostimulation electrodes feature soft rubber lead wire attachments that make it easy to attach them to the electrode lead wires. A long lasting gel provides strong adhesion to the skin. | v-trode-electrode-2-square-378.jpg
SKU: METL2263 | Mettler Electronics Single Channel Cable Adapter Set | LGMedSupply is delighted to be an Authorized Dealer for Mettler Electronics.Single channel cable adapter set for the Sys Stim 206 & 207. | single-channel-cable-adapter-set-ede.jpg
SKU: BOML00036 | Biomedical Life Systems BioDerm System | Similar to Karaya, these Adhesive Polymer Pads are used in conjunction with the black carbon electrodes. | bioderm-system-135.jpg
SKU: SAMP922999 | Sammons Preston Covidien Dispersive Electrode 4" X 7" | Specialty Series Dispersive Electrode. | covidien-dispersive-electrode-4-x-7--be6.jpg
SKU: BDSPNPP4002IR | BodyMed Self Adhering Electrodes | BodyMed Self-Adhering Electrodes with Multistick Gel. Carbon electrodes for use with TENS and electrical muscle stimulators. Flexible and reusable; features MultiStick GelFabric Back. Latex-free. 2", round. 4 per pack | self-adhering-electrodes-4b5.gif
SKU: BDSPNPP40122 | BodyMed Self-Adhering Electrodes 2" x 2" Square | BodyMed Self-Adhering Electrodes with MultiStick Gel. Carbon electrodes for use with TENS and electrical muscle stimulators. Flexible and reusable; features MultiStick GelFoam Back. Latex-free. | self-adhering-electrodes-2-x-2-square-844.gif
SKU: BDSPNPP4002IR | BodyMed Self Adhering Electrodes | BodyMed Self-Adhering Electrodes with Multistick Gel. Carbon electrodes for use with TENS and electrical muscle stimulators. Flexible and reusable; features MultiStick GelFabric Back. Latex-free. 2", round. 4 per pack | self-adhering-electrodes-4b5.gif
SKU: BDSPNPP606 | Body Sport Self-Adhering Electrodes | BodyMed Self-Adhering Electrodes. Carbon electrodes for use with TENS and electrical muscle stimulators. Flexible and reusable; features MultiStick Gel. White Fabric Back | self-adhering-electrodes-315.gif
SKU: BDSPNPP609 | BodyMed BodyMed Self Adhering Fabric Back Electrodes 3" X 5" Rectangular Cloth Back Carbon | Carbon electrodes for use with TENS and electrical muscle stimulators. | bodymed-self-adhering-fabric-back-electrodes-3-x-5-rectangular-cloth-back-carbon--d6a.jpg
SKU: BDSPNPP610 | BodyMed Rectangular Cloth Back Carbon Electrode 4" X 7" | Carbon electrodes for use with TENS and electrical muscle stimulators. | rectangular-cloth-back-carbon-electrode-4-x-7-deb.gif
SKU: BDSPNPP612 | BodyMed Silver Carbon Electrode 2" X 2" | BodyMedÂ® Self-Adhering Silver Electrodes. Carbon electrodes for use with TENS, electrical muscle stimulators, interferential and other electrotherapy devices. Pure silver conductor provides uniform current dispersion. | silver-carbon-electrode-2-x-2-7d1.gif
SKU: BDSPNPP613 | BodyMed 2" X 3 1/2" Rectangular Silver Carbon Electrode | BodyMedÂ® Self-Adhering Silver Electrodes. Carbon electrodes for use with TENS, electrical muscle stimulators, interferential and other electrotherapy devices. Pure silver conductor provides uniform current dispersion. Flexible and reusable. Latex-free. White cloth back. | 2-x-3-1-2-rectangular-silver-carbon-electrode-65e.gif
SKU: CHAT42068 | DJO Global Dura-Stick High Volt Accessory Kit 5" x 8" Rectangle Dispersive and Two 2" Round Self-Adhesive Electrodes | Â Each package contains one 5" x 8" self-adhesive dispersive pad and two round self-adhesive electrodes. Includes two round 2" self-adhesive electrodes. Single patient use. For use in High-Volt treatments for: Relaxation of muscle spasms, Prevention or retardation of disuse atrophy, Muscle re-education, Maintaining or increasing range of motion. | dura-stick-high-volt-accessory-kit-5-x-8-rectangle-dispersive-and-two-2-round-self-adhesive-electrodes-05e.jpeg
SKU: METL2264 | Mettler Electronics Dual Channel Cable Adapter Set | Dual channel cable adapter set for the Sys Stim 206A, 207A & 220 & Sonicator Plus 900. | dual-channel-cable-adapter-set-5bb.jpg
SKU: METL2265 | Mettler Electronics Single Cord Adapter Set for Sonicator Plus 900 | Single cord adapter set for Sonicator Plus 900. Comes complete with one plug adapter (2262) and one international cable (2261). | single-cord-adapter-set-for-sonicator-plus-900-98a.jpg
SKU: METL2224 | Mettler Electronics EZ Trode Electrode, 2â€ Square | EZ Trode self-adhesive electrodes provide superior conductivity and longevity. They have soft rubber connectors and come in foil-lined re-sealable bags that preserve freshness while being easy to open and close. EZ Trodes come in four convenient sizes.2â€ Squareâ€” (2224) Square electrode maximizes stimulation surface area while keeping the same price as 2â€ round electrodes. Rounded corners help reduce edge curl. | ez-trode-electrode-2-square-572.jpg
SKU: METL2702 | Mettler Electronics V Trode Electrode, 2" Round | V Trode self-adhesive neurostimulation electrodes feature soft rubber lead wire attachments that make it easy to attach them to the electrode lead wires. A long lasting gel provides strong adhesion to the skin. V Trodes come in four convenient sizes. 2" Roundâ€” (2702) Ideal for interferential stimulation of the ankle, knee, shoulder, neck and elbow. | v-trode-electrode-2-round-798.jpg
SKU: METL2703 | Mettler Electronics V Trode Electrode, 2.75" Round | V Trode self-adhesive neurostimulation electrodes feature soft rubber lead wire attachments that make it easy to attach them to the electrode lead wires. A long lasting gel provides strong adhesion to the skin. V Trodes come in four convenient sizes. 2.75" Roundâ€” (2703) A larger size electrode for interferential stimulation of the low back. | v-trode-electrode-275-round-be7.jpg
SKU: METL2704 | Mettler Electronics V Trode Electrode, 2" x 4" Oval | V Trode self-adhesive neurostimulation electrodes feature soft rubber lead wire attachments that make it easy to attach them to the electrode lead wires. A long lasting gel provides strong adhesion to the skin. V Trodes come in four convenient sizes. 2" x 4" Ovalâ€” (2704) Oval shape fits large muscles such as the quadriceps or hamstrings for muscle stimulation protocols. | v-trode-electrode-2-x-4-oval-7e6.jpg
SKU: METL2223 | Mettler Electronics EZ Trode Electrode, 2â€ x 5â€ Rectangle | EZ Trode self-adhesive electrodes provide superior conductivity and longevity. They have soft rubber connectors and come in foil-lined re-sealable bags that preserve freshness while being easy to open and close. EZ Trodes come in four convenient sizes.2â€ x 5â€ Rectangleâ€” (2223) Fits large muscles such as the quadriceps or hamstrings for muscle stimulation protocols. | ez-trode-electrode-2-x-5-rectangle-247.jpg
SKU: BOML00035 | Biomedical Life Systems Bioderm System | Self adhesive black carbon electrodes. Repeated applications of up to one week. | bioderm-system-14a.jpg
SKU: BDICLT305SG | Bio-Detek Cloth Solid Gel Electrode, 1 1/2" x 2 1/8" Rectangular, White, 5/pch, 12 pch/bx, 10 bx/cs | Specially designed for use in ICU/CCU and other long term medical applications. Available in a variety of materials, gels, and packing configurations. They have large adhesive area, silver/silver chloride sensing system, exceeds AAMI specifications, and all long term ECG electrodes are latex free. | cloth-solid-gel-electrode-1-1-2-x-2-1-8-rectangular-white-5-pch-12-pch-bx-10-bx-cs-12c.jpg
SKU: BDICME203P | Bio-Detek Clear Tape Wet Gel Pediatric Electrode,1 1/2" Round, 3/pch, 30 pch/bx, 10 bx/cs | Specially designed for use on pediatric patients. Exceeds AAMI specifications. Latex free and packaging configurations for apnea applications. | clear-tape-wet-gel-pediatric-electrode1-1-2-round-3-pch-30-pch-bx-10-bx-cs-256.jpg
SKU: BDICLT410 | Bio-Detek Foam Wet Gel Electrode, 1 1/2" x 2 1/4" Rectangular, 10/pch, 6 pch/bx, 10 bx/cs | Specially designed for use in ICU/CCU and other long term medical applications. Available in a variety of materials, gels, and packing configurations. They have large adhesive area, silver/silver chloride sensing system, exceeds AAMI specifications, and all long term ECG electrodes are latex free. | foam-wet-gel-electrode-1-1-2-x-2-1-4-rectangular-10-pch-6-pch-bx-10-bx-cs-272.jpg
SKU: BDICLT303 | Bio-Detek Cloth Wet Gel Electrode, 1 1/2" x 2 1/8" Rectangular, White, 3/pch, 10 pch/bx, 20 bx/cs | Specially designed for use in ICU/CCU and other long term medical applications. Available in a variety of materials, gels, and packing configurations. They have large adhesive area, silver/silver chloride sensing system, exceeds AAMI specifications, and all long term ECG electrodes are latex free. | cloth-wet-gel-electrode-1-1-2-x-2-1-8-rectangular-white-3-pch-10-pch-bx-20-bx-cs-37a.jpg
SKU: BDICLT305 | Bio-Detek Cloth Wet Gel Electrode, 1 1/2" x 2 1/8" Rectangular, White, 5/pch, 12 pch/bx, 10 bx/cs | Specially designed for use in ICU/CCU and other long term medical applications. Available in a variety of materials, gels, and packing configurations. They have large adhesive area, silver/silver chloride sensing system, exceeds AAMI specifications, and all long term ECG electrodes are latex free. | cloth-wet-gel-electrode-1-1-2-x-2-1-8-rectangular-white-5-pch-12-pch-bx-10-bx-cs-68f.jpg
SKU: BDICLT330 | Bio-Detek Cloth Wet Gel Electrode, 1 1/2" x 2 1/8" Rectangular, White, 30/pch, 20 pch/cs | Specially designed for use in ICU/CCU and other long term medical applications. Available in a variety of materials, gels, and packing configurations. They have large adhesive area, silver/silver chloride sensing system, exceeds AAMI specifications, and all long term ECG electrodes are latex free. | cloth-wet-gel-electrode-1-1-2-x-2-1-8-rectangular-white-30-pch-20-pch-cs-eb4.jpg
SKU: BDICLT303SG | Bio-Detek Cloth Solid Gel Electrode, 1 1/2" x 2 1/8" Rectangular, White, 3/pch, 10 pch/bx, 20 bx/cs | Specially designed for use in ICU/CCU and other long term medical applications. Available in a variety of materials, gels, and packing configurations. They have large adhesive area, silver/silver chloride sensing system, exceeds AAMI specifications, and all long term ECG electrodes are latex free. | cloth-solid-gel-electrode-1-1-2-x-2-1-8-rectangular-white-3-pch-10-pch-bx-20-bx-cs-68b.jpg
SKU: BDICLT330SG | Bio-Detek Cloth Solid Gel Electrode, 1 1/2" x 2 1/8" Rectangular, White, 30/pch, 20 pch/cs | Specially designed for use in ICU/CCU and other long term medical applications. Available in a variety of materials, gels, and packing configurations. They have large adhesive area, silver/silver chloride sensing system, exceeds AAMI specifications, and all long term ECG electrodes are latex free. | cloth-solid-gel-electrode-1-1-2-x-2-1-8-rectangular-white-30-pch-20-pch-cs-c88.jpg
SKU: BDICLT404 | Bio-Detek Foam Wet Gel Electrode, 1 1/2" x 2 1/4" Rectangular, 4/pch, 12 pch/bx, 10 bx/cs | Specially designed for use in ICU/CCU and other long term medical applications. Available in a variety of materials, gels, and packing configurations. They have large adhesive area, silver/silver chloride sensing system, exceeds AAMI specifications, and all long term ECG electrodes are latex free. | foam-wet-gel-electrode-1-1-2-x-2-1-4-rectangular-4-pch-12-pch-bx-10-bx-cs-336.jpg
SKU: BDICLT405 | Bio-Detek Foam Wet Gel Electrode, 1 1/2" x 2 1/4" Rectangular, 5/pch, 12 pch/bx, 10 bx/cs | Specially designed for use in ICU/CCU and other long term medical applications. Available in a variety of materials, gels, and packing configurations. They have large adhesive area, silver/silver chloride sensing system, exceeds AAMI specifications, and all long term ECG electrodes are latex free. | foam-wet-gel-electrode-1-1-2-x-2-1-4-rectangular-5-pch-12-pch-bx-10-bx-cs-8da.jpg
SKU: BDICLT406 | Bio-Detek Foam Wet Gel Electrode, 1 1/2" x 2 1/4" Rectangular, 6/pch, 10 pch/bx, 10 bx/cs | Specially designed for use in ICU/CCU and other long term medical applications. Available in a variety of materials, gels, and packing configurations. They have large adhesive area, silver/silver chloride sensing system, exceeds AAMI specifications, and all long term ECG electrodes are latex free. | foam-wet-gel-electrode-1-1-2-x-2-1-4-rectangular-6-pch-10-pch-bx-10-bx-cs-357.jpg
SKU: BDICLT430 | Bio-Detek Foam Wet Gel Electrode, 1 1/2" x 2 1/4" Rectangular, 30/pch, 20 pch/cs | Specially designed for use in ICU/CCU and other long term medical applications. Available in a variety of materials, gels, and packing configurations. They have large adhesive area, silver/silver chloride sensing system, exceeds AAMI specifications, and all long term ECG electrodes are latex free. | foam-wet-gel-electrode-1-1-2-x-2-1-4-rectangular-30-pch-20-pch-cs-ae2.jpg
SKU: BDICLT430W | Bio-Detek Foam Wet Gel Electrode (wire lock), 1 1/2" x 2 1/4" Rectangular, 30/pch, 20 pch/cs | Specially designed for use in ICU/CCU and other long term medical applications. Available in a variety of materials, gels, and packing configurations. They have large adhesive area, silver/silver chloride sensing system, exceeds AAMI specifications, and all long term ECG electrodes are latex free. | foam-wet-gel-electrode-wire-lock-1-1-2-x-2-1-4-rectangular-30-pch-20-pch-cs-0a8.JPG
SKU: BDICLT404SG | Bio-Detek Foam Solid Gel Electrode, 1 1/2" x 2 1/4" Rectangular, 4/pch, 12 pch/bx, 10 bx/cs | Specially designed for use in ICU/CCU and other long term medical applications. Available in a variety of materials, gels, and packing configurations. They have large adhesive area, silver/silver chloride sensing system, exceeds AAMI specifications, and all long term ECG electrodes are latex free. | foam-solid-gel-electrode-1-1-2-x-2-1-4-rectangular-4-pch-12-pch-bx-10-bx-cs-765.jpg
SKU: BDICLT405SG | Bio-Detek Foam Solid Gel Electrode, 1 1/2" x 2 1/4" Rectangular, 5/pch, 12 pch/bx, 10 bx/cs | Specially designed for use in ICU/CCU and other long term medical applications. Available in a variety of materials, gels, and packing configurations. They have large adhesive area, silver/silver chloride sensing system, exceeds AAMI specifications, and all long term ECG electrodes are latex free. | foam-solid-gel-electrode-1-1-2-x-2-1-4-rectangular-5-pch-12-pch-bx-10-bx-cs-074.jpg
SKU: BDICLT430SG | Bio-Detek Foam Solid Gel Electrode, 1 1/2" x 2 1/4" Rectangular, 30/pch, 20 pch/cs | Specially designed for use in ICU/CCU and other long term medical applications. Available in a variety of materials, gels, and packing configurations. They have large adhesive area, silver/silver chloride sensing system, exceeds AAMI specifications, and all long term ECG electrodes are latex free. | foam-solid-gel-electrode-1-1-2-x-2-1-4-rectangular-30-pch-20-pch-cs-820.jpg
SKU: BDICLT303P | Bio-Detek White Coth Wet Gel Pediatric Electrode, 1 1/2" Round | Specially designed for use on pediatric patients. Exceeds AAMI specifications. Latex free and packaging configurations for apnea applications. | white-coth-wet-gel-pediatric-electrode-1-1-2-round-bf5.jpg
SKU: BDICLT403P | Bio-Detek Foam Wet Gel Pediatric Electrode,1 1/2" Round, 3/pch, 30 pch/bx, 10 bx/cs | Specially designed for use on pediatric patients. Exceeds AAMI specifications. Latex free and packaging configurations for apnea applications. | foam-wet-gel-pediatric-electrode1-1-2-round-3-pch-30-pch-bx-10-bx-cs-074.JPG
SKU: BDICRT430 | Bio-Detek Foam Wet Gel Radio Translucent Carbon Electrode, 1 1/2", 30/pch, 10 pch/cs | Designed for use during cath lab, MRI, X-ray and thallium procedures. Available in a variety of shapes, sizes and packaging configurations. Will not interfere with Nuclear Imaging Systems, have silver/silver chloride sensing system, exceeds AAMI specifications and all are latex free. | foam-wet-gel-radio-translucent-carbon-electrode-1-1-2-30-pch-10-pch-cs-9a0.jpg
SKU: BDICST410 | Bio-Detek Foam Wet Gel Electrode, 1 1/2" Square, 10/pch, 10 pch/bx, 10 bx/cs | Specially designed for use in Emergency, Cardiac Rehab, Surgery and other short term medical diagnostic and resting applications. Short term procedures minimize the change of skin irritation. They have aggressive adhesive, ideal for diaphoretic patients, silver/silver chloride sensing system, convenient strips of 5, exceeds AAMI specifications, and are latex free. | foam-wet-gel-electrode-1-1-2-square-10-pch-10-pch-bx-10-bx-cs-326.jpg
SKU: BDICST430 | Bio-Detek Foam Wet Gel Electrode,1 1/2" Square, 30/pch, 20 pch/cs | Specially designed for use in Emergency, Cardiac Rehab, Surgery and other short term medical diagnostic and resting applications. Short term procedures minimize the change of skin irritation. They have aggressive adhesive, ideal for diaphoretic patients, silver/silver chloride sensing system, convenient strips of 5, exceeds AAMI specifications, and are latex free. | foam-wet-gel-electrode1-1-2-square-30-pch-20-pch-cs-391.jpg
SKU: BDICST550 | Bio-Detek Foam Wet Gel Electrode, 7/8" x 1 3/4" Rectangular, 50/pch, 20 pch/cs | Specially designed for use in Emergency, Cardiac Rehab, Surgery and other short term medical diagnostic and resting applications. Short term procedures minimize the change of skin irritation. They have aggressive adhesive, ideal for diaphoretic patients, silver/silver chloride sensing system, convenient strips of 5, exceeds AAMI specifications, and are latex free. | foam-wet-gel-electrode-7-8-x-1-3-4-rectangular-50-pch-20-pch-cs-91e.jpg
SKU: BDICME230PSG | Bio-Detek Clear Tape Solid Gel Pediatric Electrode, 1 1/2" Round, 300/cs | Specially designed for use on pediatric patients. Exceeds AAMI specifications. Latex free and packaging configurations for apnea applications. | clear-tape-solid-gel-pediatric-electrode-1-1-2-round-300-cs-12c.jpg
SKU: CNMD1870-001 | Conmed ECG Electrodes - Diaphoretic/Diagnostic, Positrace, Pouch of 1 | ECG Electrodes - Diaphoretic/Diagnostic, Positrace, Pouch of 1 | ecg-electrodes-diaphoretic-diagnostic-positrace-pouch-of-1-d27.jpg
SKU: CNMD1870-030 | Conmed ECG Electrodes - Diaphoretic/Diagnostic, Positrace, Pouch of 30 | ECG Electrodes - Diaphoretic/Diagnostic, Positrace, Pouch of 30 | ecg-electrodes-diaphoretic-diagnostic-positrace-pouch-of-30-c09.jpg
SKU: GE2014780-001 | GE Healthcare SilverTRACE Soft Stress PS50MO Disposable Adult ECG Electrodes Foam Round Wet Gel | Latex free foam and vinyl tape electrodes | silvertrace-soft-stress-ps50mo-disposable-adult-ecg-electrodes-foam-round-wet-gel-f78.jpg
SKU: GE2014784-001 | GE Healthcare SilverTRACEÂ® Window P50TR, Disposable Adult ECG Electrodes Vinyl Tape Round Solid Gel | Latex free foam and vinyl tape electrodes | silvertracereg-window-p50tr-disposable-adult-ecg-electrodes-vinyl-tape-round-solid-gel--750.jpg
SKU: CNMD1870-005 | Conmed ECG Electrodes - Diaphoretic/Diagnostic, Positrace, Pouch of 5 | ECG Electrodes - Diaphoretic/Diagnostic, Positrace, Pouch of 5 | ecg-electrodes-diaphoretic-diagnostic-positrace-pouch-of-5-cd1.jpg
SKU: GE9408-401 | GE Healthcare SilverTRACEÂ® Disposable Adult Radiotranslucent ECG Electrodes, Foam Oval, Wet Gel, 5/strip, 60 strip/cs | Latex free polyethylene foam base. Carbon snap is x-ray translucent and non-magnetic. Conductive wet gel provides clear ECG traces. | silvertracereg-disposable-adult-radiotranslucent-ecg-electrodes-foam-oval-wet-gel-5-strip-60-strip-cs-06f.jpg
SKU: CNMD130302 | Conmed Hand Control Pencil, Push Button, Removable Needle Electrode, 10" (3.05m) Cord, Safety Holster, Sterile, 40/cs | Conmed 130302 Gold Line Disposable Hand Control Pencil | hand-control-pencil-push-button-removable-needle-electrode-10-305m-cord-safety-holster-sterile-40-cs-170.jpg
SKU: CNMD7-101-12BX | Conmed Electrolase Blunt Tips Non Sterile | CONMED ElectrolaseÂ® Disposable Hyfrecator electrodes are available in either blunt or sharp tip configurations. ElectrolaseÂ® sharp tips are ideal for procedures requiring pinpoint precision and control while blunt tips are ideal for general broad based coagulation. | electrolase-blunt-tips-non-sterile-4e8.jpg
SKU: SAMP922445 | Sammons Preston Uni-Tab Pin To Alligator Clip Adapters Red | Convert a standard .080" pin to alligator clip for attachment to Uni-Tabâ„¢ electrodes. | uni-tab-pin-to-alligator-clip-adapters-red-03a.jpg
SKU: CNMD7-100-12BX | Conmed Sharp Tips Ideal For Pinpoint Coagulation Procedures Light Gray Plastic Base Non-Sterile | Electrolase tips are the inexpensive solution to potential hazards of cross contamination and accidental needle sticks. | sharp-tips-ideal-for-pinpoint-coagulation-procedures-light-gray-plastic-base-non-sterile-bdc.jpg
SKU: BDICLT404P | Bio-Detek Foam Wet Gel Pediatric Electrode, 1 1/2" Round, 3/pch, 30 pch/bx, 10 bx/cs | Specially designed for use on pediatric patients. Exceeds AAMI specifications. Latex free and packaging configurations for apnea applications. | foam-wet-gel-pediatric-electrode-1-1-2-round-3-pch-30-pch-bx-10-bx-cs-4e7.JPG
SKU: BDICRT403 | Bio-Detek Foam Wet Gel Radio Translucent Carbon Electrode, 1 1/2", 3/pch, 30 pch/bx, 10 bx/cs | Designed for use during cath lab, MRI, X-ray and thallium procedures. Available in a variety of shapes, sizes and packaging configurations. Will not interfere with Nuclear Imaging Systems, have silver/silver chloride sensing system, exceeds AAMI specifications and all are latex free. | foam-wet-gel-radio-translucent-carbon-electrode-1-1-2-3-pch-30-pch-bx-10-bx-cs-cb2.jpg
SKU: BDICST430SG | Bio-Detek Foam Solid Gel Electrode, 1 1/2" Square, 30/pch, 20 pch/cs | Specially designed for use in Emergency, Cardiac Rehab, Surgery and other short term medical diagnostic and resting applications. Short term procedures minimize the change of skin irritation. They have aggressive adhesive, ideal for diaphoretic patients, silver/silver chloride sensing system, convenient strips of 5, exceeds AAMI specifications, and are latex free. | foam-solid-gel-electrode-1-1-2-square-30-pch-20-pch-cs-285.JPG
SKU: BDICME204SSG | Bio-Detek Clear Tape Solid Gel Adult Electrode, 1 1/2" Round, 4/pch, 12 pch/bx, 10 bx/cs | Designed for use on all adult cardiac monitoring and diagnostic procedures. Available in a variety of materials, gels and packaging configurations. 1-1/2" diameter provides large adhesive area, has silver/silver chloride sensing system, exceeds AAMI specifications and are latex free. | clear-tape-solid-gel-adult-electrode-1-1-2-round-4-pch-12-pch-bx-10-bx-cs-51f.jpg
SKU: BDICME203SSG | Bio-Detek Clear Tape Solid Gel Adult Electrode, 1 1/2" Round, 3/pch, 10 pch/bx, 20 bx/cs | Designed for use on all adult cardiac monitoring and diagnostic procedures. Available in a variety of materials, gels and packaging configurations. 1-1/2" diameter provides large adhesive area, has silver/silver chloride sensing system, exceeds AAMI specifications and are latex free. | clear-tape-solid-gel-adult-electrode-1-1-2-round-3-pch-10-pch-bx-20-bx-cs-f41.jpg
SKU: BDICLT403S | Bio-Detek Foam Wet Gel Electrode, 1 1/2" Round, 3/pch, 10 pch/bx, 20 bx/cs | Designed for use during stress testing, holter testing and other diagnostic applications. Available in a variety of materials, gels, and packaging configurations. They have silver/silver chloride sensing system, exceeds AAMI specifications, and all electrodes are latex free. | foam-wet-gel-electrode-1-1-2-round-3-pch-10-pch-bx-20-bx-cs-1aa.jpg
SKU: BDICLT205 | Bio-Detek Clear Tape, 1 1/2" x 2 1/4" Rectangular, 5/pch, 12 pch/bx, 10 bx/cs | Specially designed for use in ICU/CCU and other long term medical applications. Available in a variety of materials, gels, and packing configurations. They have large adhesive area, silver/silver chloride sensing system, exceeds AAMI specifications, and all long term ECG electrodes are latex free. | clear-tape-1-1-2-x-2-1-4-rectangular-5-pch-12-pch-bx-10-bx-cs-d24.jpg
SKU: BDICLT230 | Bio-Detek Clear Tape, 1 1/2" x 2 1/4" Rectangular, 30/pch, 20 pch/cs | Specially designed for use in ICU/CCU and other long term medical applications. Available in a variety of materials, gels, and packing configurations. They have large adhesive area, silver/silver chloride sensing system, exceeds AAMI specifications, and all long term ECG electrodes are latex free. | clear-tape-1-1-2-x-2-1-4-rectangular-30-pch-20-pch-cs-943.jpg
SKU: BDICLT407 | Bio-Detek Foam Wet Gel Electrode, 1 1/2" x 2 1/4" Rectangular, 7/pch, 10 pch/bx, 10 bx/cs | Specially designed for use in ICU/CCU and other long term medical applications. Available in a variety of materials, gels, and packing configurations. They have large adhesive area, silver/silver chloride sensing system, exceeds AAMI specifications, and all long term ECG electrodes are latex free. | foam-wet-gel-electrode-1-1-2-x-2-1-4-rectangular-7-pch-10-pch-bx-10-bx-cs-1aa.jpg
SKU: CAR97010 | Burdick Cardiac Science Electrodes, 68mm Dia, Micropore, 25/pch, 40 pch/cs | Burdick/Cardiac Science - Electrodes, 68mm Dia, Micropore, 25/pch, 40 pch/cs - For monitoring and resting ECGs. Highly conductive wet gel for clean tracings. Minimal baseline wandering. Unique offset snap connection reduces motion artifact during stress testing. Specially formulated adhesive stays in place. | electrodes-68mm-dia-micropore-25-pch-40-pch-cs-136.jpg
SKU: CAR97014 | Burdick Cardiac Science Electrodes, 30mm Dia, Foam, 10/pch, 200 pch/cs | For monitoring and resting ECGs. Highly conductive wet gel for clean tracings. Minimal baseline wandering. Unique offset snap connection reduces motion artifact during stress testing. Specially formulated adhesive stays in place.Burdick Bluemax Electrodes, Holter/Stress By Cardiac Science 97014; For Monitoring And Resting Ecgs. Highly Conductive Wet Gel For Clean Tracings. Minimal Baseline Wandering. Unique Offset Snap Connection Reduces Motion Artifact During Stress Testing. Specially Formulated Adhesive Stays In Place; Electrodes, 30Mm Dia, Foam, 10/Pch, 200 Pch/Cs | electrodes-30mm-dia-foam-10-pch-200-pch-cs-2d2.jpg
SKU: CNMD1500-001 | Conmed Electrodes - General Purpose Monitoring, Dyna/Trace Pouch of 1 | Electrodes - General Purpose Monitoring, Dyna/Trace | electrodes-general-purpose-monitoring-dyna-trace-pouch-of-1-b16.jpg
SKU: CNMD1500-004 | Conmed Electrodes - General Purpose Monitoring, Dyna/Trace Pouch of 4 | Electrodes - General Purpose Monitoring, Dyna/Trace Pouch of 4 | electrodes-general-purpose-monitoring-dyna-trace-pouch-of-4-bf6.jpg
SKU: CNMD1500-005 | Conmed Electrodes - General Purpose Monitoring, Dyna/Trace Pouch of 5 | Electrodes - General Purpose Monitoring, Dyna/Trace Pouch of 5 | electrodes-general-purpose-monitoring-dyna-trace-pouch-of-5-3af.jpg
SKU: CAR7782 | Burdick Cardiac Science HeartLine Radiolucent Universal Electrode, 30/pouch, 600/cs | HeartLine Radiolucent Universal Electrode, 30/pouch, | heartline-radiolucent-universal-electrode-30-pouch-600-cs-93f.jpg
SKU: CNMD7-100-8BX | Conmed Sharp Tips Ideal For Pinpoint Coagulation Procedures Light Gray Plastic Base Sterile | Electrolase tips are the inexpensive solution to potential hazards of cross contamination and accidental needle sticks. | sharp-tips-ideal-for-pinpoint-coagulation-procedures-light-gray-plastic-base-sterile-a45.jpg
SKU: BDSPNPP4003IR | Body Sport Self Adhering Reusable Electrodes | BodyMed Self-Adhering Electrodes with MultiStick Gel. Carbon electrodes for use with TENS and electrical muscle stimulators. Flexible and reusable; features MultiStick Gel | self-adhering-reusable-electrodes-91c.gif
SKU: BDSPNPP603 | BodyMed 1 1/2" X 3" Rectangular Cloth Back Carbon Electrode | Carbon electrodes for use with TENS, electrical muscle stimulators and interferential unitsFlexible and reusable; features MultiStick GelÂ®. White fabric back. Latex-free. 1-1/2" x 3", Rectangle. 4/pk | 1-1-2-x-3-rectangular-cloth-back-carbon-electrode-2a4.gif
SKU: BDSPNPP607 | BodyMed 1 1/2" X 2 1/2" Oval Cloth Back Carbon Electrode | Carbon electrodes for use with TENS and electrical muscle stimulators. Flexible and reusable; features MultiStick GelÂ®. White Fabric Back. Latex-free. 1-1/2" x 2-1/2", oval. 4/pk | 1-1-2-x-2-1-2-oval-cloth-back-carbon-electrode-53e.gif
SKU: BDSPNPP611 | BodyMed Carbon Electrode For Use With TENS Units | Carbon electrodes for use with TENS and electrical muscle stimulators. Flexible and reusable; features MultiStick GelÂ®. Latex-free. Foam back. 1-1/2" x 13", Rectangle, Lower Back | carbon-electrode-for-use-with-tens-units-9c8.gif
SKU: BDSPNPP614 | Body Sport 2" Round Silver Carbon Electrode | BodyMedÂ® Self-Adhering Silver Electrodes. Carbon electrodes for use with TENS, electrical muscle stimulators, interferential and other electrotherapy devices. Pure silver conductor provides uniform current dispersion. Flexible and reusable. Latex-free. White cloth back. 2", Round. Four per pack | 2-round-silver-carbon-electrode--376.gif
SKU: BDSPNPP615 | BodyMed 3" Round Silver Carbon Electrode Cloth Back Reusable | BodyMedÂ® Self-Adhering Silver Electrodes. | 3-round-silver-carbon-electrode-cloth-back-reusable--123.gif
SKU: METLME4000 | Mettler Electronics Traction Decompression Head Unit | The MTD 4000 (Mettler Traction Decompression) system is an easy to use device that offers static and intermittent traction with user definable hold, rest, and treatment times. It gently pulls the cervical spine or lumbar spine in opposite directions to draw the soft tissue around the cervical or lumbar joints and separate the distance between bone sections of the vertebra.The MTD 4000 may be used to help relieve peripheral radiation/sciatica and pain associated with: protruding discs, spinal root impingement, bulging discs, hypomobility, herniated discs, degenerative joint disease, degenerative disc disease, facet syndrome, posterior facet syndrome, compressions fracture, acute facet problems, radicular pain, discogenic pain and prolapsed discs. | traction-decompression-head-unit--775.jpeg
SKU: METL2031 | Mettler Electronics Patient Safety Switch | The Mettler Sys*Stim 208 Patient Safety Switch is an accessory designed specifically to ensure safety when using the stimulator unit. | patient-safety-switch-e61.jpg
SKU: EGN036-125 | Elgin ValuTrode Foam Electrodes by Axelgaard, 1.25" Round Foam | ValuTrode White Foam Top Carbon Film reusable electrodes carry all of the same high-quality attributes as the standard ValuTrode, however, the white foam top offers stretchability and memory for repeated use. All for the same unbeatable prices! Bill insurance code A4557 for reimbursement. | valutrode-foam-electrodes-by-axelgaard-125-round-foam-c9d.jpg
SKU: EGN036-152 | Elgin ValuTrode Foam Electrodes by Axelgaard, 1.5" x 2.5" Oval Foam | ValuTrode White Foam Top Carbon Film reusable electrodes carry all of the same high-quality attributes as the standard ValuTrode, however, the white foam top offers stretchability and memory for repeated use. All for the same unbeatable prices! Bill insurance code A4557 for reimbursement. | valutrode-foam-electrodes-by-axelgaard-15-x-25-oval-foam-0f8.jpg
SKU: EGN036-153 | Elgin ValuTrode Foam Electrodes by Axelgaard, 1.5" x 3.5" Rectangle Foam | ValuTrode White Foam Top Carbon Film reusable electrodes carry all of the same high-quality attributes as the standard ValuTrode, however, the white foam top offers stretchability and memory for repeated use. All for the same unbeatable prices! Bill insurance code A4557 for reimbursement. | valutrode-foam-electrodes-by-axelgaard-15-x-35-rectangle-foam-f44.jpg
SKU: EGN036-200 | Elgin ValuTrode Foam Electrodes by Axelgaard, 2" Round Foam | ValuTrode White Foam Top Carbon Film reusable electrodes carry all of the same high-quality attributes as the standard ValuTrode, however, the white foam top offers stretchability and memory for repeated use. All for the same unbeatable prices! Bill insurance code A4557 for reimbursement. | valutrode-foam-electrodes-by-axelgaard-2-round-foam-3b9.jpg
SKU: EGN036-202 | Elgin ValuTrode Foam Electrodes by Axelgaard, 2" Square Foam | ValuTrode White Foam Top Carbon Film reusable electrodes carry all of the same high-quality attributes as the standard ValuTrode, however, the white foam top offers stretchability and memory for repeated use. All for the same unbeatable prices! Bill insurance code A4557 for reimbursement. | valutrode-foam-electrodes-by-axelgaard-2-square-foam-585.jpg
SKU: EGN036-203 | Elgin ValuTrode Foam Electrodes by Axelgaard, 2" x 3.5" Rectangle Foam | ValuTrode White Foam Top Carbon Film reusable electrodes carry all of the same high-quality attributes as the standard ValuTrode, however, the white foam top offers stretchability and memory for repeated use. All for the same unbeatable prices! Bill insurance code A4557 for reimbursement. | valutrode-foam-electrodes-by-axelgaard-2-x-35-rectangle-foam-eea.jpg
SKU: EGN036-204 | Elgin ValuTrode Foam Electrodes by Axelgaard, 2" x 4" Oval Foam | ValuTrode White Foam Top Carbon Film reusable electrodes carry all of the same high-quality attributes as the standard ValuTrode, however, the white foam top offers stretchability and memory for repeated use. All for the same unbeatable prices! Bill insurance code A4557 for reimbursement. | valutrode-foam-electrodes-by-axelgaard-2-x-4-oval-foam-fa7.jpg
SKU: EGN036-275 | Elgin ValuTrode Electrodes by Axelgaard, 2.75" Round Foam | ValuTrode White Foam Top Carbon Film reusable electrodes carry all of the same high-quality attributes as the standard ValuTrode, however, the white foam top offers stretchability and memory for repeated use. All for the same unbeatable prices! Bill insurance code A4557 for reimbursement. | valutrode-electrodes-by-axelgaard-275-round-foam-d4c.jpg
SKU: EGN036-305 | Elgin ValuTrode Foam Electrodes by Axelgaard 3" x 5" Rectangle Foam | ValuTrode White Foam Top Carbon Film reusable electrodes carry all of the same high-quality attributes as the standard ValuTrode, however, the white foam top offers stretchability and memory for repeated use. | valutrode-foam-electrodes-by-axelgaard-3-x-5-rectangle-foam-ee8.jpg
SKU: EGN036-3200 | Elgin ValuTrode Fabric Electrodes by Axelgaard, 1.25" Round Fabric | ValuTrode Fabric Carbon Film reusable electrodes are an economical way to get superior conductivity. ValuTrodes afford first-rate conformity, optimum distribution of current and a Multi-Stick patented 2-layer adhesive gel which eliminates performance problems associated with single-layer gels. Bill insurance code A4557 for reimbursement. | valutrode-fabric-electrodes-by-axelgaard-125-round-fabric-4d1.jpg
SKU: EGN036-4065 | Elgin ValuTrode Fabric Electrodes by Axelgaard, 1.5" x 2.5" Oval Fabric | ValuTrode Fabric Carbon Film reusable electrodes are an economical way to get superior conductivity. ValuTrodes afford first-rate conformity, optimum distribution of current and a Multi-Stick patented 2-layer adhesive gel which eliminates performance problems associated with single-layer gels. Bill insurance code A4557 for reimbursement. | valutrode-fabric-electrodes-by-axelgaard-15-x-25-oval-fabric-915.jpg
SKU: EGN036-4090 | Elgin ValuTrode Fabric Electrodes by Axelgaard, 1.5" x 3.5" Rectangle Fabric | ValuTrode Fabric Carbon Film reusable electrodes are an economical way to get superior conductivity. ValuTrodes afford first-rate conformity, optimum distribution of current and a Multi-Stick patented 2-layer adhesive gel which eliminates performance problems associated with single-layer gels. Bill insurance code A4557 for reimbursement. | valutrode-fabric-electrodes-by-axelgaard-15-x-35-rectangle-fabric-818.jpg
SKU: EGN036-5000 | Elgin ValuTrode Fabric Electrodes by Axelgaard, 2" Round Fabric | ValuTrode Fabric Carbon Film reusable electrodes are an economical way to get superior conductivity. ValuTrodes afford first-rate conformity, optimum distribution of current and a Multi-Stick patented 2-layer adhesive gel which eliminates performance problems associated with single-layer gels. Bill insurance code A4557 for reimbursement. | valutrode-fabric-electrodes-by-axelgaard-2-round-fabric-5c9.jpg
SKU: EGN036-5010 | Elgin ValuTrode Fabric Electrodes by Axelgaard, 2" x 4" Oval Fabric | ValuTrode Fabric Carbon Film reusable electrodes are an economical way to get superior conductivity. ValuTrodes afford first-rate conformity, optimum distribution of current and a Multi-Stick patented 2-layer adhesive gel which eliminates performance problems associated with single-layer gels. Bill insurance code A4557 for reimbursement. | valutrode-fabric-electrodes-by-axelgaard-2-x-4-oval-fabric-bb5.jpg
SKU: EGN036-5050 | Elgin ValuTrode Fabric Electrodes by Axelgaard, 2" Square Fabric | ValuTrode Fabric Carbon Film reusable electrodes are an economical way to get superior conductivity. ValuTrodes afford first-rate conformity, optimum distribution of current and a Multi-Stick patented 2-layer adhesive gel which eliminates performance problems associated with single-layer gels. Bill insurance code A4557 for reimbursement. | valutrode-fabric-electrodes-by-axelgaard-2-square-fabric-7fc.jpg
SKU: EGN036-5090 | Elgin ValuTrode Fabric Electrodes by Axelgaard, 2" x 3.5" Rectangle Fabric | ValuTrode Fabric Carbon Film reusable electrodes are an economical way to get superior conductivity. | valutrode-fabric-electrodes-by-axelgaard-2-x-35-rectangle-fabric-e86.jpg
SKU: EGN036-7000 | Elgin ValuTrode Fabric Electrodes by Axelgaard, 2.75" Round Fabric | ValuTrode Fabric Carbon Film reusable electrodes are an economical way to get superior conductivity. ValuTrodes afford first-rate conformity, optimum distribution of current and a Multi-Stick patented 2-layer adhesive gel which eliminates performance problems associated with single-layer gels. Bill insurance code A4557 for reimbursement. | valutrode-fabric-electrodes-by-axelgaard-275-round-fabric-802.jpg
SKU: EGN036-7515 | Elgin ValuTrode Fabric Electrodes by Axelgaard, 3" x 5" Rectangle Fabric | ValuTrode Fabric Carbon Film reusable electrodes are an economical way to get superior conductivity. ValuTrodes afford first-rate conformity, optimum distribution of current and a Multi-Stick patented 2-layer adhesive gel which eliminates performance problems associated with single-layer gels. Bill insurance code A4557 for reimbursement. | valutrode-fabric-electrodes-by-axelgaard-3-x-5-rectangle-fabric-4bc.jpg
SKU: EGN048-010 | Elgin ProM Reusable Foam Electrodes, 1.5" x 1.5" Square | Our most affordable electrodes, these low-profile pliable foam-based electrodes offer comfort, durability and, above all, true value. Ideal for use w/moist heat therapy. Pigtails are anchored to prevent pullout. Sold in packs of 4, except the 4" x 6" Butterfly whish is sold in packs of 1. | prom-reusable-foam-electrodes-15-x-15-square-f39.jpg
SKU: EGN048-020 | Elgin ProM Reusable Foam Electrodes, 2" x 2" Square | Our most affordable electrodes, these low-profile pliable foam-based electrodes offer comfort, durability and, above all, true value. Ideal for use w/moist heat therapy. Pigtails are anchored to prevent pullout. Sold in packs of 4, except the 4" x 6" Butterfly whish is sold in packs of 1. | prom-reusable-foam-electrodes-2-x-2-square-7a1.jpg
SKU: EGN048-025 | Elgin ProM Reusable Foam Electrodes, 2" Round | Our most affordable electrodes, these low-profile pliable foam-based electrodes offer comfort, durability and, above all, true value. Ideal for use w/moist heat therapy. Pigtails are anchored to prevent pullout. Sold in packs of 4, except the 4" x 6" Butterfly whish is sold in packs of 1. | prom-reusable-foam-electrodes-2-round-4b8.jpg
SKU: EGN048-030 | Elgin ProM Reusable Foam Electrodes, 2" x 4" Rectangle | Our most affordable electrodes, these low-profile pliable foam-based electrodes offer comfort, durability and, above all, true value. Ideal for use w/moist heat therapy. Pigtails are anchored to prevent pullout. Sold in packs of 4, except the 4" x 6" Butterfly whish is sold in packs of 1. | prom-reusable-foam-electrodes-2-x-4-rectangle-2cc.jpg
SKU: BOMEDRC225250 | Biomedical Life Systems Electrodes 2 1/4" x 2 1/2" | Disposable, pre-gelled electrodes are compatible with all Biomedical Life Systems devices: best suited for TENS, STIMs, INF+, MICRO+, and HVPS devices. Pin connection, latex-free. | electrodes-2-1-4-x-2-1-2-008.jpg
SKU: RLMZZAE1525CC | ReliaMed BodyMed Carbon Electrodes Fabric Back with Multistick Gel 1-1/2" x 2-1/2" | BodyMed Carbon Electrodes Fabric Back with Multistick Gel 1-1/2" x 2-1/2", Oval, White, Reusable, Latex-free. | bodymed-carbon-electrodes-fabric-back-with-multistick-gel-1-1-2-x-2-1-2-d6c.jpg
SKU: ROSEF2020TC2 | Roscoe Medical Reusable Electrode Square Tan Cloth | Reusable Electrode Square Tan Cloth. | reusable-electrode-square-tan-cloth-a5b.png
SKU: ROSEF2020WF2 | Roscoe Medical Electrode Foil Bag 2"x2" White Foam | Electrode Foil Bag 2"x2" White Foam | electrode-foil-bag-2x2-white-foam-ebf.jpg
SKU: ROSEF2035TC2 | Roscoe Medical Reusable Electrode Rectangle Tan Cloth | Reusable self-adhering rectangle electrode in tan cloth. | reusable-electrode-rectangle-tan-cloth-014.jpg
SKU: ROSEF2035WF2 | Roscoe Medical Reusable Electrode Rectangle White Foam | Reusable self-adhering rectangle electrode in white foam. | reusable-electrode-rectangle-white-foam-422.jpg
SKU: ROSEP15140WF2 | Roscoe Medical Electrode Poly Bag 1.5"x14" White | Reusable self-adhering low back pain relieving electrode strip in white foam. | electrode-poly-bag-15x14-white--2b5.jpg
SKU: DJO2025 | DJO Global OptiFlex K1 Knee CPM Unit with Standard Pendant | Designed to provide anatomical motion for CPM Knee Patients from pediatric to adult. Each kit is manufactured with attention to quality and comfort. Deep pile sheepskin, durable fleece and self foam fill ensures patient comfort and proper positioning during therapy. | optiflex-k1-knee-cpm-unit-with-standard-pendant-aa6.png
SKU: CHAT2090R | DJO Global OptiFlex 3 Knee CPM Refurbished | Designed to provide anatomical motion of the knee for the adult and pediatric patient. | optiflex-3-knee-cpm-refurbished-be4.jpg
SKU: KNTUS-ITEM00071 | Kinetec Spectra Essential Knee CPM Machine | Kinetec Spectra Essential Knee CPM (Continuous Passive Motion) Machine allows treating all pathologies of the knee. It represents the latest breakthrough in CPM technology. The anatomically correct Knee CPM System increases the patient comfort and decreases the points of pressure. Simplified remote control allows for easy adjustments of the R.O.M. (Range Of Motion), speed and pauses in extension and flexion. Large and clear display gives an immediate feedback, which is always very useful for the motivation of the patient. | spectra-essential-knee-cpm-machine-102.png
SKU: CM10044B | Rehab World Plastic Angle Rule Goniometer 7 360 Degrees | 7 Total 360 degree | plastic-angle-rule-goniometer-7-360-degrees-6b5.jpg
SKU: GF13630 | Grafco Pocket Goniometer 360Â° Protractor Head | Pocket Goniometer, 360Â° Protractor Head | pocket-goniometer-360deg-protractor-head-9a3.jpg
SKU: SAMP557017 | Sammons Preston MIE Inclinometer | The MIE Inclinometer is a deluxe bubble inclinometer. It's a heavy-duty, top-quality constructed unit that is incredibly accurate. The poster that it comes with shows detailed procedures for Range of Motion (ROM) measurements on most body parts. | mie-inclinometer-285.jpeg
SKU: DJO79-94360 | DJO Global R.O.M. Hinge Only | For non-operative application, collateral ligament strains and ruptures, and ulnar nerve transposition. May be used following early cast removal to stabilize fractures, and for post-operative immobilization. | rom-hinge-only-946.jpg
SKU: FAB12-1057 | Baseline Digital Inclinometer | Digital Inclinometer with fixed feet is used to measure range-of-motion (ROM). Place inclinometer near the joint to be measured; press â€œzeroâ€ button; move joint through its range; press the â€œholdâ€ button. Read measurements on LCD. Uses 1 x 3v CR2032 battery (included). Some neck and back measurement protocols require the simultaneous use of 2 inclinometers. | digital-inclinometer-ed0.jpg
SKU: SAMP081486638 | Sammons Preston Universal Inclinometer | Replaces the goniometer for quick and easy upper and lower extremity range of motion measurements. Fluid damped to permit fast, accurate readings. Ideal for small surfaces like the hand. The extension arm is ideal for longer surfaces like the arm and the leg. Longer base provides stable contact resulting in a more accurate reading. | universal-inclinometer-e2c.jpg
SKU: TCMD3469 | Tech-Med 8" Goniometer | Tech-Med 8" Goniometer. | 8-goniometer-f44.jpg
SKU: CERPCLR-6232 | Core Products Posture Corrector | The Posture Corrector helps to keep you standing tall and upright. | posture-corrector-b31.jpg
SKU: CERPBRE-6640 | Core Products Body Shield Posture Support | This Posture Support gently pulls shoulders back and places them in position for correct alignment of the spine. Constructed from a unique open cell foam material that provides the firm support and compression of neoprene without the heat retention and skin irritation. Available in S, M, L or XL. | body-shield-posture-support-f3e.jpg
SKU: LWSBVC-HDMI-CMT3 | LW Scientific BioVID HD video Camera with power cord and HDMI cable | The BioVID is now High Def! With simplistic controls, compact design, and C-mount connection, it literally is ready right out of the box. | biovid-hd-video-camera-with-power-cord-and-hdmi-cable-633.jpg
SKU: SAMPA4414 | Sammons Preston Rolyan Flexion Hyperextension Finger Goniometer | For easy ROM measurements of the MCPs, PIPs and DIPs. | rolyan-flexion-hyperextension-finger-goniometer-ccd.jpg
SKU: FAB12-1099 | Baseline Scoliosis Meter Plastic Economy | Measures the degree of rotation of a deformity of the back. Use it to screen which persons to refer for further medical evaluation. The product is 3.5" x 7.5" and comes with a storage pouch. | scoliosis-meter-plastic-economy-06d.jpg
SKU: SAMP081564830 | Sammons Preston Jamar E Z Read Measuring Set | A set which includes 6-3/4â€(17cm), 8â€(20cm), and 12-1/2â€(32cm) Jamar Goniometer (0Â° to 180Â° in opposite directions in 1Â° increments). | jamar-e-z-read-measuring-set-62d.jpg
SKU: GF1254 | Grafco Ishihara Test Chart Books for Color Deficiency | The Ishihara color test is a test for color blindness. It was named after its designer, Dr. Shinobu Ishihara (1879-1963), a professor at the University of Tokyo, who first published his tests in 1917. It makes use of the peculiarity that in red-green blindness, blue and yellow appear remarkably bright compared to red and green.What is colorblindness?Â Color blindness (color vision deficiency) is a condition in which certain colors cannot be distinguished, and is most commonly due to an inherited condition. Red/Green color blindness is by far the most common (99%) form and causes problems in distinguishing reds and greens. Another color deficiency Blue/Yellow also exists, but is rare (1%) and there is no commonly available test for it.Â There is no treatment for color blindness, nor is it usually the cause of any significant disability. However, it can be very frustrating for individuals affected by it. Those who are not color blind seem to have the misconception that color blindness means that a color blind person sees only in black and white or shades of gray. While this sort of condition is possible, it is extremely rare.Â The Ishihara color test is a test for color blindness. It was named after its designer, Dr. Shinobu Ishihara (1879-1963), a professor at the University of Tokyo, who first published his tests in 1917. It makes use of the peculiarity that in red-green blindness, blue and yellow appear remarkably bright compared to red and green. It consists of a number of colored plates, on each plate is printed a circle made of many different sized dots of slightly different colors, spread in a random manner. Within the dot pattern, and differentiated only by color, is a number. What, or even if, a number is visible indicates if and what form of color blindness the viewer has. The full test consists of thirty-eight plates, but the existence of a deficiency is usually clear after fewer plates. The Ishihara Color Charts are accepted by leading authorities worldwide as a simple and accurate test method.Â | ishihara-test-chart-books-for-color-deficiency-4a6.jpg
SKU: FAB12-3010 | Fabrication Enterprises Grooved Pegboard Manipulation and Dexterity Test | Grooved pegboard manipulative dexterity test consists of 25 holes with randomly positioned slots. | grooved-pegboard-manipulation-and-dexterity-test-cb3.jpg
SKU: FAB12-2154F | Polar Polar FT7F wrist watch heart rate monitor with strap transmiter black gold female | Polar FT7F wrist watch heart rate monitor comes with strap, transmitter, and manual. | polar-ft7f-wrist-watch-heart-rate-monitor-with-strap-transmiter-black-gold-female-a38.jpg
SKU: CM80514 | Complete Medical Gait Belt with Safety Release 2 x 48 Striped | Our new safety quick release gait belts feature a cover plate that prevents the accidental opening of the buckle, Gait belts are made of heavy duty 2 wide cotton webbing to provide a secure hand hold for therapists and caregivers while working with their patients. | gait-belt-with-safety-release-2-x-48-striped--4d8.jpg
SKU: FAB12-3141 | Baseline 9 Hole Pegboard | Improve fine motor coordination and observe quality of movement and speed. 14 pegs stored in two compartments with board. | 9-hole-pegboard-b37.jpg
SKU: SAMP7531 | Sammons Preston Box and Block Test | The Sammons Preston Box and Block Test is a portable version of the standardized test of manual dexterity. The test provides a baseline for upper extremity manual dexterity and gross motor coordination. It is quick and simple to administer, and suitable for persons with low intelligence and/or limited manual dexterity. Complete with 150 color wooden blocks that are 1" (2.54cm) square the test comes in a closable box for easy portability and storage. | box-and-block-test-3bc.jpg
SKU: SAMP7653 | Jamar Technologies Electronic Timer Stopwatch | Battery-operated timer counts up to 60 or down from 100 minutes. | electronic-timer-stopwatch-d15.jpg
SKU: SAMPA4541 | Jamar Technologies Sensory Testing Shield | Molded plastic shield assures totally occluded vision and patient comfort while taking test. | sensory-testing-shield-005.jpg
SKU: SAMPA8515 | Jamar Technologies 9 Hole Peg Test Kit | Designed by Sammons Preston, the Jamar 9-hole peg test kit is an assessment tool for testing fine motor coordination in recovering patients. The one-piece design features a molded dish, a 9-hole peg board, and a stopwatch.Â Who Is This Ideal For?The Jamar 9 hole peg test kit is most often used by doctors and physical therapists to test the dexterity of clients and patients who are recovering from surgery or may be exhibiting problems related to motor control, including occupation-related overuse injuries. The test may also help diagnose certain neurocognitive disorders.Â Why Use the Jamar Test Kit?This 9-hole peg test kit is an all-in-one device that is built using sturdy, durable parts. The placement of the dish and pegboard allows for an easy, consistent reach, which ensures proper results during the evaluation procedure. Thanks to the design and materials, the kit is also easy to clean and maintain, allowing for quick and easy disinfection to prevent any contamination.Â The test is simple to perform. Using their unaffected hand, the patient places each peg from the dish into a hole. Once all the holes are filled, the patient then removes each peg and places them back in the dish. This helps the patient understand how to properly do the test. Once completed, the healthcare professional records the time, and the patient repeats the test with the affected hand.Â Who Should Not Use This Product?While this test is similar to the Purdue Pegboard test, which also measures dexterity, the 9-hole peg test is easier to administer, especially to kids. The Purdue test has a longer administration time and was initially designed for selecting employees for certain industrial occupations. This involved more complicated dexterity tasks and greater fine motor precision, making the Purdue Pegboard test unsuitable for children and older patients. The 9-hole peg testâ€™s simplicity, efficiency, and reliability make it a good test that can be administered to patients of all ages and backgrounds.At 4MD, weâ€™re dedicated to providing rehab facilities, nursing homes, clinics, and other healthcare centers with the best, most reliable medical equipment and supplies at a greatly reduced price. We carry products from the top brands in the industry, all in one place to save you even more time and money. We also understand and respect your right to privacy and make it our duty to protect your information with secure technology.Weâ€™re committed to your satisfaction and train our team to serve you better. If you have any questions or would like more information, please donâ€™t hesitate to give us a call at (877) 463-5818. We now offer free shipping on all qualifying orders over $250 for even further savings. Shop now and save on test kits and other medical supplies. | 9-hole-peg-test-kit-a9f.jpeg
SKU: GF3162 | Graham Field Hand Style Call Bell | Hand style call bell | hand-style-call-bell-802.jpg
SKU: SAMP928473 | Sammons Preston Jumbo Display Dual Timer/Clock | Large, easy-to-read timer and clock shows both time of day as well as a digital timerCounts up to 20 hoursBracket for wall mounting, batteries included3" x 2Ã¯Â¿Â½" display shows 3/8" (1cm) numbers | jumbo-display-dual-timer-clock-076.jpg
SKU: SAMP563542 | Sammons Preston Functional Dexterity Test | Quick and simple-to-administer is how Journal of Hand Therapy has described this dexterity test. Small and portable, it involves turning pegs over as quickly as possible using the non-injured hand, followed by a timed test of each hand. The â€œTime Onlyâ€ score quantifies the speed and the "Time plus Penalty" score quantifies the quality of the performance. | functional-dexterity-test-c8e.jpg
SKU: SAMP7526 | Sammons Preston Clinic Bell | Perfect accessory for private treatment areas or anywhere clients are left alone during modality or other treatments. | clinic-bell-5df.jpg
SKU: SAMPA8516 | Jamar Technologies Replacement Pegs for 9 Hole Peg Test Kit | 9 Replacement Pegs. | replacement-pegs-for-9-hole-peg-test-kit-8c4.jpg
SKU: SAMPA9683 | Sammons Preston Additional Record Forms, 50 | Standardized test measures eye-hand coordination and manual dexterity of the arm and hand for manipulative work. | additional-record-forms-50-7b6.jpg
SKU: HS9640 | Healthstar 9 Hole Pegboard | Crafted out of solid wood, our 9 hole pegboard easily outperforms others currently on the market when it comes to durability and reliability. Since some physical therapists and rehabilitation professionals require tools they can use when treating on the go, we have also designed our 9 hole pegboard to be small, configurable and portable. Thanks to the hidden storage compartments, you'll never have to worry about misplacing your tiny pegs. There really is no other choice if you want to arm yourself with nothing but the finest physical therapy accessories available. Make the smart move â€“ Order your wooden 9 hole peg board today!SUGGESTED USES: These 9 hole pegboards are generally used for finger dexterity exercises, but they can also be used to help improve fine motor coordination, enhance concentration and aid in increasing reactionary speed.ALL WOOD BOX: Made entirely out of real wood and sanded to present a smooth finish, the peg box and the 9 included pegs are easy to grip and move around. The pieces are safe, strong and always dependable.HIGHLY DURABLE: Since it is made out of 100% wood, the 9 hole pegboard and small pegs are also unbelievably durable. The wooden pegs and the solid wood board box are also incredibly easy to keep clean.STORAGE SLOTS: Never lose your pegs again! This unique 9 hole pegboard has been designed to feature an integrated sliding panel on each side that gives way to a hidden storage compartment.TRAVEL-FRIENDLY: Small and compact in size, the 9 hole peg board is also conveniently portable. Simply put the wooden pegs into the cavity chambers, slide the panels to close them, grab the mini box and go. | 9-hole-pegboard-324.jpg
SKU: MAB05-021-000 | Briggs Healthcare Calibration Tools | Minimize down time and associated transportation costs with this handy tool that offers the perfect solution for zeroing needles on standard aneroid gauges. | calibration-tools-524.jpg
SKU: CM16014 | Complete Medical Touch Test 2 Point Discriminator | Touch Test 2 Point Discriminator. | touch-test-2-point-discriminator-c35.jpg
SKU: FAB12-3030 | Fabrication Enterprises O'Connor Tweezer Dexterity test | Oâ€™Conner tweezers dexterity test requires the placement of a single pin in a 1/16" diameter hole with tweezers. | oconnor-tweezer-dexterity-test-f69.jpg
SKU: PDP100050 | Pedia Pals Head Circumference Measuring Tape | Pedia Pals'Â Pediatric Head Circumference Measuring Tapes are high quality and field tested products thatÂ allow patients to feel comfortable in the doctors office.Â Pedia Pals'Â Pediatric Head Circumference Measuring Tape were created to allow doctors to perform their task while the young patient has reduced anxiety and feels welcomed in the environment.TheÂ Pediatric Head Circumference Measuring Tape is a great addition to an existing pediatric office or as part of a renovation to be more patient and healing oriented.Â Pedia Pals a variety of products designed to make a pediatric office more kid friendly. Keeping a little patient from being a little impatient. | head-circumference-measuring-tape-e1b.png
SKU: MAB05-021-000 | Briggs Healthcare Calibration Tools | Minimize down time and associated transportation costs with this handy tool that offers the perfect solution for zeroing needles on standard aneroid gauges. | calibration-tools-524.jpg
SKU: FAB12-1076 | Baseline Large Joint Protractor | Baseline's Large Joint Protractor is designed to measure range-of-motion for all major articulations, cervical rotation, lateral flexion of the head and anterior-posterior cervical flexion. The bubble level feature assures measurement is made on horizontal plane. The protractor has two 180Â° opposing scales in 5Â° increments. | large-joint-protractor-9de.jpg
SKU: FAB12-1121 | BodyLogic Handheld Body Fat Analyzers BodyLogic 306 | Hand-held body fat analyzer produces a body fat percentage reading without having to pinch skinfolds. | handheld-body-fat-analyzers-bodylogic-306-f03.jpg
SKU: RLL151114 | Rice Lake Body Composition Analyzer D1000-1 Lower Body | The D1000-1 is a single-frequency, foot-to-foot body composition analyzer. Foot electrodes located on the scale use single frequency bio-electrical impedance analysis (BIA) to obtain lower body composition for analysis of water, muscle, and body fat ratios.This feature-rich analyzer includes a weight scale with a 440 pound capacity and internal printer for a custom report of classic body composition ratios and advanced analysis options. These advanced options include Goal Setter and Wrestling modes, ideal for use in clinics, hospitals, fitness/wellness centers, weight rooms, rehabilitation facilities and athletic departments. | body-composition-analyzer-d1000-1-lower-body-fc9.png
SKU: RLL151115 | Rice Lake Body Composition Analyzer D1000-2 Upper Body | The D1000-2 is a single-frequency, hand-to-hand body composition analyzer. Two hand-held electrodes use single frequency bio-electrical impedance analysis (BIA) to obtain upper body composition for analysis of water, muscle and fat ratios.The D1000-2 includes a weight scale with a 440 pound capacity and internal printer for a custom report of classic body composition ratios and advanced analysis options such as Goal Setter and Wrestling modes. The Competitor Series body composition analyzer is ideal for use in clinics, hospitals, fitness/wellness centers, weight rooms, rehabilitation facilities and athletic departments. | body-composition-analyzer-d1000-2-upper-body-530.png
SKU: RCL151116 | Rice Lake Body Composition Analyzer D1000-3 Full Body | The D1000-3 is a full-body, multi-frequency segmental body composition analyzer (BCA). Through advanced technology and provided personal data, scale-base and hand-held electrodes use bio-electrical impedance analysis (BIA) to obtain multi-frequency segmental body composition of water, muscle and body fat ratios. Tailored analysis can be provided based on specific modes such as Wrestling or Goal-Setter. The Competitor Series BCA will enhance any medical or weight loss practice and is well-suited for athletic or fitness facilities, instantly complement existing client programs. Multi-frequency analysis is the most accurate BIA technology available, giving providers information needed to dramatically improve outcomes over single frequency analysis.What is segmental analysis?Segmental analysis offers an in-depth analysis of lean body mass distribution in five body segments, which enhances the ability to prescribe effective diet and exercise programs. Segmental analysis also allows professionals to gauge the effectiveness of prescribed exercises. For example, workouts focusing on arms, legs, or trunk can be proven effective by providing composition analysis of those areas over time. Improved outcomes lead to satisfied clients and cost-saving efficiencies. Bio-electrical impedance analysis is performed simultaneously through both handheld monitors and scale-base electrodes. This multi-frequency method allows for improved cellular penetration, superior accuracy and the ultimate in data collection. | body-composition-analyzer-d1000-3-full-body-b14.png
SKU: RLL152984 | Rice Lake Column for Body Composition Analyzer Scale All Models | Column for D1000 Body Composition Analyzers | column-for-body-composition-analyzer-scale-all-models-af7.jpg
SKU: RLL169660 | Rice Lake Body Composition Analyzer X-Scan Plus 950 Scale Only | Amplified results, communications and patient display advance the X-Scan Plus 950 to the professional class while still utilizing the most advanced bio-electrical impedance analysis (BIA) technology to provide accurate and dependable results, validated to gold standards including isotope dilution and DEXA analysis.Operator navigability is easy and intuitive with a large 8.4-inch color LCD touchscreen and added keypad. The large BCA base is durable and offers a 600 pound capacity. The X-Scan Plus 950 provides a total picture of health for all body types. Six frequency ranges from low to high allow better cell membrane penetration for a more in-depth analysis. The detailed analysis breakdown includes a segmental ratio of extra cellular water to total body water. Eight previous analysis measurements of E.C.W./T.B.W., P.B.F., S.L.M., and weight are used to track progress. Bring your practice to the next level with accurate results and advanced features from the professional X-Scan Plus 950. | body-composition-analyzer-x-scan-plus-950-scale-only-ab5.png
SKU: RLL174255 | Rice Lake Body Composition Analyzer X-Contact 357 S Scale Only | The X-Contact 357 S features expanded reports with the ability to track segmental results over multiple analyses. Four frequencies facilitate accurate results and high-precision analysis. The X-Contact 357 S utilizes the most advanced bio-electrical impedance analysis (BIA) technology to provide accurate and dependable results, validated to gold standards including isotope dilution and DEXA analysis.A bright 7-inch LCD color touchscreen provides clear results and the large BCA base offers a 550 pound capacity. Results are enhanced with four frequencies for better cell membrane penetration and eight previous analysis measurements to track progress. | body-composition-analyzer-x-contact-357-s-scale-only-b35.png
SKU: FAB12-1122 | Baseline Hand Held Body Fat Analyzer | Hand-held body fat analyzer produces a body fat percentage reading without having to pinch skinfolds. | hand-held-body-fat-analyzer-ec1.jpg
SKU: MAB20-912-000 | Briggs Healthcare Disposable Ear Speculum 2.5 mm | Disposable Ear Speculum 2.5 mmm 100 ea/pk | disposable-ear-speculum-25-mm-ec3.jpg
SKU: ADC352AST | ADC Metalite | A dependable reusable diagnostic penlight with aluminum body and plunger switch. | metalite-65e.jpg
SKU: ADC356RB | ADC ADLITE Plus Disp Penlight Royal Blue | Sealed concentric beam, disposable diagnostic penlight | adlite-plus-disp-penlight-royal-blue-5dc.jpg
SKU: FAB12-1490 | Dellon Dellon 2 Point Disk Criminator | For testing static and dynamic one and two-point discrimination. Set includes two disks that quantify innervation density from 1 to 25 mm. | dellon-2-point-disk-criminator--ba4.jpg
SKU: FAB12-1100 | Skyndex Electronic skinfold caliper with Jackson-Pollack formula | The Skyndex Skinfold Caliper with the 3-site Jackson-Pollock formula is a fast way to assess your athletes Body Composition and Body Fat. Simply select the age range and gender with one dial.This makes assessing Body Composition a 45 second job without the problem of data entry errors as with other types of skinfold calipers. | electronic-skinfold-caliper-with-jackson-pollack-formula-afe.jpg
SKU: MINMMMT332 | Minimed Inc. Paradigm Reservoir for 71x only, 3.0 ml | Custom made for Medtronic MiniMed Paradigm 71x insulin pumps and can be used with all Medtronic MiniMed Paradigm infusion sets. User-filled reservoir holds up to 3.0 ml of insulin. Paradigm Reservoirs are only compatible with the Paradigm Pump. Caution: U.S. law restricts this device to sale by, or on the order of a physician. | paradigm-reservoir-for-71x-only-30-ml-8c7.jpg
SKU: PDP100108 | Pedia Pals Tree Height Chart | Starts at 2â€™ and measures to 6â€™ | tree-height-chart-136.jpg
SKU: GF1293 | Grafco Penlight Stainless Steel Pupil Gauge Imprint | Penlight, Stainless Steel, Pupil Gauge Imprint | penlight-stainless-steel-pupil-gauge-imprint-841.jpg
SKU: SAMP557027 | Baseline Baseline Tuning Forks | Evaluate hearing and vibratory sensation. Set of six tuning forks (128, 256, 512, 1024, 2048, and 4095 cps). | baseline-tuning-forks-f3a.jpg
SKU: SAMP551711 | Sammons Preston Rydel Seiffer Graduated Tuning Fork | End weights convert the tuning fork from 128 to 64 Hertz. | rydel-seiffer-graduated-tuning-fork-c20.jpg
SKU: SAMP563531 | Sammons Preston High Intensity Pen Light | High-quality, chrome-plated pen light has reusable lamp and bulb with an easy On-Off switch. | high-intensity-pen-light-c74.jpg
SKU: SAMP7433 | Sammons Preston Flexible Tape Measure | Plastic case with flexible cloth tape measuring inches and centimeters in bold black color on opposite sides. | flexible-tape-measure-87e.jpg
SKU: SAMP7524 | Jamar Technologies Discriminator | The perfect sensation testers for evaluating static and moving one and two-point discrimination. This discriminator set includes two disks for testing and evaluation. The two disks quantify innervation density from 1 to 25 mm. | discriminator-b5b.jpg
SKU: JTCHCT001 | J-Tech CAT Chiropractic Adjusting Tool | "The Original" CAT Chiropractic Adjusting Tool is the most affordable thrust adjustment device available. It is designed for greater reliability and increased durability. The CAT's precision components provide smooth, easy operation. The CAT is compatible with the established protocols you are currently using. This device can be adjusted from 20 to 45 AFR (Average Force Range in pounds-force). With our optional CAT accessories you can customize your CAT to your comfort and the needs of your clients. The CAT comes standard with a 12-month warranty | cat-chiropractic-adjusting-tool-602.jpg
SKU: SAMP081508001 | Sammons Preston Witroe Reflex Hammer | Witroe Reflex Hammer | witroe-reflex-hammer-99b.jpg
SKU: SAMP081542893 | Sammons Preston Gulick II Tape Measure | Individually calibrated for accurate body measurement that ensures repeatable measurements. By applying a constant tension, repeatable measurements can be taken. Self-retracting tape is kept at the desired length until the retract button is pushed. Measures in inches and centimeters. | gulick-ii-tape-measure-88c.jpg
SKU: SAMP081559608 | Sammons Preston Tromner Reflex Hammer | A versatile multifunctional dual mallet type reflex hammer with integrated Babinski Tip. | tromner-reflex-hammer-96b.jpg
SKU: CM4141A | Complete Medical Taylor Hammer Combination With 256 Cps | With 256 cps. A taylor percussion head is combined with a weighted tuning fork for sensory evaluation. | taylor-hammer-combination-with-256-cps-7c6.jpg
SKU: BVMHBF-306C | BV Medical Athlete Body Fat Analyzer | Measurement of body fat composition is the key to long-term exercise success. The Omron hand held body fat analyzer is an affordable and easy way to measure body fat in the privacy of your own home. After inputting the data, a measurement can be started by simply holding the grip electrodes and pressing the START button. | athlete-body-fat-analyzer-551.jpeg
SKU: FAB12-1390 | Baseline Retracting Monofilament 1 Gram | Damage resistant, portable 1 gram monofilaments detect changes in neurological status. | retracting-monofilament-1-gram-9d4.jpg
SKU: FAB12-1391 | Baseline Retracting Monofilament 10 Gram | Damage resistant, portable 10 gram monofilaments detect changes in neurological status. | retracting-monofilament-10-gram-e6c.jpg
SKU: FAB12-1392 | Baseline Baseline Retracting Monofilament 75 gram | Damage resistant, portable 75 gram monofilaments detect changes in neurological status. | baseline-retracting-monofilament-75-gram-ed5.jpg
SKU: FAB12-1395 | Baseline Baseline Folding Home Monofilament 1 Gram | Inexpensive, portable 1 gram monofilaments detect changes in neurological status. | baseline-folding-home-monofilament-1-gram-ea1.jpg
SKU: FAB12-1396 | Baseline Folding Home Monofilament 10 gram | Folding monofilament is an inexpensive monofilament that can be used to detect changes in neurological status. Used for screening peripheral nerve impairment. | folding-home-monofilament-10-gram-ae6.jpg
SKU: FAB12-1397 | Baseline Baseline Folding Home Monofilament 75 gram | Damage resistant, portable monofilaments detect changes in neurological status. | baseline-folding-home-monofilament-75-gram-692.jpg
SKU: FAB12-1398 | Baseline Baseline Folding Home Monofilament 3 piece set | Inexpensive, portable monofilaments detect changes in neurological status. Ideal for screening for peripheral nerve impairment. | baseline-folding-home-monofilament-3-piece-set-dd9.jpg
SKU: FAB12-1560 | Fabrication Enterprises Touch Test sensory Evaluation Hand | Filament bends when peak force threshhold is reached. | touch-test-sensory-evaluation-hand--19e.jpg
SKU: FAB12-1562 | Fabrication Enterprises Touch Test Sensory Evaluation Foot Set 6 pieces | Filament bends when peak force threshhold is reached. | touch-test-sensory-evaluation-foot-set-6-pieces-b4a.jpg
SKU: FAB12-1406 | Fabrication Enterprises West Hand Monofiliment Kit .07 .2 2 4 200 Gram | Weinstein Enhanced Sensory Test (WEST), an improved version of the Semmes-Weinstein monofilaments, uses five monofilaments to measure skin sensitivity and determine peripheral nerve involvement. | west-hand-monofiliment-kit-07-2-2-4-200-gram-e39.jpg
SKU: FAB12-1407 | Fabrication Enterprises West Foot Monofiliment kit .5 2 10 50 200 | Weinstein Enhanced Sensory Test (WEST), an improved version of the Semmes-Weinstein monofilaments, uses five monofilaments to measure skin sensitivity and determine peripheral nerve involvement. | west-foot-monofiliment-kit-5-2-10-50-200-aba.jpg
SKU: FAB12-1408 | Fabrication Enterprises West D Monofiliment Kit .02 .07 .5 2 10 Gram | The WEST-D provides an evaluation range from reduced tactile sensation on the face all the way up to loss of protective sensation of the foot. | west-d-monofiliment-kit-02-07-5-2-10-gram-fb7.jpg
SKU: REST1370-150 | Riester E-mega Aneroid Sphygmomanometer, Adult Cuff, Single Tube, White | Fast inflation of the cuff due to new ergonomic spoon designLifelong precision due to almost non-aging precision movement, with specially tempered copper-beryllium diaphragm for pressure-loading capacity up to 600 mm HgDisinfectable and washable one-piece cuffs in different sizesComfort â€“ air release valve, wearfree, with fi ne adjustment | e-mega-aneroid-sphygmomanometer-adult-cuff-single-tube-white-fbf.jpg
SKU: SAMP081501725 | Sammons Preston Medipin | This patented, single-use precision instrument is designed to promote best practices. Features include: Consistency of Stimulation and Safetya protected point offers standardized depth of penetration and reduces risk of self-inflicted needle-stick injury. Sensitivityaugments pinprick acuteness by creating a neural centre surround field effect. Infection Controlseeks to confine penetration and avoid unwanted breach of delicate skin. Disposabilitythe point is made safe by simple manual compression against a hard surface. Also ideal for standard visual testing of scotoma and peripheral loss. 100 per box. | medipin-826.jpg
SKU: SAMP081546209 | Sammons Preston Tape Measure with Weight | A weight at the end provides a stronger, more accurate measurement. Button-on product allows for easy retraction when the clinician is finished using the tape measure. Unit measures up to 60" (152 cm). | tape-measure-with-weight-ed7.jpg
SKU: FAB12-1085 | Baseline Sit and Reach Trunk Flexibility Box | Perform sit-and-reach tests with Baseline sit and reach trunk flexibility test. Scales include: fitness, program, Cooper Institute/YMCA, AAHPERD. Scales printed in inches and centimeters. Made of sturdy powder-coated metal construction with a built in foot plate and a maximum stretch indicator that remains until reset. | sit-and-reach-trunk-flexibility-box-b1f.jpg
SKU: BALEPG-10 | B and L Engineering Pinch Gauge 0-10 lbs. in 0.25 lb. increments | For weak or injured hands. Measures 0-10 lbs. in 0.25 lb. increments and kilogram scale. Red indicator needle remains at maximum reading until reset. | pinch-gauge-0-10-lbs-in-025-lb-increments-d5f.jpg
SKU: BALEPG-30 | B and L Engineering Engineering Pinch Gauge 30 lb Pinch Gauge | Measures 0-30 lbs. in 1.0 lb. increments and kilogram scale. Calibration certificate included with accuracy = 0.3 lb. The B&L; Engineering Mechanical Pinch Gauge known as the "Gold Standard" (by Virgil Mathiowetz) in pinch strength (Key, Tip, and Palmar) measurement accuracy is used by physicians and therapists in clinics and rehabilitation centers worldwide. | engineering-pinch-gauge-30-lb-pinch-gauge--3cf.jpg
SKU: BALEPG-60 | B and L Engineering 60 lb Pinch Gauge | Known as the "Gold Standard" in pinch strength (Key, Tip and Palmar) measurement. It is used by physicians and therapist sin clinics and rehabilitation centers worldwide. Officially CE Marked. Two-year warranty. | 60-lb-pinch-gauge-523.jpg
SKU: FAB12-0112 | Baseline 3 Piece Digital Hydraulic Hand Evaluation Kit | 3 Piece digital LCD hand evaluation set contains 300lb. maximum LCD readout range hand dynamomter, 100lb maximum LCD readout extended range pinch guage, and 6" finger goniometer. The instruments stored in protective carrying case. 2 year warranty. | 3-piece-digital-hydraulic-hand-evaluation-kit-0b1.jpg
SKU: SAMP081504265 | Sammons Preston Jamar Digital Pinch Gauge | This digital pinch gauge has an easy-to-read LCD display and features an electronic zero calibration system. | jamar-digital-pinch-gauge-b31.jpg
SKU: SAMP081669928 | Jamar Technologies Smart Hand Dynamometer | The Jamar Smart is the first electronic hand dynamometer that works seamlessly and wirelessly with a mobile app. Download the free Jamar Smart app from the Apple App Store, and you'll be able to control your Jamar Smart from your iPad tablet (iPad Air, iPad Mini or original iPad version 3 or later). The app is designed to expedite and enhance patient evaluations allowing results to be quickly repeated, edited, and saved.Â The free app includes the standard hand grip test, and features:Ability to set number of reps from 1 to 5Determine hand(s) to test and which one to start withRecord the grip position on the JamarEasily accept or redo any trialInstantly displays results to 1/10th of a poundCalculates average, standard deviation and coefficient of variationCompares results to norms based on patient's gender and age | smart-hand-dynamometer-ba6.png
SKU: FAB12-0102 | Baseline Hand Evaluation Sets 7 Piece LiTE | BaselineÂ® 7-piece LiTEÂ® hand evaluation set includes the following instruments stored in a protective carrying case: LiTEÂ® 200 pound capacity hydraulic hand dynamometer (red), 30 pound capacity mechanical pinch gauge (blue), 6 inch stainless steel finger goniometer, 2-point discriminator with 3rd point, Wartenburg pinwheel, finger circumference gauge and functional finger motion gauge. Dynamometer and pinch gauge have a 1 year manufacturerâ€™s warranty. CE Certified. | hand-evaluation-sets-7-piece-lite--f00.jpg
SKU: FAB12-0286 | Baseline Electronic Digital Smedley Spring Dynamometer 200 Pound | The digital, lightweight Smedley spring dynamometer offers accurate grip strength readout with 5 preset grip sizes. Assesses results according to age and gender. Stores results for fast retrieval with up to 19 users. Maximum reading of 200lb / 90kg. | electronic-digital-smedley-spring-dynamometer-200-pound-ee0.jpg
SKU: FAB12-0101 | Baseline 3 Piece LiTE hand evaluation kit | 3 Piece Lite hand evaluation set contains 200lb. maximum LiTE hand dynamomter, 50lb maximum LiTE pinch guage, and 6" finger goniometer. | 3-piece-lite-hand-evaluation-kit-ae1.jpg
SKU: FAB12-0126 | Baseline Hand Evaluation 8-piece Set Features LiTE 200 lb. HHD & 50 lb. HPG Red | BaselineÂ® 8-piece LiTEâ„¢ hand evaluation set includes the following instruments stored in a protective carrying case: LiTEâ„¢ 200 pound capacity hydraulic hand dynamometer (red), LiTEâ„¢ 50 pound capacity hydraulic pinch gauge (red), 6 inch stainless steel finger goniometer, finger circumference gauge, 180 degree 6 inch plastic goniometer, measuring tape, Discim-A-Gonâ„¢ and tactileâ„¢ 5-piece monofilament set. Dynamometer and pinch gauge have a 1 year manufacturerÂ’s warranty. CE Certified. | hand-evaluation-8-piece-set-features-lite-200-lb-hhd-50-lb-hpg-red-c46.jpg
SKU: FAB12-0600 | Jamar Technologies Hydraulic Hand Dynamometer 200 Lbs. | Ideal for routine screening of grip strength and initial and ongoing evaluation of clients with hand trauma and dysfunction. Unit comes with carrying/storage case, certificate of calibration and complete instructions. Warranted for one full year. The warranty does not cover calibration. Latex free. | hydraulic-hand-dynamometer-200-lbs-511.jpg
SKU: SAMP749805 | Jamar Technologies Hydraulic Pinch Gauge | The Jamar Hydraulic Pinch Gauge allows the client to perform a true pinch strength test with the assistance of the therapist. This gauge provides the client to perform a true pinch pattern because the therapist supports the weight of the gauge. This product includes a red indicator needle that gives an accurate reading of the test and measure pinch force up to 45 lbs. Gauge is devoid of artifact. | hydraulic-pinch-gauge-0b5.jpg
SKU: HAU8983 | Hausmann Industries Hand Dynamometer 200 lb. | Hand Dynamometer 200 lb. Popular therapy device accurately measures hand strength. | hand-dynamometer-200-lb-463.jpg
SKU: SAMP5030KIT | Jamar Technologies Hydraulic Hand Evaluation Kit | Occupational therapy evaluation kit includes essential manual tools for evaluating hand trauma and disfunction. The hydraulic hand dynamometer tests grip strength and features five adjustable grip positions. A pinch gauge can be used to test finger strength, while a small goniometer evaluates finger range of motion. | hydraulic-hand-evaluation-kit-a75.jpeg
SKU: SAMP563213 | Jamar Technologies Plus+ Digital Hand Dynamometer | We've replaced the hydraulic system found in other dynamometers with a circuit board and electronic load sensors. This technological advancement gives you a more accurate tool to measure hand strength in clients with hand trauma and dysfunction. We also increased the durability of the dynamometer by eliminating all internal moving parts, and encasing the electronics in a sturdy aluminum body with a scratch-resistant UV coating. The readout displays isometric grip force from 0â€“200 lbs (90 kg). The unit's easy-to-read LCD display can be set to display pounds or kilograms. | plus-digital-hand-dynamometer-9b1.png
SKU: SAMP926610 | Sammons Preston Smedley Hand Dynamometer | Manual dynamometer measures hand grip strength in occupational therapy evaluation. The adjustable handle increases or decreases grip width as needed. After pressure is applied, the scale dial maintains its maximum reading for easier recording. | smedley-hand-dynamometer-74f.jpg
SKU: FAB12-0100 | Baseline 7 Piece Hand Evaluation Kit | Grip strength is measured by the 200lb. maximum hydraulic hand dynamometer and pinch strength by the 30 lb. maximum mechanical pinch gaugeOther measurements are made with the stainless steel finger goniometer, 2-point discriminator with 3rd point, Wartenburg pinwheel, finger circumference gauge, and functional finger motion gauge. | 7-piece-hand-evaluation-kit-10f.jpg
SKU: FAB12-0601 | Jamar Technologies Hydraulic Pinch Gauge 50lb. Maximum | Hydraulic pinch gauge gives accurate and repeatable pinch strength readings (tip, key and palmer). Maximum strength indicator remains after each reading until reset. Dual scale shows pounds and kilograms. 50lb / 22.5kg. | hydraulic-pinch-gauge-50lb-maximum-d60.jpg
SKU: SAMP081505130 | Jamar Technologies Plus+ Hand Evaluation Kit | The Jamar Plus+ Hand Evaluation Kit features three different strength testing and hand evaluating dynamometers for the most accurate measurement and assessments. This kit is ideal for therapists who need to evaluate the strength of their patientâ€™s hand. The three devices include are the Digital Hand Dynamometer, Digital Pinch Gauge and the Finger Goniometer. | plus-hand-evaluation-kit-f9d.jpg
SKU: HYGT23210 | Thera-Band Power Pump | TheraBand Exercise Ball Power Pump makes pumping up exercise and stability balls quicker and easier than inflating with a mouth tube. This push pump comes with a manual step-on pump and three attachments for easy inflation, and it's pump is compatible with TheraBand Pro Series and Standard Exercise Balls of all sizes. | power-pump-30a.png
SKU: DMI640-8176-0800 | Briggs Healthcare DMI Rehab Exercise Ball, Soft | Dmi rehab exercise ball, soft | dmi-rehab-exercise-ball-soft-50a.jpg
SKU: IDPTBS30 | Ideal Products Therapy Ball Storage, 28" W x 20" D x 60" H | Floor stand for 3 inflated balls, Steel construction, Small floor footprint, Mobile version available (TBS30C4 $159.00), Assembles in minutes, 28" W x 20" D x 60" H, 32 pound parcel shipment. Oversized box. | therapy-ball-storage-28-w-x-20-d-x-60-h-4b5.jpg
SKU: IDPTBS60 | Ideal Products Therapy Ball Storage, 62" W x 22" D x 62" H | Floor stand for 6 inflated balls, Steel construction, Small floor footprint, Assembles in minutes, 62" W x 22" D x 62" H, 40 pound parcel shipment. Oversized box. | therapy-ball-storage-62-w-x-22-d-x-62-h-b63.jpg
SKU: IDPTBS60C4 | Ideal Products Mobile version Of Therapy Ball Storage | Steel construction, Small floor footprint, Mobile version, Assembles in minutes, 40 pound parcel shipment. Oversized box. | mobile-version-of-therapy-ball-storage-f0a.jpg
SKU: IDPSWM2 | Ideal Products Therapy Ball Wall Storage Rack | Wall storage for 2 inflated balls, Stainless steel construction, Convenient wall storage, Holds 2 inflated balls, Assembles in minutes. | therapy-ball-wall-storage-rack-a2f.jpg
SKU: CLI8102 | Clinton Industries Soft Grip Weight Balls 2 Lbs. Green | 2 pound soft grip ball | soft-grip-weight-balls-2-lbs-green-0aa.jpg
SKU: CLI8103 | Clinton Industries Soft Grip Weight Balls - 3 Lbs. | 3 pound soft grip ball | soft-grip-weight-balls-3-lbs-795.jpg
SKU: CLI8100 | Clinton Industries Soft Grip Weight Balls - Set Of 6 | Soft grip balls (set of 6) | soft-grip-weight-balls-set-of-6-8d0.jpg
SKU: CLI8212K | Clinton Industries Superior Quality Medicine Balls - 12 Lbs. | 12 pound Medicine ball | superior-quality-medicine-balls-12-lbs-449.jpg
SKU: IDPBH17 | Ideal Products Therapy Ball Storage | Wall storage for 1 inflated ball, Steel tubing construction, Convenient wall storage. | therapy-ball-storage-fd7.jpg
SKU: FAB30-3601 | Fabrication Enterprises TumbleForms deluxe Vestibulator II | The Vestibulator II freestanding system offers the benefits of a ceiling suspension system. It accommodates therapy modules for vestibular, neurodevelopmental, and sensory integration therapy. The Deluxe System provides vertical stimulation and direct flexion, linear acceleration, rotational experiences, and complete range of motion exercises. It incorporates a 360Â° vertical rotation system for a smooth, unrestricted ROM to create vertical and rotational stimulation at the same time.Deluxe VestibulatorÂ® II System includes: Frame, Net Swing with positioning seat, Flexidisk, Prone net swing, Mat, Soft Top Platform Swing, Roll swing, Rope with Ascenders | tumbleforms-deluxe-vestibulator-ii-20d.jpg
SKU: SAMP920145 | Sammons Preston Rainy Day Indoor Playground Therapy Kit | Everything you need for gross motor, sensory integration, and vestibular therapies. | rainy-day-indoor-playground-therapy-kit-7ab.jpg
SKU: SAMP6225 | Sammons Preston Clinic Self Cath Mirror | Adjustable acrylic mirror locks into any position for self-examination, catheterization, dental hygiene or speech therapy. | clinic-self-cath-mirror-309.jpg
SKU: LWSILL-LEDV-R483 | LW Scientific 48 Bulb LED Ring Light | The 48-bulb LED ring light features variable intensity control, and the new 60-bulb LED ring light is variable and programmable for segmented quadrants to cast shadows when necessary. | 48-bulb-led-ring-light-c1c.jpg
SKU: ALI80245 | Alimed Clamp-On Adjustable Mirror, 8" x 12" | Clamp-On Adjustable Mirror A multi-use mirror that clamps onto bed rail, wheelchair, tabletop and other surfaces. Helps with speech therapy in any environment. The shatterproof mirror is mounted on a 12" flexible metal "gooseneck" attached to a strong plastic spring clamp. The clamp grips up to 1" thickness. 8" x 12" mirror surface. | clamp-on-adjustable-mirror-8-x-12-f2d.jpg
SKU: IDPFRR37 | Ideal Products Foam Roll Storage | Storage rack for foam rolls. Stainless steel construction, Convenient wall storage, Holds up to (6) 6" x 3' foam rolls, Load on top, remove on bottom, Assembly required, 36" W x 10" D x 40" H, 17 pound parcel shipment. | foam-roll-storage-6c0.jpg
SKU: SAMP552225 | Sammons Preston Activity Tray | An effective alternative to standard tilt tables or easels. Has an adjustable ledge and nonglare durable plastic cover. Easily adjusts to 5Â°, 20Â° or 75Â° angles. Measures 18" x 24". Latex free. | activity-tray-cb9.jpg
SKU: SAMP565512 | Sammons Preston HandWeight Small | Ideal for providing proprioceptive input (weight/compression) for individuals who experience diminished sensory feedback during fine motor tasks. Can also be used for strengthening exercises. Weights can help increase kinesthetic awareness during fine motor or self-help activities. Designs allow maximum flexibility and mobility. | handweight-small-519.jpg
SKU: CMSRBLK01 | Obus Forme Supporting Roll | Provides support for your lower back or neck anywhere you go. | supporting-roll-95c.jpg
SKU: ALI80385 | Alimed Activity Pillow 22" x 15.5" x 1" | Designed specially for Alzheimer's and dementia clients. Activities include zipping, buttoning, hook and loop fastening, and buckling. | activity-pillow-22-x-155-x-1-742.jpg
SKU: SAMP566792 | Sammons Preston Allen Diagnostic Module Foam Button Bookmark | Quick project suitable for very disabled populations. | allen-diagnostic-module-foam-button-bookmark-b14.jpg
SKU: SAMP566793 | Sammons Preston Allen Diagnostic Module Metallic Cord Bargello Bookmarks | The first bookmark row must be prepared by the therapist or a volunteer. | allen-diagnostic-module-metallic-cord-bargello-bookmarks-5c3.jpg
SKU: SAMP5286 | Sammons Preston The Yes U Can Fine Motor Exercise Kit | Provides all the necessary equipment to improve fine motor coordination. | the-yes-u-can-fine-motor-exercise-kit-1fa.jpg
SKU: SAMPA405800 | Sammons Preston Easel | Position shelf as desired on easel to increase or decrease distance and reach. | easel-bef.jpg
SKU: MKS22302700 | McKesson Anti Diarrheal sunmark Oral Suspension 4 oz. | Anti Diarrheal sunmark Oral Suspension 4 oz. | anti-diarrheal-sunmark-oral-suspension-4-oz-103.jpg
SKU: SAMP565127 | Sammons Preston Gel Dot Pad Gel Dot Pad | Provides eye-hand coordination training and improves finger strength and dexterity. | gel-dot-pad-gel-dot-pad-b0c.jpg
SKU: SAMP081555762 | Sammons Preston Tangrams Plus | Features an ancient Chinese puzzle consisting of 5 triangles, 1 square, and 1 rhomboid. Also included circles and semicircles that inspire creativity and allow kids to explore geometric shapes. | tangrams-plus-ae0.jpg
SKU: SAMP564792 | Sammons Preston Tabletop Easel | Compact easel makes an ideal literacy center. New folding design, easy-carrying handle, two magnetic dry erase boards, one with 1" spaced blue lines.Book/marker ledges on each side. Detachable pocket chart.High-quality lightweight, molded frame is 19"W x 17"D x 19"H.Three removable Tiny Tubs with lifetime warranty store easily within the built-in tray.Each tub is 4-1/2"L x 2-1/2"W x 33/4"D.Five-year warranty on frame. | tabletop-easel--1e3.jpg
SKU: SAMP8181 | Sammons Preston Pegboard with Round Pegs | Basic 30-hole pegboard can be used easily, even by a child with severe handicaps. | pegboard-with-round-pegs-b44.jpg
SKU: SAMP924195 | Sammons Preston Get A Grip Pegboard Set | The Get-A-Grip Pegboard Set is ideal for those with grip and tactile challenges all while presenting it as a game. The board includes a plastic grip. The set can also improve dexterity. | get-a-grip-pegboard-set-44c.jpg
SKU: SAMP924200 | Sammons Preston Magnet Express | Kids use magnetic wands to guide encased metal balls through the maze. The first player to get all five balls into the center wins the game. Constructed of durable Russian Birch wood, with a sealed, clear plastic top. Colored wands match colored balls. Measures 12"L x 15"W x 2"H. For ages 3 and up. Not recommended for clients with pacemakers. | magnet-express-8c3.jpg
SKU: SAMP924305 | Sammons Preston Peg-It | Contains two 100-hole pegboards, 100 multicolored pegs, a water-soluble ink pen, reproducible pegboard designs, and a complete manual. Measures 6.5" square x 1" H with a channel around three sides to hold the pegs. | peg-it-4aa.jpg
SKU: SAMPA4161 | Sammons Preston Rolyan Complex Form Board | 24-1/2" x 16" x 1/2" form board has 12 shapes for evaluation and training in form constancy, position in space, shape recognition and sequencing as well as teaching compensatory techniques for loss of visual field. Shapes are 7/8" high. | rolyan-complex-form-board-f1d.jpg
SKU: HS2312 | Healthstar Economy Foam Balance Beam | Even Olympic gold medalists have to start somewhere. Made out of a sturdy foam material and offering a body that measures 54â€ long, these foam balance beams have been designed to support the feet of mini gymnasts as they discover their confidence before heading to a wooden beam.This foam balance beam is also a bit different when it comes to size. Those standard wood balance beams at gyms and training centers across the country only measure 4â€ wide, but these foam balance beams measure 6â€ wide and have a rounded top, making them the perfect size and shape for little feet learning basic routines. | economy-foam-balance-beam-ccd.jpg
SKU: SAMP4163B | Sammons Preston Tumble Forms 2 Barrel Crawl/Roll | By gently rocking the barrel, the therapist can produce a rhythmic movement experience for the child. In time, the child can learn to shift his weight in order to roll the barrel. Inside diameter 12", outside is 22". 250 lb. weight capacity. Sorry, no color choice. Latex free. | tumble-forms-2-barrel-crawl-roll-337.jpg
SKU: SAMP4811 | Tumble Forms Soft Top Rocker Balance | Foam-cushioned top is nonslip and nonabrasive, providing sure footing during rocker/balance exercises. Unit wipes clean and will not mar floors or walls. Recessed sides protect fingers against pinching. | soft-top-rocker-balance-409.jpg
SKU: SAMP561829 | Sammons Preston Economy Ball Pool | This 48"-diameter ball pool offers clinics and schools a low-cost alternative. | economy-ball-pool-2b6.jpg
SKU: SAMP556016 | Sammons Preston Baby Trampoline | For children 1-1/2 to 4 years old. The canvas is tensioned so even very small children will experience a spring effect (usually they are too light to use a trampoline). The rubber cover yields protection against the metal frame. Supporting handles are covered with foam to protect face and teeth. For children up to 50 lbs. | baby-trampoline-8a5.jpg
SKU: SAMP556022 | Sammons Preston Riverstones | The stones mimic those in a river, with each side of the triangle varying in steepness and difficulty. The goal is to jump from stone to stone without touching the floor. Change their position to create more challenging paths for children. Each of the stones has rubber studs on the base, which prevent them from slipping and protect indoor floor areas. Includes three 14" x 3"H stones and three 10" x 2"H stones. Weight capacity 110 lbs. | riverstones-755.jpg
SKU: SAMP081555366 | Sammons Preston Nylon Bean Bags | These colorful nylon bean bags are durable and ready to withstand constant use. | nylon-bean-bags-d68.jpg
SKU: HS2312 | Healthstar Economy Foam Balance Beam | Even Olympic gold medalists have to start somewhere. Made out of a sturdy foam material and offering a body that measures 54â€ long, these foam balance beams have been designed to support the feet of mini gymnasts as they discover their confidence before heading to a wooden beam.This foam balance beam is also a bit different when it comes to size. Those standard wood balance beams at gyms and training centers across the country only measure 4â€ wide, but these foam balance beams measure 6â€ wide and have a rounded top, making them the perfect size and shape for little feet learning basic routines. | economy-foam-balance-beam-ccd.jpg
SKU: SKIL914720 | Skil Care Number Color Association Pad | The number-color association pad offers many educational opportunities. | number-color-association-pad-522.jpg
SKU: SKIL912460 | Skil Care Sensory Activity Apron | Give residents an activity that will challenge their mind and senses while building skills for daily activity using the Skil-Care Activity Apron. Help individuals practice tasks like using zippers and buttons while providing a reprieve from boredom and anxiety. | sensory-activity-apron-500.gif
SKU: SAMPA8113 | Rolyan Roller Scar Tissue Massage Tool | Easy-to-use roller-ball massage tool is effective in applying deep massage for scar reduction. | roller-scar-tissue-massage-tool-9ba.jpg
SKU: SAMP557675 | Sammons Preston Molded Scrub Brush | Experience tactile sensations through 2 different brush sets. Each offers a sense of touch to enhance the tactile experience for any patient. 3-1/2"L x 2"W. | molded-scrub-brush-7c2.jpg
SKU: SKIL912410 | Skil Care Gel Top Sensory Stimulator Tray Lift Away Restraint Free Fits 16"-18" Wheelchairs | This Gel-Top Sensory Stimulator Tray provides both tactile and visual stimulation to reduce agitation and restlessness | gel-top-sensory-stimulator-tray-lift-away-restraint-free-fits-16-18-wheelchairs-aa1.jpg
SKU: SKIL912415 | Skil Care Gel Top Sensory Stimulator Tray With Velcro Closure Fits 16"-18" Wheelchairs | This Gel-Top Sensory Stimulator Tray provides both tactile and visual stimulation to reduce agitation and restlessness. | gel-top-sensory-stimulator-tray-with-velcro-closure-fits-16-18-wheelchairs-467.jpg
SKU: SKIL912441 | Skil Care Spiral Gel Pad | This gel pad allows the user to guide the plastic disk around the swirl providing tactile and visual stimulation. | spiral-gel-pad-8f9.jpg
SKU: SKIL912428 | Skil Care Spiral Gel Pad 20â€ x 22â€ 6.7 Pounds | This gel pad allows the user to guide the plastic disk around the swirl providing tactile and visual stimulation. | spiral-gel-pad-20-x-22-67-pounds-3f3.jpg
SKU: SKIL912420 | Skil Care Sensory Stimulator Gel Pad 7" x 16" | Skil-Care Sensory Stimulation Gel Pad is a tool used to calm agitated or Alzheimer patients. It is important to occupy individuals with cognitive impairment and increase their sensory activity. The Sensory Stimulation Gel Pad promotes an improved attention span, finger dexterity, and touch recognition. Another great feature is the ability to heat the pad to provide pain relief for those suffering from arthritis. | sensory-stimulator-gel-pad-7-x-16-263.jpg
SKU: SKIL914671 | Skil Care Wavy Sensory Stimulation Activity Tray | Activity Tray, Wavy Gel & Fabrics (Blue & Yellow) | wavy-sensory-stimulation-activity-tray-eb6.jpg
SKU: MAB530-6046-0123 | Briggs Healthcare DMI Blue Mesh Post Op Shoes Mens Large | DMI Blue Mesh Post-Op Shoes, Mens, Large | dmi-blue-mesh-post-op-shoes-mens-large-318.jpg
SKU: CM20106 | Brown Medical Sealtight Cast Guard Adult Wide Short Leg 23 Inch L | The easy, durable way to stay dry. recommended by doctors for showering and bathing. | sealtight-cast-guard-adult-wide-short-leg-23-inch-l-8f3.jpg
SKU: SCSI1202 | Scott Specialties Arm Sling | Features open-end design, web strap with hook and loop closure. Arm weight is transferred to opposite shoulder and back, eliminating neck strain. | arm-sling-8fc.png
SKU: NYO9409R-L | NY Orthopedic Wrist Brace, Large, Right Hand, 7.5"- 8.5" | Ideal for carpal tunnel syndrome and wrist sprains.Allows full finger function.Removable adjustable palmar stay.Lycra lined wicks moisture away.8" length. | wrist-brace-large-right-hand-75-85-e6c.jpg
SKU: DJO79-89270 | DJO Global Premium Panel Elastic Binder-XX-Large | Constructed with panel elastic and soft cotton type lining for patient comfort. Universal style, flannel lined panel elastic support with contact closure. Multi-panel design helps prevent panel rolling. Ideal for providing compression and support for post-natal or post-abdominal surgery, abdominal strains and weakness. Available in each or in a pack of six (6). 9", 12" or 15" height. | premium-panel-elastic-binder-xx-large-757.jpg
SKU: MAB530-6045-0122 | Briggs Healthcare DMI Blue Mesh Post Op Shoes Womens Medium | DMI Blue Mesh Post-Op Shoes, Womens, Medium | dmi-blue-mesh-post-op-shoes-womens-medium-5fe.jpg
SKU: MAB530-6046-0122 | Briggs Healthcare DMI Blue Mesh Post Op Shoes Mens Medium | DMI Blue Mesh Post-Op Shoes, Mens, Medium. | dmi-blue-mesh-post-op-shoes-mens-medium-322.jpg
SKU: NYO9409L-L | NY Orthopedic Wrist Brace, Large, Left Hand, 7.5"- 8.5" | Ideal for carpal tunnel syndrome and wrist sprains.Allows full finger function.Removable adjustable palmar stay.Lycra lined wicks moisture away.8" length. | wrist-brace-large-left-hand-75-85-f44.jpg
SKU: NYO9409L-M | NY Orthopedic Wrist Brace, Medium, Left Hand, 6.5"- 7.5" | Ideal for carpal tunnel syndrome and wrist sprains.Allows full finger function.Removable adjustable palmar stay.Lycra lined wicks moisture away.8" length. | wrist-brace-medium-left-hand-65-75-32e.jpg
SKU: NYO9409L-S | NY Orthopedic Wrist Brace, Small, Left Hand, 5.5"- 6.5" | Ideal for carpal tunnel syndrome and wrist sprains.Allows full finger function.Removable adjustable palmar stay.Lycra lined wicks moisture away.8" length. | wrist-brace-small-left-hand-55-65-213.jpg
SKU: NYO9409L-XL | NY Orthopedic Wrist Brace, Extra Large, Left Hand, 8.5" Plus | Ideal for carpal tunnel syndrome and wrist sprains.Allows full finger function.Removable adjustable palmar stay.Lycra lined wicks moisture away.8" length. | wrist-brace-extra-large-left-hand-85-plus-25b.jpg
SKU: NYO9409R-M | NY Orthopedic Wrist Brace, Medium, Right Hand, 6.5"- 7.5" | Ideal for carpal tunnel syndrome and wrist sprains.Allows full finger function.Removable adjustable palmar stay.Lycra lined wicks moisture away.8" length. | wrist-brace-medium-right-hand-65-75-8c9.jpg
SKU: NYO9409R-S | NY Orthopedic Wrist Brace, Small, Right Hand, 5.5"- 6.5" | Ideal for carpal tunnel syndrome and wrist sprains.Allows full finger function.Removable adjustable palmar stay.Lycra lined wicks moisture away.8" length. | wrist-brace-small-right-hand-55-65-9f3.jpg
SKU: NYO9409R-XL | NY Orthopedic Wrist Brace, Extra Large, Right Hand, 8.5" Plus | Ideal for carpal tunnel syndrome and wrist sprains.Allows full finger function.Removable adjustable palmar stay.Lycra lined wicks moisture away.8" length. | wrist-brace-extra-large-right-hand-85-plus-337.jpg
SKU: KCC69572 | Kimberly-Clark HI GUARD Ultra Full Coverage Boot Universal | Shoe And Lower Leg CoverageProtective 3-Layer SMS FabricPlastic Film Coating Over SMS FabricAdhesive Traction StripsPotential For Heavy Fluid Contamination | hi-guard-ultra-full-coverage-boot-universal-1dd.jpg
SKU: DJO79-89210 | DJO Global Premium Panel Elastic Binder Extra Large 3 Panel | Constructed with panel elastic and soft cotton type lining for patient comfort. Universal style, flannel lined panel elastic support with contact closure. | premium-panel-elastic-binder-extra-large-3-panel-9f1.jpg
SKU: DJO79-89250 | DJO Global Premium Panel Elastic Binder Extra Extra Extra Large | Constructed with panel elastic and soft cotton type lining for patient comfort. | premium-panel-elastic-binder-extra-extra-extra-large-5d5.jpg
SKU: SAMP55325601 | Sammons Preston Zip Cutting Strip Cast Removal Aid | Provides additional patient protection during cast removal. The 19" (48.3cm) stick slides under the cast and provides a smooth path for scissors or cast saw. | zip-cutting-strip-cast-removal-aid-675.jpg
SKU: SAMPA37130 | Sammons Preston Cast Scissors for Serial Finger Casts | Highest-quality German stainless steel. | cast-scissors-for-serial-finger-casts-737.jpg
SKU: DJO79-81007 | DJO Global Heel Elbow Protector Poly Pile Large | Washable polyester pile fiber with contact closure absorbs moisture and allows proper circulation of air. | heel-elbow-protector-poly-pile-large-9aa.jpg
SKU: DJO79-82239 | DJO Global Safety Wrist-X-Large | Ergonomically designed brace allows for full hand dexterity during repetitive daily activities. Durable, cotton/elastic construction, contact closure straps and plastic palmer stay provide support to help address wrist sprains, tendonitis, and Carpal Tunnel Syndrome. 6" Length. Ideal for wrist sprains, tendonitis and Carpal TunnelÂ | safety-wrist-x-large-1e1.jpg
SKU: DJO79-89010 | DJO Global Neoprene/Elastic Sacro-Lumbar with Compression Straps-Universal | Low profile 10" elastic construction with neoprene back panel and side pulls for warmth, compression and adjustability. Two plastic side stays prevent rolling and 3 spiral posterior stays provide added support. Available in sized and universal. Ideal for providing support and compression for strains, sprains of the low back and abdominal area. | neoprene-elastic-sacro-lumbar-with-compression-straps-universal-a3f.jpg
SKU: CM6998 | Shaefer Enterprises Cast Comfort Spray 6 oz. Can | Cast Comfort Spray is a unique aerosol spray that keeps casted people happy! It is designed to be used under the cast, stopping the unbearable itching, soothing the skin and helping to eliminate embarrassing cast odor. Cast Comfort Spray also helps eliminate cast odor and is safe, effective, and easy to use. | cast-comfort-spray-6-oz-can-6bc.jpg
SKU: NYO9518-S | NY Orthopedic Zero-G Boot, Small, 3" W, Petite Adult / Pediatric | RECOMMENDED USE: Individuals unable to avoid long periods of uninterrupted pressure over bony prominences are at increased risk for the development of necrosis and ulceration. This group of patients typically includes elderly individuals, those who are neurologically impaired, and those who are acutely hospitalized.ZERO-G Boot combines an aggressive design with hi-performance fabrics to eliminate pressure and friction to the skin.ANTIMICROBIAL FABRIC - NO ODOR, NO BACTERIA: THANKS TO THE SANITIZED BUILT-IN HYGIENE FUNCTION.People produce perspiration during all life situations. This is an ideal culture for the growth of bacteria. The sanitized hygiene function acts like a built-in deodorant and effectively prevents the development of bacteria on fabric, even during heavy perspiration. | zero-g-boot-small-3-w-petite-adult-pediatric-a84.jpg
SKU: NYO9518-M | NY Orthopedic Zero-G Boot, Medium, 4" W, Average Adult | RECOMMENDED USE: Individuals unable to avoid long periods of uninterrupted pressure over bony prominences are at increased risk for the development of necrosis and ulceration. This group of patients typically includes elderly individuals, those who are neurologically impaired, and those who are acutely hospitalized.ZERO-G Boot combines an aggressive design with hi-performance fabrics to eliminate pressure and friction to the skin.ANTIMICROBIAL FABRIC - NO ODOR, NO BACTERIA: THANKS TO THE SANITIZED BUILT-IN HYGIENE FUNCTION.People produce perspiration during all life situations. This is an ideal culture for the growth of bacteria. The sanitized hygiene function acts like a built-in deodorant and effectively prevents the development of bacteria on fabric, even during heavy perspiration. | zero-g-boot-medium-4-w-average-adult-f13.jpg
SKU: SAMPA6684 | Sammons Preston Esmarch Plaster Scissors | High quality German stainless steel cast scissors are ideal for cutting the inner layers of plaster or synthetic cast materials. Can be used for cutting polyester casting tape. Handle for leverage and slanted blade for patient safety. Latex free.Scissors Length 8"Blade Size 2 "Handle Size 5 "Quantity 1/EA | esmarch-plaster-scissors-501.jpg
SKU: BRSLBR74-50218 | BR Surgical Cement Mixing Spatula, Double Ended, 7 1/4" | Feature CEMENT MIXING SPATULA, double ended, 7 1/4" | cement-mixing-spatula-double-ended-7-1-4-ffd.jpg
SKU: 3M82003U | 3M Health Care Scotchcast Plus Casting Tape,3" x 4yd, Purple | Water-activated resin lets you control working time according to application needs. High and early strength allows for weight bearing in 20 minutes and provides a durable cast with less chance of breakdown and the need for costly repairs or replacements. Lightweight for easy mobility. Stretches to conform well to contours for a more comfortable, better fitting cast. Porous weave allows the skin to breathe. Available in 13 colors to maximize patient satisfaction. | scotchcast-plus-casting-tape3-x-4yd-purple-c8d.jpg
SKU: 3M82003X | 3M Health Care Scotchcast Plus Casting Tape, 3" x 4yd, Bright Pink | Color: Bright Pink, Lengt :4 Linear Yard, Product Type: Casting Tape, Product Use: Product Use: Casting, Width: 3 Inch. | scotchcast-plus-casting-tape-3-x-4yd-bright-pink-38c.jpg
SKU: 3M82002X | 3M Health Care Scotchcast Plus Casting Tape, 2" x 4 yds, Bright Pink | Water-activated resin lets you control working time according to application needs. High and early strength allows for weight bearing in 20 minutes and provides a durable cast with less chance of breakdown and the need for costly repairs or replacements. Lightweight for easy mobility. Stretches to conform well to contours for a more comfortable, better fitting cast. Porous weave allows the skin to breathe. | scotchcast-plus-casting-tape-2-x-4-yds-bright-pink-627.jpg
SKU: 3M82004X | 3M Health Care Scotchcast, Plus Casting Tape, 4" x 4 yds, Bright Pink | 4 inch x 4 yard (10cm x 3,6m) Casting Tape, Bright Pink. Water-activated resin lets you control working time according to application needs.High and early strength allows for weight bearing in 20 minutes and provides a durable cast with less chance of breakdown and the need for costly repairs or replacements. Lightweight for easy mobility. Stretches to conform well to contours for a more comfortable, better fitting cast.Porous weave allows the skin to breathe. | scotchcast-plus-casting-tape-4-x-4-yds-bright-pink-6d0.jpg
SKU: 3M82002A | 3M Health Care Scotchcast Plus Casting Tape, 2" x 4 yds, Black | Water-activated resin lets you control working time according to application needs. High and early strength allows for weight bearing in 20 minutes and provides a durable cast with less chance of breakdown and the need for costly repairs or replacements. Lightweight for easy mobility. Stretches to conform well to contours for a more comfortable, better fitting cast. Porous weave allows the skin to breathe. Available in 13 colors to maximize patient satisfaction. | scotchcast-plus-casting-tape-2-x-4-yds-black-262.jpg
SKU: 3M82002B | 3M Health Care Scotchcast Plus Casting Tape, 2" x 4 yds, Blue | Water-activated resin lets you control working time according to application needs. High and early strength allows for weight bearing in 20 minutes and provides a durable cast with less chance of breakdown and the need for costly repairs or replacements. Lightweight for easy mobility. Stretches to conform well to contours for a more comfortable, better fitting cast. Porous weave allows the skin to breathe. Available in 13 colors to maximize patient satisfaction. | scotchcast-plus-casting-tape-2-x-4-yds-blue-7ff.jpg
SKU: 3M82002B | 3M Health Care Scotchcast Plus Casting Tape, 2" x 4 yds, Blue | Water-activated resin lets you control working time according to application needs. High and early strength allows for weight bearing in 20 minutes and provides a durable cast with less chance of breakdown and the need for costly repairs or replacements. Lightweight for easy mobility. Stretches to conform well to contours for a more comfortable, better fitting cast. Porous weave allows the skin to breathe. Available in 13 colors to maximize patient satisfaction. | scotchcast-plus-casting-tape-2-x-4-yds-blue-7ff.jpg
SKU: 3M82002U | 3M Health Care Scotchcast Plus Casting Tape, 2" x 4 yd, Purple | Water-activated resin lets you control working time according to application needs. High and early strength allows for weight bearing in 20 minutes and provides a durable cast with less chance of breakdown and the need for costly repairs or replacements. Lightweight for easy mobility. Stretches to conform well to contours for a more comfortable, better fitting cast. Porous weave allows the skin to breathe. Available in 13 colors to maximize patient satisfaction. | scotchcast-plus-casting-tape-2-x-4-yd-purple-829.jpg
SKU: 3M82002V | 3M Health Care Scotchcast Plus Casting Tape, Bright Green, 2"x 4 yard | Water-activated resin lets you control working time according to application needs. High and early strength allows for weight bearing in 20 minutes and provides a durable cast with less chance of breakdown and the need for costly repairs or replacements. Lightweight for easy mobility. Stretches to conform well to contours for a more comfortable, better fitting cast. Porous weave allows the skin to breathe. Available in 13 colors to maximize patient satisfaction. | scotchcast-plus-casting-tape-bright-green-2x-4-yard-5d4.jpg
SKU: 3M82003B | 3M Health Care Scotchcast Plus Casting Tape, 3" x 4 yds, White | Water-activated resin lets you control working time according to application needs. High and early strength allows for weight bearing in 20 minutes and provides a durable cast with less chance of breakdown and the need for costly repairs or replacements. Lightweight for easy mobility. Stretches to conform well to contours for a more comfortable, better fitting cast. Porous weave allows the skin to breathe. Available in 13 colors to maximize patient satisfaction. | scotchcast-plus-casting-tape-3-x-4-yds-white-658.jpg
SKU: ALI51702 | Alimed Freedom comfort ROM Elbow Brace, Right, Small/Medium | FREEDOM comfort ROM Elbow Brace has been designed for increased ease, comfort, and effectiveness in the treatment of post-operative elbow rehabilitation. Range of motion can be set prior to application, making it more comfortable for the recovering patient. Once in place, straps can be gently tightened as necessary, and further adjustments are easy. Brace also features tool-free adjustable stops that may be set for extension or flexion in a range of 0Â° to 120Â° in 5Â° increments. And since stop pins are attached, if they're removed during adjustment, you won't have to worry about losing them!Another new feature of the ROM Elbow Brace is a padded, cloth-covered foam strap that acts as a sling, making it easy to reposition the shoulder for additional comfort when necessary. Brace is completely enclosed in high-density foam for total comfort. Cushion cuffs conform to the body and are fixed to uprights and covered in a thick fabric, to facilitate surface cleaning. | freedom-comfort-rom-elbow-brace-right-small-medium-a84.jpg
SKU: ALI5111 | Alimed Freedom Comfort Boxer Fracture Prefab Orthosis with MP Extension, Medium, Right | FREEDOM comfort Boxer Fracture Prefab Orthosis with MP Extension is ideal for quick and efficient immobilization of common metacarpal fractures. The rigid Kydex shell immobilizes and protects the fracture and surrounding joints. T-Foam padded liner ensures even further comfort, along with support and conformity to the fracture volume. MPs are positioned in extension. In difficult-to-fit instances, the shell may be gently heated (with heat gun) and reshaped to accommodate swelling. Black.Indications and usage: Most useful for uncomplicated fourth and fifth metacarpal fractures, including Boxer's fracture. For more complex fractures, use for support once the fracture has partially healed and some stability has been obtained.Fitting Instructions: Adhesive-backed, pressure-sensitive padding is included with each orthosis to allow angular corrections to be made to the fracture site. | freedom-comfort-boxer-fracture-prefab-orthosis-with-mp-extension-medium-right-647.jpg
SKU: ALI66158/NA/XL | Alimed Compression Thigh Brace, X-Large | Compression Thigh Brace Easy slip-on, four-way stretch, seamless fabric offers comfortable compression. Breathable knit. Black. | compression-thigh-brace-x-large--b82.jpg
SKU: ALI5112 | Alimed Freedom Comfort Boxer Fracture Prefab Orthosis with MP Extension, Medium, Left | FREEDOM comfort Boxer Fracture Prefab Orthosis with MP Extension is ideal for quick and efficient immobilization of common metacarpal fractures. The rigid Kydex shell immobilizes and protects the fracture and surrounding joints. T-Foamâ„¢ padded liner ensures even further comfort, along with support and conformity to the fracture volume. MPs are positioned in extension. In difficult-to-fit instances, the shell may be gently heated (with heat gun) and reshaped to accommodate swelling. Black.Indications and usage: Most useful for uncomplicated fourth and fifth metacarpal fractures, including Boxer's fracture. For more complex fractures, use for support once the fracture has partially healed and some stability has been obtained.Fitting Instructions: Adhesive-backed, pressure-sensitive padding is included with each orthosis to allow angular corrections to be made to the fracture site. | freedom-comfort-boxer-fracture-prefab-orthosis-with-mp-extension-medium-left-d8d.jpg
SKU: DMS10744 | Derma Sciences Nutramax Stockinettes 4" x 25 yds | Designed to provide a bacteriological drape for orthopedic surgery. They are fluid repellent and low linting. | nutramax-stockinettes-4-x-25-yds-ae0.jpg
SKU: DMS13611 | Derma Sciences Plaster Bandage 2" x 3 yds | Sets very quickly, in two to four minutes. Made of super strong plaster, it is light and comfortable and retains its smooth texture and handling characteristics. | plaster-bandage-2-x-3-yds-939.jpg
SKU: SAMP081615665 | Sammons Preston Cast Stand | Offers support for the patient's arm or leg while the limb is being casted. Height adjustable from 12" (30.5cm) to 22" (56cm). Stand can be disassembled into two pieces for storage. Includes drip bucket. 8" (20cm) foam roller can be removed. Latex free. | cast-stand-c01.jpg
SKU: SAMP081590058 | Sammons Preston Right, Large | This BFB is used to stabilize fractures to the 4th and/or 5th metacarpal (MC) bones and the respective metacarpal-phalangeal (MCP) joints of the hand. The ulnar gutter portion of the BFB allows the caregiver to achieve greater than 70 | right-large-549.jpg
SKU: KCC69671 | Kimberly-Clark Hi-Guard Regular Full Coverage Boots, X-Large | Shoe And Lower Leg Coverage. Protective 3-Layer Sms Fabric. Film Coated Fabric On Foot Area. Adhesive Traction Strips. Moderate Fluid Contamination | hi-guard-regular-full-coverage-boots-x-large-0ea.jpg
SKU: KCC69672 | Kimberly-Clark Hi-Guard Ultra Full Coverage Boots X-Large | Shoe And Lower Leg Coverage. Protective 3-Layer Sms Fabric. Plastic Film Coating Over Sms Fabric. Adhesive Traction Strips.Potential For Heavy Fluid Contamination | hi-guard-ultra-full-coverage-boots-x-large-855.jpg
SKU: CM7369 | Complete Medical Disposable Gold Wash Basin | Feature Unboxed Disposable Gold 6 quart smooth finish easy-to-clean Size: 12 x 10 x 5 | disposable-gold-wash-basin-10a.jpg
SKU: OKS5932 | Oakworks Semi-Round Bolster | Unlimited versatility makes these comfortable and supportive cushions your building blocks for positioning. | semi-round-bolster-857.png
SKU: CRAM060500 | Cramer Sports Medicine Felt Variety Pack | Ideal for extra protection form impact and for building blister pads and orthotics. | felt-variety-pack-6fc.png
SKU: DMS13612G | Derma Sciences Plaster Bandage 3" x 3 yds - Each | Sets very quickly, in two to four minutes. Made of super strong plaster, it is light and comfortable and retains its smooth texture and handling characteristics. | plaster-bandage-3-x-3-yds-each-7d9.jpg
SKU: DMS13620G | Derma Sciences Plaster Bandage 4" x 5 yds - Each | Sets very quickly, in two to four minutes. Made of super strong plaster, it is light and comfortable and retains its smooth texture and handling characteristics. | plaster-bandage-4-x-5-yds-each-7d9.jpg
SKU: 3M72210G | 3M Health Care Conformable Splint 2" x 10" - Each | Low-profile, one-sided felt padding is less bulky so it molds more easily. All-in-one splint eliminates the need for splint assembly. Hypoallergenic, water-repellent felt padding dries much more quickly than standard padding. Provides strong, lightweight support in minutes. | conformable-splint-2-x-10-each-ef1.jpg
SKU: 3M72312G | 3M Health Care Conformable Splint 3" x 12" - Each | Low-profile, one-sided felt padding is less bulky so it molds more easily. All-in-one splint eliminates the need for splint assembly. Hypoallergenic, water-repellent felt padding dries much more quickly than standard padding. Provides strong, lightweight support in minutes. | conformable-splint-3-x-12-each-ef1.jpg
SKU: 3M72335G | 3M Health Care Conformable Splint 3" x 35" - Each | Low-profile, one-sided felt padding is less bulky so it molds more easily. All-in-one splint eliminates the need for splint assembly. Hypoallergenic, water-repellent felt padding dries much more quickly than standard padding. Provides strong, lightweight support in minutes. | conformable-splint-3-x-35-each-ef1.jpg
SKU: 3M72415G | 3M Health Care Conformable Splint 4" x 15" - Each | Low-profile, one-sided felt padding is less bulky so it molds more easily. All-in-one splint eliminates the need for splint assembly. Hypoallergenic, water-repellent felt padding dries much more quickly than standard padding. Provides strong, lightweight support in minutes. | conformable-splint-4-x-15-each-ef1.jpg
SKU: 3M72430G | 3M Health Care Conformable Splint 4" x 30" - Each | Low-profile, one-sided felt padding is less bulky so it molds more easily. All-in-one splint eliminates the need for splint assembly. Hypoallergenic, water-repellent felt padding dries much more quickly than standard padding. Provides strong, lightweight support in minutes. | conformable-splint-4-x-30-each-ef1.jpg
SKU: 3M76430G | 3M Health Care One-Step Splint 4" x 30" - Each | One-step application, incorporates padding, splint and breathable backing into one versatile, glove-free system. Easy to apply. Conformable, moldable. Air and moisture permeable pre-padding for added comfort. No messy cleanup. | one-step-splint-4-x-30-each-28b.jpg
SKU: CERPWST-6815 | Core Products Thumb Spica Splint | A versatile solution to help ease the pain associated with mild deQuervainâ€™s, arthritis, tendinitis and thumb injuries. The simple, lightweight design provides superior support for the thumb and helps stabilize the carpometacarpal joint to promote healing. | thumb-spica-splint-d76.jpg
SKU: CERPWST-6825 | Core Products Wrist and Thumb Splint | Helps immobilize wrist and thumb following injury or surgery and helps decrease pain and inflammation caused by tendinitis or arthritis. Cotton/polyester construction with soft, cotton liner. Two metal stays help hold thumb in a neutral position. Removable, aluminum palmar spoon holds wrist in a cock-up position. S, M, L or XL; specify right or left. | wrist-and-thumb-splint-1df.jpg
SKU: SCSI4530 | Scott Specialties Cervical Collar 3" Medium Firm Foam | Contoured shape with chin cutout. | cervical-collar-3-medium-firm-foam-aea.jpg
SKU: 3PTP1008-001 | 3 Point Products Oval 8 Finger Splint Combo Pack Sizes 3 4 5 6 & 7 | Quantity packs of five (5) splints of one size per pack are a cost effective way for clinics to fill their Oval-8 Kits and Pediatric Kits. Save time and money by ordering in larger quantities and assure you have splints available to dispense to your patients. | oval-8-finger-splint-combo-pack-sizes-3-4-5-6-7-3f2.png
SKU: PSY8011 | Posey Bed Top Rail System | Feature Allows articulation of the Posey Bed. The Posey Top Rail System allows the Posey Bed to articulate with greater ease and helps eliminate potential "binding" that can occur. | bed-top-rail-system-14d.jpg
SKU: BUFD12013160050000 | Bauerfeind Toe Brace Universal Size | Stabilizing orthosis for big toe correction. Post-operative splinting immobilizes the metatarsophalangeal joint. Maintains the post-op position (hallux valgus angle) during mobilization. | toe-brace-universal-size--9aa.jpg
SKU: MUEL54012 | Mueller Black Medium | The Hg80Â® Hinged Knee Brace is the ultimate brace for weak or injured knees, as well as for protection after injury. Patented Triaxial Hinge tracks the knee motion and allows maximum mobility. | image.jpg
SKU: DJO79-83093 | DJO Global Small Cervical Collar 3 1/4"H x 19"L Firm Density | High-density foam offers firmer support than Form Fit styles. Contour design helps maintain cervical spine in a neutral position and restricts motion. Cotton stockinette cover for better patient hygiene. Latex free. Ideal for post-operative rehabilitation; cervical sprains and strains. | small-cervical-collar-3-1-4h-x-19l-firm-density-25a.jpg
SKU: MUEL54014 | Mueller Black X-Large | The Hg80Â® Hinged Knee Brace is the ultimate brace for weak or injured knees, as well as for protection after injury. Patented Triaxial Hinge tracks the knee motion and allows maximum mobility. | image.jpg
SKU: MUEL54011 | Mueller Black Small | The Hg80Â® Hinged Knee Brace is the ultimate brace for weak or injured knees, as well as for protection after injury. Patented Triaxial Hinge tracks the knee motion and allows maximum mobility. | image.jpg
SKU: MUEL54013 | Mueller Black Large | The Hg80Â® Hinged Knee Brace is the ultimate brace for weak or injured knees, as well as for protection after injury. Patented Triaxial Hinge tracks the knee motion and allows maximum mobility. | image.jpg
SKU: MUEL54011 | Mueller Black Small | The Hg80Â® Hinged Knee Brace is the ultimate brace for weak or injured knees, as well as for protection after injury. Patented Triaxial Hinge tracks the knee motion and allows maximum mobility. | image.jpg
SKU: MUEL54013 | Mueller Black Large | The Hg80Â® Hinged Knee Brace is the ultimate brace for weak or injured knees, as well as for protection after injury. Patented Triaxial Hinge tracks the knee motion and allows maximum mobility. | image.jpg
SKU: MUEL54014 | Mueller Black X-Large | The Hg80Â® Hinged Knee Brace is the ultimate brace for weak or injured knees, as well as for protection after injury. Patented Triaxial Hinge tracks the knee motion and allows maximum mobility. | image.jpg
SKU: MUEL54012 | Mueller Black Medium | The Hg80Â® Hinged Knee Brace is the ultimate brace for weak or injured knees, as well as for protection after injury. Patented Triaxial Hinge tracks the knee motion and allows maximum mobility. | image.jpg
SKU: MUEL86271 | Mueller Black Small/ Medium Right | Green Fitted Wrist Brace supports your weak or injured wrist while your thumb and fingers maintain full range of motion. MuellerÂ® Green Products are created from material made without the use of petroleum. The green innerlining is manufactured with 67% recycled plastic PET bottles. The spandex binding is made from 73% recycled materials. | image.jpg
SKU: MUEL86274 | Mueller Black Large/X-Large Left | Green Fitted Wrist Brace supports your weak or injured wrist while your thumb and fingers maintain full range of motion. MuellerÂ® Green Products are created from material made without the use of petroleum. The green innerlining is manufactured with 67% recycled plastic PET bottles. The spandex binding is made from 73% recycled materials. | image.jpg
SKU: MUEL86272 | Mueller Black Small/ Medium Left | Green Fitted Wrist Brace supports your weak or injured wrist while your thumb and fingers maintain full range of motion. MuellerÂ® Green Products are created from material made without the use of petroleum. The green innerlining is manufactured with 67% recycled plastic PET bottles. The spandex binding is made from 73% recycled materials. | image.jpg
SKU: MUEL86273 | Mueller Black Large/X-Large Right | Green Fitted Wrist Brace supports your weak or injured wrist while your thumb and fingers maintain full range of motion. MuellerÂ® Green Products are created from material made without the use of petroleum. The green innerlining is manufactured with 67% recycled plastic PET bottles. The spandex binding is made from 73% recycled materials. | image.jpg
SKU: MUEL255 | Mueller Black Standard | MuellerÂ® Lumbar Back Brace w/Removable Pad provides concentrated lumbar support and adjustable compression for your abdomen and lower back. | image.jpg
SKU: MUEL46640 | Mueller Black X-Small | Designed to be extremely light and low-profile, The OneÂ® Ankle Brace is comfortable to wear in shoes or cleats during competition. Protects against inversion and eversion ankle sprains. | image.jpg
SKU: MUEL46643 | Mueller Black Large | Designed to be extremely light and low-profile, The OneÂ® Ankle Brace is comfortable to wear in shoes or cleats during competition. Protects against inversion and eversion ankle sprains. | image.jpg
SKU: MUEL46641 | Mueller Black Small | Designed to be extremely light and low-profile, The OneÂ® Ankle Brace is comfortable to wear in shoes or cleats during competition. Protects against inversion and eversion ankle sprains. | image.jpg
SKU: MUEL46642 | Mueller Black Medium | Designed to be extremely light and low-profile, The OneÂ® Ankle Brace is comfortable to wear in shoes or cleats during competition. Protects against inversion and eversion ankle sprains. | image.jpg
SKU: MUEL46644 | Mueller Black X-Large | Designed to be extremely light and low-profile, The OneÂ® Ankle Brace is comfortable to wear in shoes or cleats during competition. Protects against inversion and eversion ankle sprains. | image.jpg
SKU: MUEL46641 | Mueller Black Small | Designed to be extremely light and low-profile, The OneÂ® Ankle Brace is comfortable to wear in shoes or cleats during competition. Protects against inversion and eversion ankle sprains. | image.jpg
SKU: MUEL46642 | Mueller Black Medium | Designed to be extremely light and low-profile, The OneÂ® Ankle Brace is comfortable to wear in shoes or cleats during competition. Protects against inversion and eversion ankle sprains. | image.jpg
SKU: MUEL46644 | Mueller Black X-Large | Designed to be extremely light and low-profile, The OneÂ® Ankle Brace is comfortable to wear in shoes or cleats during competition. Protects against inversion and eversion ankle sprains. | image.jpg
SKU: MUEL46643 | Mueller Black Large | Designed to be extremely light and low-profile, The OneÂ® Ankle Brace is comfortable to wear in shoes or cleats during competition. Protects against inversion and eversion ankle sprains. | image.jpg
SKU: DJO79-95087 | DJO Global Nextep Contour Shortie Walker Large | Lightweight, durable, design with shorter one-piece wrap-around posterior shell and anterior tibial plate. | nextep-contour-shortie-walker-large-43e.jpg
SKU: SAMPA60132 | Sammons Preston Thumb Extension Kit | Includes 7" (18cm) curved outrigger, line guide, two thumb screws, and a pre-tied finger sling. | thumb-extension-kit-013.jpg
SKU: SAMP551631 | Sammons Preston Knuckle Bender Coil Spring | The spring can be turned upside down to increase spring power. Torque force at full finger extension: ca. 1000 g.cm. Splinting material not included. | knuckle-bender-coil-spring-849.jpg
SKU: SAMPA572002 | Sammons Preston Rolyan Biodynamic Flexion/ Extension Component | Monofilament acts like a tendon, providing traction for MCP, PIP, and DIP composite joint flexion. Includes components to use on one finger: finger wraps with monofilament, line guide, tension-adjustable connecting piece and two tension adjustment strips. Gauntlet sold separately at Left. Latex free. Original design courtesy of Stancie Trueman, OT.Quantity 1/ST | rolyan-biodynamic-flexion-extension-component-3b7.jpg
SKU: SAMP7690 | Sammons Preston Single Finger Extension Kit | Includes 5" (13cm) curved outrigger with foot, two line guides, three thumb screws, and a pre-tied finger sling. | single-finger-extension-kit-edb.jpg
SKU: SAMPA8321 | Rolyan Adjustable Outrigger Kit for MCP Flexion | Outrigger provides ample space for four finger rod adjusters, yet does not limit thumb motion. An optional thumb positioner is included and can be applied to the vertical bar of the outrigger. Extender rods and rod adjusters are simple to apply and to maintain 90Â° angle of pull throughout the therapy program. Kit comes with two pre-bent outrigger wires, five each of the rods, tip protectors, rod adjusters, 4" (10cm) tension-adjustable finger loops, a self-adhesive D-ring strap for rubber band or graded spring attachment and instructions. Material for static base, rubber bands, and straps sold separately. Latex free. (Patent Patterson Medical Company.) | adjustable-outrigger-kit-for-mcp-flexion-008.jpg
SKU: ALI5250 | Alimed Freedom Form Splint, Small/Medium | FREEDOM Form Splint - Easy-to-mold aluminum sandwiched inside fabric and padding. Fits right or left hand.How it works: Malleable aluminum sandwiched between padding is not new but is limited to simple adjustments and curve fitting. Aluminum finger bends easily in one direction but not two directions at once. Freedom Form overcomes fitting limitations and allows complex fitting to normal anatomy. Simply bend to fit. Apply strapping and you are done.Aluminum edges are padded completely. Exterior surface is hook-sensitive fabric. Interior covered with 1/8" closed-cell foam. Hand washable | freedom-form-splint-small-medium-6d4.jpg
SKU: JSAJSA-18-01 | Junkin Safety Half Arm Inflatable Air Splint | For immediate first-aid treatment of sprains, fractures, dislocations, cuts, burns and related injuries. | half-arm-inflatable-air-splint-f90.jpg
SKU: SAMP560600 | Sammons Preston DynaDigit | Use with Kuhl Modabber splint for post-op extensor tendon repair, MCP joints with limited flexion, tight flexor tendons and post Dupuytren's release. | dynadigit-0d7.jpg
SKU: PROS2203 | Pro Series Double Knee Ice Pack and Ice Wrap | Our Double Knee (Post Surgery) Ice Pack and Ice Wrap was designed specifically for pre and post surgical use, rehabilitation and maintenance of an ACL / PCL / MCL or meniscus repair. | double-knee-ice-pack-and-ice-wrap-b46.jpg
SKU: PROS1006 | Pro Series Replacement Ice Bag Small Size | Replacement ice bag for use with Elbow/Forearm/Wrist ice wrap. | replacement-ice-bag-small-size-970.jpg
SKU: SAMP701802 | Sammons Preston Soft Foam D-Ring Straps | Great for splints since they require no additional padding. A Soft 14" (35.56cm) strap with a 2"(5.08cm) closure, pull tab and a 2" nylon D-ring. Latex free.Strap Thickness "Quantity 10/PK | soft-foam-d-ring-straps-f2a.jpg
SKU: SAMP755701 | Sammons Preston 1" x 10 yd. (2.5cm x 9.14m) | Recommended for strapping requiring strong fastening strength and longer use. Consists of non-fraying knitted loop fabric, " -thick breathable foam and Soft tricot backing. Non-stretchable and hypoallergenic. Washable and autoclavable. Both sides mate with hook materials. Latex free.Dimensions 1" x 10 ydsQuantity 1/RL | 1-x-10-yd-25cm-x-914m-3e6.jpg
SKU: SAMP755702 | Sammons Preston 2" x 10 yd. (5cm x 9.14m) | Recommended for strapping requiring strong fastening strength and longer use. Consists of non-fraying knitted loop fabric, " -thick breathable foam and Soft tricot backing. Non-stretchable and hypoallergenic. Washable and autoclavable. Both sides mate with hook materials. Latex free.Dimensions 2" x 10 ydsQuantity 1/RL | 2-x-10-yd-5cm-x-914m-dec.jpg
SKU: SAMPA54810 | Sammons Preston Stax Straps | Use for finger splints or pediatric splints | stax-straps-fa5.jpg
SKU: BOVES08 | Bovie Medical Disposable LLETZ Loop Electrodes, 5mm X 5mm | Disposable And Reusable Loop And Square Electrodes | disposable-lletz-loop-electrodes-5mm-x-5mm-aef.jpg
SKU: HRTM61340000 | Hartmann USA Finger Splint Â¾" x 9" Straight | Form-fitting splints for immobilization, cushion and protection. | finger-splint-frac34quot-x-9quot-straight-41e.jpg
SKU: AKM39120 | Akro Mils 12 Gal Attached Lid Container Set of 6 Blue | Attached Lid Containers (ALCs) are reusable storage containers ideal for use in order picking, closed-loop distribution, and storage applications. Attached lids snap securely closed to protect contents from dust or damage. These industrial shipping containers stack for maximized storage and nest when empty saving space. Textured bottoms provide a sure grip on conveyor belts. Strong molded-in handle grips are ergonomically designed for easy lifting and carrying. Padlock eye provides security option. Reinforced steel hinge pins provide years of smooth lid operation. | 12-gal-attached-lid-container-set-of-6-blue-993.jpg
SKU: ADC321FKW | ADC Mini Medicut Shears Nurse Shears 5.5" Frosted Kiwi | Smaller 5 1/2" length is ideal for cutting bandages, tape, and clothing. | mini-medicut-shears-nurse-shears-55-frosted-kiwi-0c4.jpg
SKU: DJO79-96145 | DJO Global Bunion Splint Medium Left | Flannel lined foam with brushed nylon backing for contact closure. | bunion-splint-medium-left-96e.jpg
SKU: SAMPA783101 | Sammons Preston Rolyan Introductory Splinting Kit | Provides materials for the splintmaker who wants to follow along with the exercises in the book or to gain experience with a range of low-temperature thermoplastics. | rolyan-introductory-splinting-kit-807.jpg
SKU: FER0523-06 | Dale Medical Medical Adhesive 2 oz Dispenser Cap Bottle | Clear, non-irritating adhesive that will secure the most difficult dressings, yet acts as a skin protectant to help reduce allergic reactions. | medical-adhesive-2-oz-dispenser-cap-bottle-609.jpg
SKU: SCSI1202 | Scott Specialties Arm Sling | Features open-end design, web strap with hook and loop closure. Arm weight is transferred to opposite shoulder and back, eliminating neck strain. | arm-sling-8fc.png
SKU: SAMP081565464 | Sammons Preston Quick Freeze Cold Spray 14 oz. | Speeds the cooling of low-temperature thermoplastics without leaving any residue. Can also be used on rubbers and metals. | quick-freeze-cold-spray-14-oz-a43.jpg
SKU: CRAM033632 | Cramer Sports Medicine Cold Spray 10 oz | Fast, temporary cooling in a spray A topical coolant that evaporates from the athlete's skin, lowering the surface temperature. | cold-spray-10-oz--e39.png
SKU: TCMD4422 | Tech-Med Tape Measure 120"L x .25 W | Durable Linen-like Fiberglass tape measure | tape-measure-120l-x-25-w--617.jpg
SKU: GF1335 | Grafco Paper Infant Tape Measure 36" | Grafco Paper Infant Tape Measure, 36" | paper-infant-tape-measure-36-0b5.jpg
SKU: GF1340-2 | Grafco Tape Measure 72" length | Durable tape graduated with inches in black on one side and centimeters in red on reverse side. | tape-measure-72-length-451.jpg
SKU: TCMD4417 | Tech-Med Tape Measure 72"L Â¼"W Linen-Like Fiberglass English Scale & Metric Scale on Reverse Side | Feature Same as 4414 without the retractable case Durable linen-like fiberglass tape measure Graduated English Scale & Metric Scale on reverse side 10/packageLength: 72 inchesWidth: inch | tape-measure-72quotl-frac14quotw-linen-like-fiberglass-english-scale-amp-metric-scale-on-reverse-side-f0e.jpg
SKU: DORNDSACC10 | Doran Scales Infant Head Measurement Tapes (inches/centimeter) | Quick, easy, and accurate measurement of head circumference and face symmetry is possible with this non-stretchable Teflon measuring tape. This diagnostic tool measures up to 23" in 1/8" increments with the metric equivalent on each side of the tape. Measurements can be documented on Doran' Growth Charts. | infant-head-measurement-tapes-inches-centimeter-6af.jpg
SKU: MKS58002700 | McKesson Medi-Pak Performance Silent Knight Pill Crusher | Medi-Pak performance silent knight pill crusher - hand-operated push down mechanism tan. | medi-pak-performance-silent-knight-pill-crusher--326.jpg
SKU: MKS71302707 | McKesson Medi-Pak Performance Pill Crusher & Pouch | Medi-Pak performance pill crusher & pouch - hand-operated push down mechanism | medi-pak-performance-pill-crusher-pouch-0b2.jpg
SKU: HOLS7760 | Hollister Universal Remover Wipes for Adhesives and Barriers | Gentle solvent removes adhesives and cements; makes removal fast and easy. Effective for most adhesives and safe to use on adult skin. Easy-to-use wipes in a convenient, individual package. | universal-remover-wipes-for-adhesives-and-barriers-345.jpg
SKU: BSN112014 | BSN Medical It-Stays Adhesive, 2 fl oz Roll-on Bottle | Roll-on body adhesive holds clothing articles in place on skin. Eliminates sagging hosiery and prevents wrinkling. Pliable formula moves with the body, so it stays comfortable without pulling. So versatile, it can be used with anything from orthopedic and surgical devices to strapless dresses and support hose, even wigs, toupees, and theatrical make-up. Washes off skin with water. Remove from clothing before dry cleaning. | it-stays-adhesive-2-fl-oz-roll-on-bottle-c0f.jpg
SKU: SAMPA4392 | Sammons Preston Tape Measure | The retractable Tape Measure is an extra-heavy glazed cloth tape that measures 60" (150cm). The markings are in both inches and in centimeters. The Tape Measure comes in a high-impact styrene case and is latex free. | tape-measure-2e3.jpg
SKU: SAMPA3182 | Rolyan Self-Bonding Solvent | Use to prepare Polyform, Polyflex II, Aquaplast-T and TailorSplintâ„¢ splinting materials, as well as Kay-SplintÂ® brands for bonding. Brush on areas to be bonded, heat with heat gun and press together to form a strong, permanent bond. Half-pint (237ml) container with brush applicator. Does not work on thermoplastics with antimicrobial built in. | self-bonding-solvent-827.jpg
SKU: METL2152 | Mettler Electronics 1 Lead Wire Set, Blue | 1 Lead Wire Set, Blue. | 1-lead-wire-set-blue-e67.jpg
SKU: METL2153 | Mettler Electronics 1 Lead Wire, White | 1 Lead Wire, White. | 1-lead-wire-white-dfb.jpg
SKU: SAMP551728 | Sammons Preston Kretzer Bandage Scissors | Unique design facilitates cutting of bandages. The blades are more rounded than those of Mayo scissors for added patient comfort. For right and left handed use. Latex free. | kretzer-bandage-scissors-4b6.jpg
SKU: SAMP551739 | Sammons Preston Aviation Snips | Industrial-quality snips cut unheated splinting material efficiently. Cut straight lines and wide curves. Plastic-coated handles increase comfort. Can be used right or Left handed. Latex free.Quantity 1/EA | aviation-snips-839.jpg
SKU: SAMPA21224 | Sammons Preston Barge Cement | Extra-strength all-purpose contact cement permanently bonds any surface, including fabric, padding and leather. Ideal for footwear. 2 oz. tube.Quantity 1/EA | barge-cement-0dc.jpg
SKU: SAMPA3714 | Sammons Preston Curved Scissors | Cuts curves easily to the right or left. | curved-scissors-e93.jpg
SKU: SAMPA3715 | Sammons Preston Super Shears | Shears are excellent for trimming splints evenly as hardening begins. | super-shears-b75.jpg
SKU: SAMPA662NP | Sammons Preston Heavy Duty Needle Nose Pliers | Drop-forged steel pliers with highly hardened cutting edges. Rubber-coated handles.Length 6"Quantity 1/EA | heavy-duty-needle-nose-pliers-832.jpg
SKU: SAMP550644 | Sammons Preston Precision Spot Heat Gun | 600 heating element for rapid heating. Includes built-in stand for hands-free use. Ideal to heat small splints or precise areas on larger splints. Can be used hand-held to heat larger areas. 120 volts, 360W. Contains no asbestos. UL Listed.Foot Cord Size 6"Quantity 1/EA | precision-spot-heat-gun-3c5.jpg
SKU: SAMPA37132 | Sammons Preston 90Â° Wire Bender | Ideal for bending copper wire (CA459-2, 20 or 21) used for dynamic outriggers. Vinyl cushion grips are comfortable and reduce stress to the hand. Latex free.Quantity 1/EA | 90deg-wire-bender-9d6.jpg
SKU: SAMP7768 | Sammons Preston Medium | For fastening a strap to an orthosis. All sizes take a 1/8" (3.2mm) hole. Cap can be set inside and hammered until flush with the splinting material, eliminating internal projections. Nickel-plated. | medium--e6b.jpg
SKU: BOV7 | Bovie Medical Bit, Replaceable Drill Tip | Bit, Replaceable Drill Tip | bit-replaceable-drill-tip-ec9.jpg
SKU: TCMD4414 | Tech-Med Tape Measure, 72"L, 1/4"W | Tape Measure, 72"L, Â¼"W, Linen-Like Fiberglass, White Plastic Case, Push Button to Retract Tape, English Scale, Reverse Side Metric | tape-measure-72l-1-4w-ff8.jpg
SKU: SAMP2825 | Sammons Preston Versa FormÂ® Vacuum Pump | Single-handed operation, to form the pillow at various points while removing air. | versa-formreg-vacuum-pump-a64.jpg
SKU: SAMP081546134 | Sammons Preston Manual Hand Drill | Manually powered drill effectively cuts through low- and high-temperature plastics and wood. Includes 4 popular size drill bits: 3/32", 1/8", 5/32", 3/16" and 1/4". | manual-hand-drill-fac.jpg
SKU: SAMP081559780 | Sammons Preston Rotary Cutter | The rotary cutter has a contoured handle design for comfortable use. Uses 45mm rotary blades. Can be used right- or left-handed by changing position of blade on handle assembly. | rotary-cutter-a09.jpg
SKU: GF1358-4N OR | Grafco All Purpose Shears Neon Orange | All Purpose Shears, Neon Orange, Deluxe Feather brand. Made in Japan | all-purpose-shears-neon-orange--813.jpg
SKU: SMNS59402500 | Smith & Nephew Adhesive Remover, 8 oz Bottle | For quick and effective tape or dressing removal. Reduces adhesive trauma to skin by dissolving the adhesive gently. Works on many types of adhesives, including those with rubber, hydrocolloid, or acrylic bases. Features a pleasant fragrance and an environmentally-friendly formula, perfect for ostomates and patients who frequently use appliances and tapes on the skin. Contains aloe to promote skin health. Choose individually-packaged wipes or easy-to-use bottle. | adhesive-remover-8-oz-bottle-acd.jpg
SKU: WHHSP-1502 | Whitehall Manufacturing FormaSplint Clinical Splint Pan Water Bath | A compact design makes the SP-1502 universally ideal for clinical use, accommodating sheets up to 19" x 11" (480 mm x 280 mm). | formasplint-clinical-splint-pan-water-bath-461.jpg
SKU: SAMP550534 | Rolyan Small Clinic Pack A | Convenient size for hand splinting. | small-clinic-pack-a-e90.jpg
SKU: SAMP556042 | Rolyan Aquaplast Peds Pac "B" | Contains one of each of the following, measuring 6"x12" (15x30.5cm): 1/8" (3.2mm) Aquaplast Watercolors royal blue solid, 1/8" (3.2mm) Aquaplast Watercolors spring green solid, 1/8" (3.2mm) Aquaplast Watercolors hot pink solid. Contains one each of the following sheets, all of which measure 6" x 9" (15x23cm): 1/16" (1.6mm) Aquaplast Watercolors red UltraperfÂ®, 1/16" (1.6mm) Aquaplast Watercolors pastel blue Ultraperf, 3/32" (2.4mm) Aquaplast Watercolors beige Optiperfâ„¢, 3/32" (2.4mm) Aquaplast Watercolors purple Optiperf. Latex free. | aquaplast-peds-pac-b--b5f.jpg
SKU: SAMPA6261A | Rolyan Aquaplast Sample Pack | Great for the small clinic that needs a variety of thicknesses, colors and perforation patterns. | aquaplast-sample-pack-fc3.jpg
SKU: SAMP56443324 | Sammons Preston Aquaplast ProDrape T Traditional Version | RolyanÂ® AquaplastÂ® ProDrape-T â€“ Traditional Version. | aquaplast-prodrape-t-traditional-version-f26.jpg
SKU: SAMP081544808 | Sammons Preston Rolyan Splint Pan Large | Constructed of stainless steel and designed for long life. Rolyan splint pans warm up quickly. The temperature is consistently maintained between 150-190 | rolyan-splint-pan-large-41f.jpg
SKU: MAB05-021-000 | Briggs Healthcare Calibration Tools | Minimize down time and associated transportation costs with this handy tool that offers the perfect solution for zeroing needles on standard aneroid gauges. | calibration-tools-524.jpg
SKU: IDPSC242 | Ideal Products Splinting Cart, 42" W x 25" D x 31" H, 275 lb | Extra large workstation for splinting procedures, Polished stainless construction, Cabinet divided for organization, 275 lb. capacity, 4" swivel casters, Locking drawer and cabinet, Assist handle/towel bar attached, Fireproof and waterproof design, No assembly required, Splinting pan NOT included , Dimensions: 42" W x 25" D x 31" H, Weighs 125 pound. | splinting-cart-42-w-x-25-d-x-31-h-275-lb-e62.jpg
SKU: SAMP550358 | Sammons Preston Steel Splint Cart - Stainless Steel | The Steel Splint Cart is designed to hold a variety of splinting materials to keep them organized and stored safely. Caster wheels allow the cart to be easily moved about the hospital or clinic to have immediate access to splinting materials. The top surface then provides a work station for professionals to use. | steel-splint-cart-stainless-steel-cd7.jpg
SKU: SAMPA96422 | Sammons Preston Rolyan Aquaplast Ultra Thin Edging Material - White | Super-thin thermoplastic material designed to provide a smooth, durable edge reinforcement on splints fabricated from perforated Aquaplast materials. Quickly Softens using a heat gun or hot water to instantly bond to splint. Made in USA. Latex free.Dimensions " x 25'Quantity 1/RL | rolyan-aquaplast-ultra-thin-edging-material-white-f47.jpg
SKU: SAMP554593 | Sammons Preston Storage Cabinet with Roll-Up Door for Splinting Supplies | Large cabinet for busy clinics. Three vertical storage spaces accommodate full sheets of 18" x 24" (46 x 61cm) splinting material. Drawer and storage tubs with positive stops hold tools and accessories. Horizontal storage area for sheets of padding material. Adjustable upper shelves can accommodate hook & loop boxes, rolls of padding material, heat guns and other tools. Roll-up door doesn't require any room to swing open and can be locked. | storage-cabinet-with-roll-up-door-for-splinting-supplies-190.jpg
SKU: SAMPA530N | Sammons Preston 15" x 24" (38 x 61 cm) | Non-stick liner prevents materials from adhering to heat pan bottom and from stretching during removal from heat pan.Liner Dimensions 15" x 24"Quantity 1/EA | 15-x-24-38-x-61-cm-7df.jpg
SKU: SAMPA963220 | Sammons Preston Aquaplast Watercolors Peds Pac A | Non-stick coating lets the color shine through! Convenient size for pediatric splinting or for hand-based splints for adults. | aquaplast-watercolors-peds-pac-a-dd2.jpg
SKU: ALI5243 | Alimed Putty Containers, 2oz | AliMed Color-Coded Therapy Putty Containers come in three sizes. Helps keep the consistency of the putty. | putty-containers-2oz-ce3.jpg
SKU: WHHSP-1501 | Whitehall Manufacturing Large Splint Pan Water Pan | The spacious stainless steel interior of the SP-1501 accommodates splinting sheets up to 24" x 18" (610 mm x 460 mm). The hinged stainless steel split-lid is functionally designed to open completely or to one side with just one hand, leaving the other hand free. | large-splint-pan-water-pan-78a.jpg
SKU: SAMP081544816 | Sammons Preston Rolyan Splint Pan Small | Splint pan boasts a strong and consistent temperature ranging from 150-190Âº Fahrenheit. Ideal for serial and experienced splinters. It helps achieve proper heating temperature to help form and mold different types of medical splints. | rolyan-splint-pan-small-41f.jpg
SKU: ALI78336 | Alimed Ulnar Nerve Gel Pads | AliMedÂ® Ulnar Nerve Gel Pads: Made of the same pressure-relieving viscoelastic gel used in surgical positioning products, these ulnar nerve pads cradle the elbows to dramatically relieve stress on the ulnar nerve. | ulnar-nerve-gel-pads-1b2.jpg
SKU: SAMP551732 | Sammons Preston Cellona Orthopedic Felt Adhesive Padding | Very supple, adhesive material is ideal for nonslip application under partially padded plaster casts and synthetic casting tapes. Recommended for individually cut shapes to protect exposed support zones when applying trunk or pelvis/leg casts. Good air permeability and high skin tolerance are fringe benefits of the polyacrylate adhesive. Layers can be separated. Backing has 1/4" (6.4mm) wide strips of adhesive, separated by 1/4" wide strips without adhesive to allow more air permeability. | cellona-orthopedic-felt-adhesive-padding-96c.jpg
SKU: SAMPA6605 | Sammons Preston 1" (2.5cm) | High-quality 100% cotton stockinette. Densely knit tubular bandage stretches up to three times its original size for conformability. Ideal for use on skin during splinting and cast fabrication. Latex free.Stockinette Dimensions 1" x 25 ydsQuantity 1/RL | 1-25cm-5af.jpg
SKU: SAMP55459201 | Sammons Preston Sherpa Lining Material | Use to line splint or cover surface of bed or chair to cushion pressure areas. Helps prevent skin breakdown and increase patient comfort. Some stretch. 100% polyester. Machine wash and dry. Latex free.Material Size 60" x 1 ydsQuantity 1/EA | sherpa-lining-material-895.jpg
SKU: SAMPA4382 | Sammons Preston Economy Moleskin Rolls | High-quality, Self-Adhesive, Soft padding in a convenient dispenser box. Paper backing. *Caution: This product contains natural rubber latex which may cause allergic reactions.Roll Dimensions 1/32" x 12" x 5 ydsQuantity 1/RL | economy-moleskin-rolls-6b1.jpg
SKU: CVN3489 | Covidien Webril Cotton Undercast Padding, Regular Finish, 6" x 12' | WEBRIL Undercast Padding is constructed of 100% cotton fibers for soft cushioning to be used with either synthetic or plaster casting material. | webril-cotton-undercast-padding-regular-finish-6-x-12-98c.jpg
SKU: CVN4095 | Covidien Webril Cotton Undercast Padding, Crimped Finish, 2" x 12' | Constructed of 100% purified cotton fibers for soft and natural cushioning. Crimped finish for extra loft and conformability. Has the same high quality features as standard WEBRIL but is crimped finished. | webril-cotton-undercast-padding-crimped-finish-2-x-12-515.jpg
SKU: CVN1418 | Covidien WEBRIL 100% Cotton Undercast Padding, 2" x 12' | WEBRIL Undercast Padding is constructed of 100% cotton fibers for soft cushioning to be used with either synthetic or plaster casting material. | webril-100-cotton-undercast-padding-2-x-12-61a.jpg
SKU: CVN3175 | Covidien Webril 100% Cotton Undercast Padding, Non-sterile, 4" x 4 yds | Webril 100% Cotton Undercast Padding, Non-sterile, 4" x 4 yds | webril-100-cotton-undercast-padding-non-sterile-4-x-4-yds-e88.jpg
SKU: CVN2394 | Covidien Webril Cotton Undercast Padding, Regular Finish, 3" x 12' | WEBRIL Undercast Padding is constructed of 100% cotton fibers for soft cushioning to be used with either synthetic or plaster casting material. | webril-cotton-undercast-padding-regular-finish-3-x-12-45b.jpg
SKU: CVN6242 | Covidien Curity Synthetic Undercast Padding, 2" x 12' | TENDEROL Synthetic Undercast Padding is constructed of 100% polyester fibers, available in multiple sizes. | curity-synthetic-undercast-padding-2-x-12--c9f.jpg
SKU: CVN6243 | Covidien Curity Synthetic Undercast Padding, 3" x 12' | TENDEROL Synthetic Undercast Padding is constructed of 100% polyester fibers, available in multiple sizes. | curity-synthetic-undercast-padding-3-x-12-485.jpg
SKU: MAI58924 | Medical Action Industries Adhesive Felt 1/8 Thickness White 5Â½" x 2Â½ yds | FeatureSize/Width Wound CareColor WhiteUnit of Use EachShipping Unit Case | adhesive-felt-1-8-thickness-white-5frac12quot-x-2frac12-yds-5a3.jpg
SKU: MAI61060 | Medical Action Industries Lambs Wool 1 oz Coil 45" L | Lambs Wool 1 oz Coil 45" L. | lambs-wool-1-oz-coil-45-l-f48.jpg
SKU: CVN4152 | Covidien Webril Cotton Undercast Padding, Crimped Finish, 3" x 12' | Webril Ii Undercast Padding Is Constructed Of 100% Cotton Fibers With Crimped Finish For Extra Loft And Conformability. | webril-cotton-undercast-padding-crimped-finish-3-x-12--eef.jpg
SKU: CVN4221 | Covidien Webril Cotton Undercast Padding, Crimped Finish, 4" x 12' | Webril Ii Undercast Padding Is Constructed Of 100% Cotton Fibers With Crimped Finish For Extra Loft And Conformability. | webril-cotton-undercast-padding-crimped-finish-4-x-12--c8b.jpg
SKU: CVN6246 | Covidien Curity Synthetic Undercast Padding, 6" x 12' | TENDEROL Synthetic Undercast Padding is constructed of 100% polyester fibers, available in multiple sizes. | curity-synthetic-undercast-padding-6-x-12--0b4.jpg
SKU: 3MCMW02 | 3M Health Care Synthetic Cast Padding 2" x 4 yds | Spun Dacron polyester padding provides protection and patient comfort, while helping reduce water retention for a drier cast.Strong and durable padding is easy to tear.Conforms easily to body contours.Porous to allow the skin to breathe.Versatile padding can be used with all casting materials, plaster and synthetic. | synthetic-cast-padding-2-x-4-yds-94e.jpg
SKU: 3MCMW03 | 3M Health Care Synthetic Cast Padding 3" x 4 yds | Spun Dacron polyester padding provides protection and patient comfort, while helping reduce water retention for a drier cast.Strong and durable padding is easy to tear.Conforms easily to body contours.Porous to allow the skin to breathe.Versatile padding can be used with all casting materials, plaster and synthetic.Available in a variety of widths to meet your casting needs. | synthetic-cast-padding-3-x-4-yds-4c7.jpg
SKU: ABH81422 | Albahealth Stockinette 4" x 25 yds Tubular Cotton | Used as wrapping for fractures where single layers conform to shape of limb or body-elasticity allows for swelling without discomfort. Dressing for vein ligations, plastic surgery procedures and with burn dressings. Used as a component of orthopedic appliances. | stockinette-4-x-25-yds-tubular-cotton-cd9.png
SKU: SAMPA9091 | Sammons Preston Hapla Fleecy Web 9" x 16" | Extremely soft self-adhesive padding with a slightly raised felt surface. Feels like slightly padded, softer Moleskin with a 2-way stretch, to make it more conforming. | hapla-fleecy-web-9-x-16-ce7.jpg
SKU: MAI58369 | Medical Action Industries Comfort and Padding Materials Moleskin White 12"x 5 Yard | Comfort and Padding Materials Kurotex Heavy Moleskin. | comfort-and-padding-materials-moleskin-white-12x-5-yard-d93.jpg
SKU: CM110913 | Jobst Stocking Donner | Foam grip handles, Compact size, Lightweight, Durable baked epoxy finish-provides smooth no-snag surface, Accepts most styles of stockings | stocking-donner-941.jpg
SKU: WLDM1701-448-2 | Welmed Stockinette 4" x 48" 2 Ply Sterile | Complete line of sterile and non-sterile stockinettes and cast padding offer customers' significant saving opportunities and quality. | stockinette-4-x-48-2-ply-sterile-7d5.jpg
SKU: DKL30113G | Dukal Stockinette 3" x 25 yds Cotton - Each | Made of 100% natural cotton, the tubular stockinette is knitted and can be used comfortably as a pre-wrap under a cast or to hold bulky dressings in place. | stockinette-3-x-25-yds-cotton-each-c52.jpg
SKU: DKL30114G | Dukal Stockinette 4" x 25 yds Cotton - Each | Made of 100% natural cotton, the tubular stockinette is knitted and can be used comfortably as a pre-wrap under a cast or to hold bulky dressings in place. | stockinette-4-x-25-yds-cotton-each-c52.jpg
SKU: 3MCMW02G | 3M Health Care Cast Padding 2" x 4 yds - 20 per Bag | A non-woven polyester padding that is porous, highly conformable, and strong yet easy to tear. Suitable for use with all casting materials. | cast-padding-2-x-4-yds-20-per-bag-a0f.jpg
SKU: 3MCMW03G | 3M Health Care Cast Padding 3" x 4 yds - 20 per Bag | A non-woven polyester padding that is porous, highly conformable, and strong yet easy to tear. Suitable for use with all casting materials. | cast-padding-3-x-4-yds-20-per-bag-cda.jpg
SKU: 3MCMW04G | 3M Health Care Cast Padding 4" x 4 yds - 20 per Bag | A non-woven polyester padding that is porous, highly conformable, and strong yet easy to tear. Suitable for use with all casting materials. | cast-padding-4-x-4-yds-20-per-bag-cda.jpg
SKU: 3MCMW06G | 3M Health Care Cast Padding 6" x 4 yds - 20 per Bag | A non-woven polyester padding that is porous, highly conformable, and strong yet easy to tear. Suitable for use with all casting materials. | cast-padding-6-x-4-yds-20-per-bag-cda.jpg
SKU: CVN2059G | Covidien Undercast Padding Cotton Non-Sterile 3" x 4 yds - 12 per Bag | Constructed of 100% purified cotton fibers for soft and natural cushioning. Ideal for use with synthetic and plaster casting material. Retains consistency wet and dry. Conforms to all body contours. Combination of mild stretch and cohesiveness, holds padding in place without shifting or bunching. | undercast-padding-cotton-non-sterile-3-x-4-yds-12-per-bag-41b.jpg
SKU: CVN3175G | Covidien Undercast Padding Cotton Non-Sterile 4" x 4 yds - 12 per Bag | Constructed of 100% purified cotton fibers for soft and natural cushioning. Ideal for use with synthetic and plaster casting material. Retains consistency wet and dry. Conforms to all body contours. Combination of mild stretch and cohesiveness, holds padding in place without shifting or bunching. | undercast-padding-cotton-non-sterile-4-x-4-yds-12-per-bag-41b.jpg
SKU: CVN3489G | Covidien Undercast Padding Cotton Non-Sterile 6" x 4 yds - 6 Rolls per Bag | Constructed of 100% purified cotton fibers for soft and natural cushioning. Ideal for use with synthetic and plaster casting material. Retains consistency wet and dry. Conforms to all body contours. Combination of mild stretch and cohesiveness, holds padding in place without shifting or bunching. | undercast-padding-cotton-non-sterile-6-x-4-yds-6-rolls-per-bag-41b.jpg
SKU: CVN4152G | Covidien Undercast Padding Cotton Non-Sterile Bulk 3" x 4 yds - 12 Rolls per Bag | Constructed of 100% purified cotton fibers for soft and natural cushioning. Crimped finish for extra loft and conformability. Has the same high quality features as standard WEBRIL but is crimped finished. | undercast-padding-cotton-non-sterile-bulk-3-x-4-yds-12-rolls-per-bag-0f7.jpg
SKU: 3MWDP4G | 3M Health Care Wet Or Dry Cast Padding 4" x 4 yds - 20 Rolls per Bag | A hypoallergenic, synthetic cast padding that allows patients to get their cast wet, when following the instructions for use. Patients can shower, bathe, swim or use a whirlpool. Sheds water and feels comfortably dry to patient in approximately 1 to 3 hours. | wet-or-dry-cast-padding-4-x-4-yds-20-rolls-per-bag-6e6.jpg
SKU: 3MWDP6G | 3M Health Care Wet Or Dry Cast Padding 6" x 4 yds - 20 Rolls per Bag | A hypoallergenic, synthetic cast padding that allows patients to get their cast wet, when following the instructions for use. Patients can shower, bathe, swim or use a whirlpool. Sheds water and feels comfortably dry to patient in approximately 1 to 3 hours. | wet-or-dry-cast-padding-6-x-4-yds-20-rolls-per-bag-6e6.jpg
SKU: CM2670 | Medicool Pen Plus Diabetic Supply Case For Travel | Other medications requiring cool temperatures may also fit into this special cooling compartment. Securely holds Vials Pens Syringes and many other medical supplies. Its stylish ergonomic design makes it the perfect case for men and women as well as children seniors and medical personnel. | pen-plus-diabetic-supply-case-for-travel-d32.jpg
SKU: CM2669C | Medicool Medicool Diabetic Poucho Case For Insulin Travel Single Pen | Feature Single Pen 2.5 x 7 The poucho case is easily activated with just water Large enough for pens and bottles Keeps insulin bottles or pens cool without refrigeration Great for active travelers Can be used and re-activated a hundred times Stays cool up to 4 days Supplies Not Included | medicool-diabetic-poucho-case-for-insulin-travel-single-pen-978.jpg
SKU: CM2669D | Medicool Medicool Diabetic Poucho Case For Insulin Travel Double Pen | Feature Double Pen 3.5 x 7 The poucho case is easily activated with just water Large enough for pens and bottles Keeps insulin bottles or pens cool without refrigeration Great for active travelers Can be used and re-activated a hundred times Stays cool up to 4 days Supplies Not Included | medicool-diabetic-poucho-case-for-insulin-travel-double-pen-447.jpg
SKU: CM2660 | Medicool Dia-Pak Deluxe Organizer | Feature Deluxe - 2 Week Supply Since 1989 Dia-Pak has been the product of choice to keep your insulin and related supplies organized and portable Constructed of durable nylon the Dia-Pak Deluxe organzies up to a 2-week supply of all your required diabetic supplies in a variety of pockets and storage compartments Constructed of durable nylon the Dia-Pak Classic organzies up to a 1-week supply of all your required diabetic supplies in a variety of pockets and storage compartments Includes a cold Gel-pack keeps your insulin cool for hours & is easily refrigerated Water resistant and extremely durable the Dia-Pak Deluxe will give you years of service Holds everything-all in one place Organizes up to a 1or 2 week supply depending on the Dia-Pak you choose Durable nylon construction | dia-pak-deluxe-organizer-7e4.jpg
SKU: CM2665 | Medicool Medicool Insulin Traveling Case | Feature Blue Insulin protector case Insulated case keeps cooler cold for up to 16 hours Keeps insulin potent Attractive durable case Case includes pockets for syringes prep pads and more 8 x4 x3 | medicool-insulin-traveling-case-777.JPG
SKU: CM2691A | Valeant Pharmaceuticals Insta Glucose 31 Gram Tube | Rapidly absorbed gel for diabetic emergencies. | insta-glucose-31-gram-tube-b79.jpg
SKU: CM2661 | Medicool Wright Pre Filled Syringe Case | The Wright Prefilled Syringe Case makes transportation of prefilled syringes as simple as carrying a fountain pen. Designed to fit in a pocket or purse the Wright Prefilled Syringe case holds most E-Z JECT B-D PharmaPlast and TERUMO syringes (not compatible with Monoject syringes). | wright-pre-filled-syringe-case-6ff.jpg
SKU: SOLY900905 | Stanbio Battery Pack 3V CR 2032 Lithium Ion Battery | Lithium Ion Battery (coin type), each Battery Good For Approximately. | battery-pack-3v-cr-2032-lithium-ion-battery-0ae.jpg
SKU: MKS73382400 | McKesson Sterilization Pouch STER-ALL Performance 8 X 16 Inch Film - Polypropylene / Polyester Blend and Medical Grade Paper | Sterilization Pouch STER-ALL Performance 8 X 16 Inch Film - Polypropylene / Polyester Blend and Medical Grade Paper. | sterilization-pouch-ster-all-performance-8-x-16-inch-film-polypropylene-polyester-blend-and-medical-grade-paper--48a.jpg
SKU: MKS73392400 | McKesson Sterilization Pouch STER-ALL Performance 12 X 18 Inch Film - Polypropylene / Polyester Blend and Medical Grade Paper | Sterilization Pouch STER-ALL Performance 12 X 18 Inch Film - Polypropylene / Polyester Blend and Medical Grade Paper. | sterilization-pouch-ster-all-performance-12-x-18-inch-film-polypropylene-polyester-blend-and-medical-grade-paper--162.jpg
SKU: MKS73882400 | McKesson Sterilization Pouch STER ALL Performance 7.5 X 13 Inch Film Polypropylene Polyester Blend and Medical Grade Paper | Sterilization Pouch STER-ALL Performance 7.5 X 13 Inch Film - Polypropylene / Polyester Blend and Medical Grade Paper. | sterilization-pouch-ster-all-performance-75-x-13-inch-film-polypropylene-polyester-blend-and-medical-grade-paper--f50.png
SKU: ENCVTURX | Encore Medical Encore Deluxe Battery and Manual System | Includes two pumps, one manual and one battery pump, which are interchangeable with the same penile tube. Kit includes 7 incrementally different sized rings, tube of lubricant, zippered carrying case, instruction booklet, video, and 800-HELP line service. Patented ring ejector. Lifetime warranty on pump and tube. Deluxe Rx. Available without a prescription. | encore-deluxe-battery-and-manual-system-c52.jpg
SKU: ISG171510A | Invacare Invacare Pen Style Lancet Device | Easy to operate like a ball point pen; just point and shoot. No pulling or cocking needed. Clear cap allows for alternate site testing. Five adjustable settings that adjust to match different skin types for less painful sampling. Works great with most brands of standard/universal lancets. | invacare-pen-style-lancet-device-73d.jpg
SKU: ABHW00081 | Albahealth Socks Seamless Toe Extra Large White | Alba Care Sox, manufactured by Alba Health Products, are socks for diabetic people. Alba Care Socks are designed to fit loosely enough that they reduce the amount of pressure on the feet, ideal for those with sensitive feet and toes. Diabetic socks are non-binding and non-constricting. These tube socks are breathable to allow circulation. The reduced friction design is perfect for those with diabetes, because it can reduce adverse health affects of tight, constricting socks.Alba Care Sox are made from a soft cotton for maximum comfort. These Discount diabetic socks are on sale now. Diabetics can develop peripheral neuropathy which can cause issues with delicate skin on the feet. Normal socks can cause circulation problems, which are avoided by wearing specific diabetic socks. With three sizes and two colors to choose from, there is a suitable sock for everyone. | socks-seamless-toe-extra-large-white--f20.png
SKU: CM2667C | Complete Medical Diabetic Socks King Size White | WHITE. King-sized. Provides Protection and Warmth. Extra Full, Oversize Fit. Non-Constricting, Extra Wide. Helps Provide Better Circulation. Full-Leg Comfort and Health. Perfect over Creams and Lotions. White Shipping Carton Size: 9"L x 6"W x 5"H. | diabetic-socks-king-size-white-d92.jpg
SKU: MKS14612500 | McKesson Sprague - Rappaport Binaural Stethoscope entrust Black 2-Tube 16 Inch Dual Head | Sprague - Rappaport Binaural Stethoscope entrust Black 2-Tube 16 Inch Dual Head. | sprague-rappaport-binaural-stethoscope-entrust-black-2-tube-16-inch-dual-head--c73.jpg
SKU: MKS14622500 | McKesson Sprague - Rappaport Binaural Stethoscope entrust Performance Plus Lavender 2-Tube 22 Inch Dual Head | Sprague - Rappaport Binaural Stethoscope entrust Performance Plus Lavender 2-Tube 22 Inch Dual Head. | sprague-rappaport-binaural-stethoscope-entrust-performance-plus-lavender-2-tube-22-inch-dual-head--4ab.jpg
SKU: DKLC82122 | Dukal Caliber Type VII Gauze Sponges, Non-Sterile - Latex Free, 2â€ x 2â€, 12-ply | Caliber Type VII Gauze Sponges, Non-Sterile - Latex Free, 2â€ x 2â€, 12-ply | caliber-type-vii-gauze-sponges-non-sterile-latex-free-2-x-2-12-ply-f3c.jpg
SKU: DKL7224 | Dukal Clinisorb Non-Woven Sponges - 2â€ x 2â€, Sterile - Latex Free | Clinisorb Non-Woven Sponges - 2â€ x 2â€ | clinisorb-non-woven-sponges-2-x-2-sterile-latex-free-b6d.jpg
SKU: MKS62012400 | McKesson Blood Glucose Test Strips McKesson TRUEtrack 50 Test Strips per Box | Blood Glucose Test Strips McKesson TRUEtrack 50 Test Strips per Box | blood-glucose-test-strips-mckesson-truetrack-50-test-strips-per-box-dbf.jpg
SKU: MKS62022400 | McKesson Blood Glucose Test Strips McKesson TRUEtrack 100 Test Strips per Box | Blood Glucose Test Strips McKesson TRUEtrack 100 Test Strips per Box. | blood-glucose-test-strips-mckesson-truetrack-100-test-strips-per-box-62e.jpg
SKU: MKS62032400 | McKesson Blood Glucose Meter McKesson TRUEtrack 10 Seconds Stores 14 and 30-Day Averaging | Blood Glucose Meter McKesson TRUEtrackÂ® 10 Seconds Stores 14 and 30-Day Averaging. | blood-glucose-meter-mckesson-truetrack-10-seconds-stores-14-and-30-day-averaging--34f.jpg
SKU: MKS14132501 | McKesson Digital Oral Thermometer entrust Performance Standard Probe Hand-Held | Digital Oral Thermometer entrust Performance Standard Probe Hand-Held | digital-oral-thermometer-entrust-performance-standard-probe-hand-held-d09.jpg
SKU: DKL63401-P | Dukal Cherry Sponge C-5 Holder Sterile 5s | Cherry Sponges. | cherry-sponge-c-5-holder-sterile-5s-1cb.jpg
SKU: MKS16432509 | McKesson Sprague - Rappaport Binaural Stethoscope entrust Performance Plus Magenta 2-Tube 22 Inch Dual Head | Sprague - Rappaport Binaural Stethoscope entrust Performance Plus Magenta 2-Tube 22 Inch Dual Head. | sprague-rappaport-binaural-stethoscope-entrust-performance-plus-magenta-2-tube-22-inch-dual-head-47a.jpg
SKU: MKS60032509 | McKesson Cardiology Stethoscope ADSCOPE 601 Dark Green 1-Tube 19 Inch Dual Head | Cardiology Stethoscope ADSCOPEâ„¢ 601 Dark Green 1-Tube 19 Inch Dual Head. | cardiology-stethoscope-adscope-601-dark-green-1-tube-19-inch-dual-head-0c1.jpg
SKU: MKS70502509 | McKesson Aneroid Sphygmomanometer Brand Palm Style Hand Held 1-Tube Small Adult, Adult, Large Adult Arm | Aneroid Sphygmomanometer Brand Palm Style Hand Held 1-Tube Small Adult, Adult, Large Adult Arm | aneroid-sphygmomanometer-brand-palm-style-hand-held-1-tube-small-adult-adult-large-adult-arm-b0e.jpg
SKU: AUI760003 | Arkray Glucocard Vital Blood Glucose Meter Pink and 10 Test Strips | The GLUCOCARD Vital is everything a blood glucose meter should be â€“ fast, accurate and easy to use. A small 0.5 ÂµL sample size in our GO-based test strip platform gives accurate results in as little as 7 seconds. This auto coded meter has a 250-test memory, records 14- and 30-day averaging and is downloadable. | glucocard-vital-blood-glucose-meter-pink-and-10-test-strips--9aa.png
SKU: MKS40532400 | McKesson Blood Glucose Meter McKesson TRUEresult 4 Seconds Stores 7-, 14-, and 30-Day Averaging | Blood Glucose Meter McKesson TRUEresult 4 Seconds Stores 7-, 14-, and 30-Day Averaging. | blood-glucose-meter-mckesson-trueresult-4-seconds-stores-7-14-and-30-day-averaging-5a4.jpg
SKU: ULTM61000 | UltiMed iPet RX Diabetes Care Blood Glucose Monitoring Kit | To get an accurate blood glucose reading on your diabetic dog or cat, you must use a blood glucose monitor made specifically for dogs and cats. The iPet is accurate, easy to use, and is made specifically for dogs and cats.The Starter's kit includes everything you need to monitor your petâ€™s blood glucose from the comfort of your home. Setup is quick and easy, and you can start using it right away. | ipet-rx-diabetes-care-blood-glucose-monitoring-kit-b45.png
SKU: BYRD7189 | Bayer Blood Glucose Monitoring System, Simple Pack Meter | Includes: Meter, Carrying Case, User Guide, Clinilog & Reference Guide, CLIA Waived (POC) | blood-glucose-monitoring-system-simple-pack-meter-a4e.jpg
SKU: AUI750005 | Arkray Control Solution w/ insert for use w/ x-Meter, CLIA Waived | The blood glucose meter and the test strips are designed for glucose self-measurements by diabetics. Auto coding. Tiny 0.3uL sample size. 5 second test time. Highly accurate. Alternate site testing (forearm, upper arm, palm). Double dosing for less wasted strips. Sleek, compact test strip bottle and meter. Test strip bottle has clear bottom to view the number of test strips. Five year warranty. 14 or 30-day average. Biosensor technology. Plasma referenced results. | control-solution-w-insert-for-use-w-x-meter-clia-waived-9b3.jpg
SKU: NIMH3H0181 | Nipro Diagnostics Truebalance Test Strips 1 ml | No Code test strips that work only with the TRUEbalance blood glucose meter. | truebalance-test-strips-1-ml-b70.jpg
SKU: ISG1743965 | Health Care Wholesalers TRUEbalance Test Strips 1.0 ml | No code test strips that work only with the TRUEbalance blood glucose monitor. | truebalance-test-strips-10-ml-4ec.jpg
SKU: ISG1741794 | Health Care Wholesalers TRUEread Blood Glucose Test Strips 1.0 ml | Biosensor technology delivers results in only 10 seconds. | trueread-blood-glucose-test-strips-10-ml-c63.jpg
SKU: AGAM800003329 | Aga Matrix Presto Test Strips 0.5 ml | To be used with Presto Meter only. | presto-test-strips-05-ml-0d1.jpg
SKU: RCHE5949033001 | Roche Diagnostics Accu-Check Aviva Plus Test Strips | Improved design of these test strips makes them easier to handle and quick to fill. Require only a tiny 6 microliter blood sample at any point along the tip. Ideal for users of all ages - receiver of the Arthritis Foundation's Ease-of-Use Commendation. Manufactured in the U.S.A. For use with ACCU-CHECK meters and systems. | accu-check-aviva-plus-test-strips-a0f.jpg
SKU: ENCVTU1 | Encore Medical Encore Manual Vacuum Erection Device Manual Operation | The VTU-1 Manual System is proven with effective results (95%). This System features a two-handed manual pump along with Encore's patented Ring Ejector Sleeve System for installing the retaining ring perfectly everytime. Find out more by watching the movie below. You don't have to live with Erectile Dysfunction. | encore-manual-vacuum-erection-device-manual-operation-86b.jpg
SKU: LWSURS-10PR-7777 | LW Scientific Urine Reagent Test Strips, 10 Parameter | Tests for: Glucose, Protein, pH, Blood, Ketone, Bilirubin, Nitrite, Urobilinogen, Specific Gravity, Leukocytes. | urine-reagent-test-strips-10-parameter-cfb.jpg
SKU: LWSURS-01PR-BL77 | LW Scientific Urine Reagent Test Strips 1 Parameter Blood | LW Scientific Urine Reagent Strips (URS) are economical, easy to use and clinically tested for accuracy. | urine-reagent-test-strips-1-parameter-blood-8cd.jpg
SKU: 3M1250 | 3M Health Care Comply Steam Chemical Indicator Strips , 8" L | As an internal pack monitor, the 3M Comply Class 4 Steam Chemical Indicator offers a distinct white to dark brown/black color when exposed to steam sterilization inside each pack. It can be used in all steam sterilizers. The strip is perforated, allowing full or half-length use for different pack sizes.Class 4 Chemical Indicator for use in determining whether the sterilization process conditions were met inside each pack. Can be used in all 250-273Â°F sterilization cycles. | comply-steam-chemical-indicator-strips-8-l-2c6.jpg
SKU: AUI420005 | Arkray Control Solution, Normal, CLIA Waived | The Arkray USA Hypoguard Advance Intuition Control Solution is an intuitive solution that makes blood glucose monitoring easy. It can be used with the advance intuition meter. It ensures accurate blood glucose testing. | control-solution-normal-clia-waived-c63.jpg
SKU: BYRD7109 | Bayer Contour Control Solution Normal 2.5mL Vial | Contour Normal Level Control Solution 2-1/2mL. | contour-control-solution-normal-25ml-vial-8d1.jpg
SKU: MKS62062400 | McKesson Glucose Control Solution McKesson TRUEcontrol 3 mL Level 2 | Glucose Control Solution McKesson TRUEcontrol. | glucose-control-solution-mckesson-truecontrol-3-ml-level-2-fe1.jpg
SKU: MKS62072400 | McKesson Glucose Control Solution McKesson TRUEcontrol 3 mL Level 0 | Glucose Control Solution McKesson TRUEcontrol 3 mL Level 0 | glucose-control-solution-mckesson-truecontrol-3-ml-level-0-852.jpg
SKU: MKS62242400 | McKesson Blood Glucose Meter Kit McKesson TRUEtrack 10 Seconds Stores 14 and 30-Day Averaging | Blood Glucose Meter Kit McKesson TRUEtrack 10 Seconds Stores 14 and 30-Day Averaging. | blood-glucose-meter-kit-mckesson-truetrack-10-seconds-stores-14-and-30-day-averaging-101.jpg
SKU: BYRD7151 | Bayer Bayer's Contour Blood Glucose Monitoring System, Light Blue | For fast, accurate results using No Coding technology, automatic under fill detection, control marking and temperature correction. Fast 5-second test time, tiny 0.6 ml blood sample, pre / post meal marking for better glucose control, and approved for alternate site testing. 480 test memory with date and time. PC download option. Uses 2 CR2032, 3V lithium batteries (included). Kit includes Bayer's Contour Blood Glucose Meter, 10 test strips, Normal Control Solution, Microlet Adjustable Lancing Device with 5 lancets, Clinilog Record Diary, Quick Reference Guide, User Guide, carrying case and warranty card. 5-year warranty. For use with Bayer's Contour Blood Glucose Test Strips. | bayers-contour-blood-glucose-monitoring-system-light-blue-b8e.jpg
SKU: RLMEZ828155 | ReliaMed EasyTouch Insulin Syringe 28G x 1/2" Needle Length 1cc Volume | Easy Touch Insulin Syringes has easy to read graduated numbers. | easytouch-insulin-syringe-28g-x-1-2-needle-length-1cc-volume-4d5.jpg
SKU: RLMEZ828555 | ReliaMed EasyTouch Insulin Syringe 28G x 1/2" Needle Length 1/2cc Volume | Easy Touch Insulin Syringes has easy to read graduated numbers. Securely attached needle eliminates needle pop off. Needles are marked with bold. | easytouch-insulin-syringe-28g-x-1-2-needle-length-1-2cc-volume-d08.jpg
SKU: RLMEZ830155 | ReliaMed EasyTouch Insulin Syringe 30G x 1/2" Needle Length, 1cc Volume | Easy Touch Insulin Syringes has easy to read graduated numbers. Securely attached needle eliminates needle pop off. Needles are marked with bold. | easytouch-insulin-syringe-30g-x-1-2-needle-length-1cc-volume-cf2.jpg
SKU: RLMEZ830165 | ReliaMed EasyTouch Insulin Syringe 30G x 5/16" Needle Length, 1cc Volume | Easy Touch Insulin Syringes has easy to read graduated numbers. Securely attached needle eliminates needle pop off. Needles are marked with bold. | easytouch-insulin-syringe-30g-x-5-16-needle-length-1cc-volume-9f8.jpg
SKU: RLMEZ830355 | ReliaMed EasyTouch Insulin Syringe 30G x 1/2" Needle Length, 3/10cc Volume | Easy Touch Insulin Syringes has easy to read graduated numbers. Securely attached needle eliminates needle pop off. Needles are marked with bold. | easytouch-insulin-syringe-30g-x-1-2-needle-length-3-10cc-volume-a4a.jpg
SKU: RLMEZ830365 | ReliaMed EasyTouch Insulin Syringe 30G x 5/16" Needle Length, 3/10cc | Easy Touch Insulin Syringes has easy to read graduated numbers. Securely attached needle eliminates needle pop off. Needles are marked with bold. | easytouch-insulin-syringe-30g-x-5-16-needle-length-3-10cc-2e9.jpg
SKU: RLMEZ830555 | ReliaMed EasyTouch Insulin Syringe 30G x 1/2" Needle Length, 1/2cc Volume | Easy Touch Insulin Syringes has easy to read graduated numbers. Securely attached needle eliminates needle pop off. Needles are marked with bold. | easytouch-insulin-syringe-30g-x-1-2-needle-length-1-2cc-volume-dd5.jpg
SKU: RLMEZ830565 | ReliaMed EasyTouch Insulin Syringe 30G x 5/16" Needle Length, 1/2cc Volume | Easy Touch Insulin Syringes has easy to read graduated numbers.Securely attached needle eliminates needle pop off. Needles are marked with bold. | easytouch-insulin-syringe-30g-x-5-16-needle-length-1-2cc-volume-fdd.jpg
SKU: RLMEZ831365 | ReliaMed EasyTouch Insulin Syringe 31G x 5/16" Needle Length, 3/10cc Volume | Easy Touch Insulin Syringes has easy to read graduated numbers. Securely attached needle eliminates needle pop off. Needles are marked with bold. | easytouch-insulin-syringe-31g-x-5-16-needle-length-3-10cc-volume-71f.jpg
SKU: RLMEZ831565 | ReliaMed EasyTouch Insulin Syringe 31G x 5/16" Needle Length 1/2cc Volume | Easy Touch Insulin Syringes has easy to read graduated numbers. Securely attached needle eliminates needle pop off. Needles are marked with bold. | easytouch-insulin-syringe-31g-x-5-16-needle-length-1-2cc-volume-2f6.jpg
SKU: MKS13322500 | McKesson Blood Pressure Unit Inflation Bulb and Valve Standard | Blood Pressure Unit Inflation Bulb and Valve Standard Black Bulb with Chrome plated Deflation Valve. | blood-pressure-unit-inflation-bulb-and-valve-standard-126.jpg
SKU: HTLS7043 | HTL-STREFA Inc. Medlance Plus Lite Needle 25G Purple Depth: 1.5 mm | Collecting blood has never been so painless! Ideal for blood glucose monitoring purposes. | medlance-plus-lite-needle-25g-purple-depth-15-mm-9ec.jpg
SKU: GF3554 | Graham Field Feather Disposable Blood Lancet | Microsharp point provides quick and clean puncture | feather-disposable-blood-lancet-fec.png
SKU: HTLS7162 | HTL-STREFA Inc. Droplet Lancet 30G Purple | Personal lancets are single-use plastic molded needles required in daily diabetes management programs. Pricking the fingers is an integral part of self-monitoring of blood glucose and part of everyday life for millions of people with diabetes. A little finger prick, followed by a drop of blood on the testing strip allows people to view blood glucose levels within seconds. This helps patients to identify symptoms of hypo/ hyperglycaemia and prevent diabetes long-term complications. | droplet-lancet-30g-purple-7ab.jpg
SKU: OMIAT0530 | Owen Mumford Unilet Excelite Lancets Ultra Thin 28G | The Unilet range of lancet designs and needle specifications allows users to select the most suitable lancet for their needs. Compatible with most capilary blood lancing devices.The specially shaped needles and choice of needle diameters enable users to obtain blood samples with minimum discomfort or tissue damage. This makes it easier to comply with the daily practice of blood glucose monitoring.Unilet lancets have a universal design which allows users to choose the gauge and shape of lancet best suited to them and their lancing device. | unilet-excelite-lancets-ultra-thin-28g-215.jpg
SKU: MKS20512400 | McKesson Lancet McKesson Needle 28 Gauge | Lancet McKesson Needle 28 Gauge. | lancet-mckesson-needle-28-gauge-3a4.jpg
SKU: MKS65002400 | McKesson Lancing Device 5 Settings (1 to 5 mm) Spring-Loaded Trigger Button | Lancing Device 5 Settings (1 to 5 mm) Spring-Loaded Trigger Button. | -lancing-device-5-settings-1-to-5-mm-spring-loaded-trigger-button--3c2.jpg
SKU: BOCM8326301001 | Boca Medical Products 30 Gauge Ultilet Classic Twist Off Lancet | Our Ultilet Classic Lancetâ€™s finely honed, tri-bevel stainless steel tip provides a virtually pain free test. The easy twist-off top design also fits most lancing devices sold. The smooth, tri-bevel tip will help to provide a virtually pain-free testing experience and will fit most lancing devices. The thin gauge is ideal for those with sensitive or non-callused fingers. | 30-gauge-ultilet-classic-twist-off-lancet-f31.jpg
SKU: BOCM8326281001 | Boca Medical Products Classic Twist Off Lancet, Gauge: 28 ga | Smooth, tri-bevel tip will help to provide a virtually pain-free testing experience and will fit most lancing devices. | classic-twist-off-lancet-gauge-28-ga-684.jpg
SKU: ABBT13001 | Abbot Nutrition FreeStyle Sterile Lancets, 28 ga | Made with very fine 28 gauge stainless steel for comfort and less pain. Sterilized for patient protection. Can be used with most lancing devices. | freestyle-sterile-lancets-28-ga-17c.jpg
SKU: LFCN22136 | Lifescan Life Scan OneTouch Lancet | More comfortable testing with Advanced Glide Control for more precise lancing and reduced vibration for smoother lancing. | life-scan-onetouch-lancet-dc4.jpg
SKU: RCHE971 | Roche Diagnostics Accu-Chek Softclix Lancets Retail | Accu-Chek Softclix Lancets Retail. | accu-chek-softclix-lancets-retail-ec0.jpg
SKU: RCHE3789721001 | Roche Diagnostics Accu-Chek Softclix Lancets, DME / Home Delivery | 28-gauge needle minimizes discomfort due to unique design for accurate penetration. Use only with ACCU-CHEK Softclix Lancet Device. Customer must be preapproved to order DME/Home Delivery product. | accu-chek-softclix-lancets-dme-home-delivery-a60.jpg
SKU: RLMZPL12000 | ReliaMed Mini Universal Lancing Device with Adjustable Depth and Alternate Site | Small and portable size (3.75" long.) Fits most lancets. Includes fingertip (adjustable to six depth settings) cap and a clear alternate site cap (single setting) for increased comfort. | mini-universal-lancing-device-with-adjustable-depth-and-alternate-site-903.jpg
SKU: RLMUK100701A | ReliaMed Safety-Let Lancet 28G | Specialty Medical Safety-Let Lancets Recommended for use with the Specialty Medical Supplies Safety-Let Lancing Device. Patented Safety Seals on each side of the lancet head ensure that the product has never been tampered with, or used before. Needles used in the lancets have electro polished, tribevel tips that provide maximum patient comfort. Provides consistent depth penetration. | safety-let-lancet-28g-d4e.jpg
SKU: RLMZPL10030 | ReliaMed Safety Seal Lancets 30G Blue | ReliaMed Safety Seal Lancets, 30G, Blue , have patented safety seals on each side of the lancet head ensure that the product has never been tampered with, or used before. Engineered to twist off using the same amount of force as traditional twist-top lancets. Needles have tribevel, electropolished tips for maximum comfort. Compatible with most lancing devices. Single use; sterile. | safety-seal-lancets-30g-blue-867.png
SKU: RLMZPL20028 | ReliaMed Twist and Cap Lancets 28G Purple | ReliaMed Twist and Cap Lancets are uniquely designed with wings on each side of the lancet cap that contribute to the ease of twisting and recapping, which provides larger surface area for gripping. | twist-and-cap-lancets-28g-purple-a12.jpg
SKU: RLMZPL10030A | ReliaMed Universal Lancets 30G Blue 100 count | ReliaMed 30 Gauge Lancets, ultra thin tri-bevel tip. | universal-lancets-30g-blue-100-count-b2f.jpg
SKU: CM2697 | Complete Medical Monolet Style Lancets Twist Top 28G | Fine gauge, tri-bevel tip for virtually painless sampling. Consistent depth penetration. Unique design fits almost all lancing devices. 100 sterile lancets. | monolet-style-lancets-twist-top-28g-6d4.jpg
SKU: CM2675 | Complete Medical Auto Blood Lancing Device | Can be used with any standard size lancet. | auto-blood-lancing-device-9c4.jpg
SKU: BMUD802016G | Bard Medical Closed System Foley Tray 16FR - Each | 5cc silicone-elastomer coated latex Foley catheter preconnected to a 2000ml urine drainage bag. Waterproof underpad, fenestrated drape, 3 povidone iodine swabsticks, prefilled 10cc inflation syringe, 5g lubricating jelly, 2 gloves, specimen container with label. CSR-wrap covered tray, single-use, sterile. | closed-system-foley-tray-16fr-each-288.jpg
SKU: BMUD802018G | Bard Medical Closed System Foley Tray 18FR - Each | 5cc silicone-elastomer coated latex Foley catheter preconnected to a 2000ml urine drainage bag. Waterproof underpad, fenestrated drape, 3 povidone iodine swabsticks, prefilled 10cc inflation syringe, 5g lubricating jelly, 2 gloves, specimen container with label. CSR-wrap covered tray, single-use, sterile. | closed-system-foley-tray-18fr-each-288.jpg
SKU: BMUD800516G | Bard Medical 5cc Catheterization Tray 16FR - Each | Silicone-elastomer coated latex Foley catheter in a CSR-wrap covered tray. Waterproof underpad, 3 povidone iodine swabsticks, prefilled inflation syringe, 5g lubricating jelly packet, 2 gloves. Single-use, sterile. | 5cc-catheterization-tray-16fr-each-72c.jpg
SKU: AIIAS136G | Amsino Piston Irrigation Tray Includes 1000cc Outer Tray 500cc Graduated Container 60cc Thumb Control Ring Syringe Alcohol Prep Pad Large Moisture-Proof Underpad - Each | Latex free. | piston-irrigation-tray-includes-1000cc-outer-tray-500cc-graduated-container-60cc-thumb-control-ring-syringe-alcohol-prep-pad-large-moisture-proof-unde-e97.jpg
SKU: AIIAS130G | Amsino Bulb Irrigation Tray Includes: 1000cc Outer Tray 500cc Graduated Container 60cc Bulb Irrigation Syringe Alcohol Prep Pad Large Moisture-Proof Underpad - Each | Latex free. | bulb-irrigation-tray-includes-1000cc-outer-tray-500cc-graduated-container-60cc-bulb-irrigation-syringe-alcohol-prep-pad-large-moisture-proof-underpad--ec8.jpg
SKU: AIIAS880G | Amsino Foley Insertion Tray Prefilled 10cc Syringe of Sterile Water | Tray includes: 1000cc outer basin tray, pair of vinyl gloves, waterproof drape, lubricating jelly, fenestrated drape, and (3) PVP swabsticks. | foley-insertion-tray-prefilled-10cc-syringe-of-sterile-water--300.jpg
SKU: AIIAS890G | Amsino Foley Insertion Tray Prefilled 30cc Syringe of Sterile Water - Each | Sterile and latex free. Tray includes: 1000cc outer basin tray, pair of vinyl gloves, waterproof drape, lubricating jelly, fenestrated drape, and (3) PVP swabsticks. | foley-insertion-tray-prefilled-30cc-syringe-of-sterile-water-each-166.jpg
SKU: AIIAS870G | Amsino Urethral Catheter Tray 14FR Urethral PVC Catheter Sterile & Latex Free - Each | Tray includes: 1000cc outer basin tray, pair of vinyl gloves, waterproof drape, lubricating jelly, 4 oz specimen container, fenestrated drape, and (3) PVP swabsticks. | urethral-catheter-tray-14fr-urethral-pvc-catheter-sterile-amp-latex-free-each-b89.jpg
SKU: AIIAS87114G | Amsino Urethral Catheter Tray 14FR Red Rubber Urethral Catheter Sterile - Each | Tray includes: 1000cc outer basin tray, pair of vinyl gloves, waterproof drape, lubricating jelly, 4 oz specimen container, fenestrated drape, and (3) PVP swabsticks. | urethral-catheter-tray-14fr-red-rubber-urethral-catheter-sterile-each-d5a.jpg
SKU: CVN76000G | Covidien Prefilled Syringe 30cc PVP Swabsticks - Each | All trays contain (unless otherwise indicated): Peel back Lidded Tray, underpad, Safeskin Purple Nitrile Exam Gloves, fenestrated drape, lubricating jelly and graduated basin. | prefilled-syringe-30cc-pvp-swabsticks-each-34a.jpg
SKU: CVN76010G | Covidien Prefilled Syringe 10cc PVP Swabsticks - Each | All trays contain (unless otherwise indicated): Peel back Lidded Tray, underpad, Safeskin Purple Nitrile Exam Gloves, fenestrated drape, lubricating jelly and graduated basin. | prefilled-syringe-10cc-pvp-swabsticks-each-34a.jpg
SKU: CVN76030G | Covidien Prefilled Syringe 100cc BZK Swabsticks - Tray | All trays contain (unless otherwise indicated): Peel back Lidded Tray, underpad, Safeskin Purple Nitrile Exam Gloves, fenestrated drape, lubricating jelly and graduated basin. | prefilled-syringe-100cc-bzk-swabsticks-tray-34a.jpg
SKU: CVN68800G | Covidien Piston Syringe 60cc 1200cc Irrigation Tray Lid - Tray | Tray includes: 500cc graduated container, waterproof drape, alcohol prep, protector cap. | piston-syringe-60cc-1200cc-irrigation-tray-lid-tray-a53.jpg
SKU: CVN67800G | Covidien Bulb Syringe 60cc 1200cc Irrigation Tray Lidded - Each | Tray includes: 500cc graduated container, waterproof drape, alcohol prep, protector cap. | bulb-syringe-60cc-1200cc-irrigation-tray-lidded-each-a53.jpg
SKU: CVN3141G | Covidien Curity Open System Tray Vinyl PVP - Each | All trays feature (unless otherwise indicated): CSR wrap, underpad, SAFESKIN PURPLE NITRILE exam gloves, PVP solution 10%, prepping balls, forceps, lubricating jelly, specimen container. | curity-open-system-tray-vinyl-pvp-each-ed3.jpg
SKU: CVN75000G | Covidien Urethral Cath Tray 14FR Plastic/BZK - Tray | All trays feature (unless otherwise indicated): Peel-back lid, underpad, waterproof drape, lubricating jelly, SAFESKIN PURPLE NITRILE exam gloves and specimen container. | urethral-cath-tray-14fr-plastic-bzk-tray-6fb.jpg
SKU: CVN5029G | Covidien Catheter Insertion Tray 10cc Prefilled Syringe - Tray | All trays contain (unless otherwise indicated): CSR wrapped, Lidded tray, underpad, Safeskin Purple Nitrile Exam Gloves, fenestrated drape, PVP solution, prepping balls, forceps, lubricating jelly, specimen container & graduated basin. | catheter-insertion-tray-10cc-prefilled-syringe-tray-b91.jpg
SKU: CVN5027G | Covidien Catheter Insertion Tray 30cc Prefilled Syringe - Tray | All trays contain (unless otherwise indicated): CSR wrapped, Lidded tray, underpad, Safeskin Purple Nitrile Exam Gloves, fenestrated drape, PVP solution, prepping balls, forceps, lubricating jelly, specimen container & graduated basin. | catheter-insertion-tray-30cc-prefilled-syringe-tray-b91.jpg
SKU: CVN3716G | Covidien Foley Catheterization Tray Silicone Coated Latex Catheter 16FR 5cc Drain Bag - Tray | Includes: #3512 Drain Bag-2000ml capacity, absorbent underpad, Safeskin Purple Nitrile Exam Gloves, fenestrated drape, PVP swab sticks (3), lubricating jelly, 5 gram pouch, CSR wrapped, specimen container with cap and 10cc prefilled syringe. | foley-catheterization-tray-silicone-coated-latex-catheter-16fr-5cc-drain-bag-tray-d09.jpg
SKU: CVN2101G | Covidien Universal Catheterization Tray Foley Latex Catheter 16FR 5cc Specimen Container - Each | All trays contain (unless otherwise indicated): CSR wrap, underpad, Safeskin Purple Nitrile Exam Gloves, fenestrated drape, PVP solution (10%), prepping balls, forceps, lubricating jelly, 10cc prefilled water syringe, specimen container and graduated basis. | universal-catheterization-tray-foley-latex-catheter-16fr-5cc-specimen-container-each-97b.jpg
SKU: BBNV4608-20G | B Braun Medical Continuous Overhead Irrigation Set Non-Vented Spike 0.188" ID Tubing Drip Chamber Roller Clamp 4 1/2" Distal Connector 82"L Latex Free - Each | B BRAUN IRRIGATION/UROLOGY SETS | continuous-overhead-irrigation-set-non-vented-spike-0188-id-tubing-drip-chamber-roller-clamp-4-1-2-distal-connector-82l-latex-free-each-699.jpg
SKU: MMPL4093G | Medegen Medical Products Irrigation Tray Piston Syringe - Each | Ideal for irrigating wounds, catheters, etc. All trays contain a 60 cc syringe, graduated container, tip protector, waterproof drape and alcohol prep pad. Graduated container is marked in 50 cc (ml) and 1 oz increments up to 500 cc's. | irrigation-tray-piston-syringe-each-404.jpg
SKU: CAH37024- | Cardinal Health Suction Catheter Kit 10FR SAFE-T-VAC | Sterile and latex free. Coil packed with Safe-T-Vac valve, (2) Walleted Blue Nitrile Latex Free Exam Gloves and pop-up solution cup in sterile inner wrap. | suction-catheter-kit-10fr-safe-t-vac-ba0.jpg
SKU: CAH3044- | Cardinal Health Universal Catheterization Tray Foley Latex Catheter 18FR 5cc Specimen Container | All trays contain (unless otherwise indicated): CSR wrap, underpad, Safeskin Purple Nitrile Exam Gloves, fenestrated drape, PVP solution (10%), prepping balls, forceps, lubricating jelly, 10cc prefilled water syringe, specimen container and graduated basis. | universal-catheterization-tray-foley-latex-catheter-18fr-5cc-specimen-container-c53.jpg
SKU: GF3258 | Grafco Instrument Trays Without Cover 8 7/8" x 5" x 2" | Grafco Stainless Steel Catheter Trays are an ideal item for any hospital, laboratory, or healthcare facility. | instrument-trays-without-cover-8-7-8-x-5-x-2-ae2.jpg
SKU: JON99213 | Johnson & Johnson STERRAD Instrument Tray Mat 21.5" x 10" | Durable material stands up to washer and sterilization processes. -Fully validated for use in all STERRAD Systems, pre-vacuum steam and ethylene oxide sterilization. -Full line of trays, mats and instrument holders allow you to customize instrument sets. -Lightweight design and snug-fitting lid for ease in handling. -Stackable design to optimize space efficiency for storage. | sterrad-instrument-tray-mat-215-x-10-902.jpg
SKU: GF3254 | Graham Field Instrument Catheter Trays With Strap Handle Cover 8.5" x 3" x 1.5" | Instrument catheter trays with strap handle cover - 8 Â½" x 3" x 1 Â½" | instrument-catheter-trays-with-strap-handle-cover-85-x-3-x-15-312.jpg
SKU: GF3255 | Graham Field Instrument Catheter Trays With Strap Handle Cover 8.87" x 5" x 2" | Instrument catheter trays with strap handle cover -8 7/8" x 5" x 2". | instrument-catheter-trays-with-strap-handle-cover-887-x-5-x-2-170.jpg
SKU: GF3257 | Graham Field Instrument Catheter Trays With Strap Handle Cover - 17" x 4" x 2 1/8" | 17" x 4" x 2 1/8" | instrument-catheter-trays-with-strap-handle-cover-17-x-4-x-2-1-8-1b7.jpg
SKU: BMUD800316 | Bard Medical 30cc Catheterization Tray 16FR | Silicone-elastomer coated latex Foley catheter in a CSR-wrap covered tray. Waterproof underpad, 3 povidone iodine swabsticks, prefilled inflation syringe, 5g lubricating jelly packet, 2 gloves. | 30cc-catheterization-tray-16fr-b57.jpg
SKU: CVN3716 | Covidien Foley Catheterization Tray Silicone Coated Latex Catheter 16FR 5cc Drain Bag | Includes: #3512 Drain Bag-2000ml capacity, absorbent underpad, Safeskin Purple Nitrile Exam Gloves, fenestrated drape, PVP swab sticks (3), lubricating jelly, 5 gram pouch, CSR wrapped, specimen container with cap and 10cc prefilled syringe. | foley-catheterization-tray-silicone-coated-latex-catheter-16fr-5cc-drain-bag-e27.jpg
SKU: BMUD772414 | Bard Medical Bilevel Urethral Catheter Tray With 15 Fr Red Rubber Cath | Bilevel Urethral Catheter Tray With 15 Fr Red Rubber Cath | bilevel-urethral-catheter-tray-with-15-fr-red-rubber-cath-9bc.jpg
SKU: CVN80159 | Covidien Curity Dressing Change Kit | CURITY Dressings Change Trays are convenient sterile trays complete with commonly used products, such as Povidone-Iodine prepping solution. They are designed to help facilitate faster dressing changes. | curity-dressing-change-kit-266.jpg
SKU: CVN6255 | Covidien Add-A-Foley Catheter Tray with #6209 Drain Bag 2000mL | Dover Urine Drainage Bag Add-a-Foley Tray | add-a-foley-catheter-tray-with-6209-drain-bag-2000ml-165.jpg
SKU: CVN3217 | Covidien Red Rubber Latex Catheter 14FR | CURITY Urethral Catheter Tray (Open), Clear Vinyl, Red Rubber, ULTRAMER Red Rubber 14-16 Fr., ADD-A-CATH, (CSR wrap, underpad, Nitrile Exam Gloves, PVP Solution, prepping balls, forceps, lubricating jelly, specimen container), 20/ca | red-rubber-latex-catheter-14fr-1e3.jpg
SKU: CRTLDT-01A | Certol ProTray Disposable Instrument Trays Flat Hygiene Tray 8-3/8" x 10" White | ProTray disposable trays are rigid disposableinstrument trays with a smooth, glossy finish. Theyprevent cross-contamination, save time and functionas an â€œalternateâ€ work surface for mixing, one-handedneedle recapping and storage. | protray-disposable-instrument-trays-flat-hygiene-tray-8-3-8-x-10-white-4af.jpg
SKU: CVN3141 | Covidien Dover Open Urethral Tray with Vinyl Catheter | All trays feature (unless otherwise indicated): CSR wrap, underpad, SAFESKIN PURPLE NITRILE exam gloves, PVP solution 10%, prepping balls, forceps, lubricating jelly, specimen container. | dover-open-urethral-tray-with-vinyl-catheter-c04.jpg
SKU: HARMS8160CATH-4 | Harloff Catheter Preconfigured Triple Column Medical Storage Cart with Tambour Door | The MS8160-CATH4 Catheter Procedure Cart is a triple column cart with tambour door specifically designed for use in a cath lab, i.e. an examination room in a hospital or clinic with diagnostic imaging equipment used to support the catheterization procedure. Since hospital space is at a premium, the MS8160-CATH4 is perfect for storing, protecting and transporting medical instruments and supplies in a cart that comes fully assembled and ready to use. Keep track of supplies while reducing excess inventory with a modular system of exchange trays, wire baskets or catheter slides. Designed for hospitals where there is never enough space in surgical workplaces. Increase workspace efficiency and improve workflow cut costs, decrease waste, improve productivity and enhance patient care. Various heights for plastic trays and wire baskets are available: choose from two inch, four inch or eight inch plastic trays; choose from four inch or seven inch wire baskets. Achieve space savings by using sliding dividers for storing drugs and medical supplies. | catheter-preconfigured-triple-column-medical-storage-cart-with-tambour-door-9c3.jpg
SKU: CRFUT61C | CareFusion Single Catheter With Control Port Looped 10 Fr | Our Tri-Flo suction catheters are designed with two triangular eyes and a beveled tip to be less traumatic to your patients while still providing high suctioning efficiency. | #NAME?
SKU: RCMC33104 | Rochester Medical UltraFlex Self Adhering Catheter Large 36 mm | Silicone catheter features a built-in adhesive band in a length and placement typical of traditional male external catheters. Material is soft and breathable for enhanced comfort and optimal skin health. Clear sheath allows easy monitoring of skin integrity. Kink-resistant design ensures continuous flow of urine. Skin-friendly, non-sensitizing adhesive integrated into the sheath lining in a uniform ring for comfortable security. Good choice for a wide range of patients. | ultraflex-self-adhering-catheter-large-36-mm-450.jpg
SKU: BMUD94140 | Bard Medical Davol Red Rubber All-Purpose Urethral Cath, 14Fr 16" | Davol Red Rubber All-Purpose Urethral Cath, 14Fr 16" | davol-red-rubber-all-purpose-urethral-cath-14fr-16-e34.jpg
SKU: BMUD128150 | Bard Medical Tracheal Suction Latex Rubber Catheter, 14 - 16 Fr, 18" | Tracheal Suction Latex Catheter(18" Whistle Tip with Thumb Valve)Suction catheters are flexible, long tubes used to remove respiratory secretions from the airway. The purpose of suctioning is to keep the airway clear of secretions and to prevent plugging. One end of the suction catheter is connected to a collection container (suction canister) and a device that generates suction. The open end is advanced through the airway (endotrachel or tracheostomy tube) to remove secretions. | tracheal-suction-latex-rubber-catheter-14-16-fr-18-9da.jpg
SKU: BMUD421714 | Bard Medical Clean Cath Vinyl Catheter 16In Long 14 Fr | Clean Cath Vinyl Catheter 16In Long 14 Fr 50/Case | clean-cath-vinyl-catheter-16in-long-14-fr-281.jpg
SKU: CRFUT160C | CareFusion NoTouch Single Catheter | No-Touch Single Catheter, 14 Fr | notouch-single-catheter--08a.jpg
SKU: CRFUT164C | CareFusion No Touch Suction Catheter,10Fr | No Touch Suction Catheter,10Fr | no-touch-suction-catheter10fr-be4.jpg
SKU: MCJ5445-2 | M.C. Johnson Company Cath Secure Multi Purpose Tube Holder with Single Tab | CATH-SECURE Single Tab is the original multi-purpose single tab tube holder. It provides an efficient, standardized system for securing catheters and medical tubing. The device is easy to adjust and may remain in place for approximately one week without altering skin integrity. | cath-secure-multi-purpose-tube-holder-with-single-tab-e12.png
SKU: DL316 | Dale Medical Hold-n-Place Leg Band Foley Catheter Tube Holder with Velcro | Dale Foley Catheter Holder will help you put an end to the problems associated with tape and reduce the potential for infection and trauma. Easy to put on and take off, the Dale Foley Catheter Holder features a dual, patented, locking device that securely anchors the catheter in place. It helps minimize patient tampering, facilitates catheter traction, encourages mobility and can be moved from leg to leg with total ease. The legband is comfortable due to a unique, stretch material that distributes compression evenly around the thigh to avoid a tourniquet effect. A VelcroÂ® fastener engages the band at any point for a custom fit. | hold-n-place-leg-band-foley-catheter-tube-holder-with-velcro-5ab.jpg
SKU: COLP214 | Coloplast Self-Cath Straight Tipped Catheter, Funnel End, 6", 14 Fr, Female | Single use catheter designed for intermittent self-catheterization. Manufactured with high quality standards of medical-grade, latex-free PVC material. Fire polished eyelets and siliconized surface allow smooth insertion and reduce the risk of urethral trauma. Individually packaged sterile for men, women, adolescents and pediatrics.Color Code Green. | self-cath-straight-tipped-catheter-funnel-end-6-14-fr-female-03e.jpg
SKU: COLP208 | Coloplast Self-Cath Straight Tipped Catheter, Funnel End, 6", 8 Fr, Female | Single use catheter designed for intermittent self-catheterization. Manufactured with high quality standards of medical-grade, latex-free PVC material. Fire polished eyelets and siliconized surface allow smooth insertion and reduce the risk of urethral trauma. Individually packaged sterile for men, women, adolescents and pediatrics. Color Code Blue. | self-cath-straight-tipped-catheter-funnel-end-6-8-fr-female-0f4.jpg
SKU: COLP212 | Coloplast Self-Cath Straight Tipped Catheter, Funnel End,12 Fr, Female | The Self-Cath Female catheter has been designed for the shorter female urethra. | self-cath-straight-tipped-catheter-funnel-end12-fr-female-dec.jpg
SKU: COLP210 | Coloplast Self-Cath Straight Tipped Catheter, Funnel End, 6", 10 Fr, Female | Single use catheter designed for intermittent self-catheterization. Manufactured with high quality standards of medical-grade, latex-free PVC material. Fire polished eyelets and siliconized surface allow smooth insertion and reduce the risk of urethral trauma. Individually packaged sterile for men, women, adolescents and pediatrics. Color Code Black. | self-cath-straight-tipped-catheter-funnel-end-6-10-fr-female-f2d.jpg
SKU: COLP412 | Coloplast Self Cath Straight Tipped Catheter Funnel End | Single use catheter designed for intermittent self-catheterization. | self-cath-straight-tipped-catheter-funnel-end--92e.jpg
SKU: COLP410 | Coloplast Self-Cath Straight Tipped Catheter, Funnel End, 16", 10 Fr, Male | Single use catheter designed for intermittent self-catheterization. Manufactured with high quality standards of medical-grade, latex-free PVC material. Fire polished eyelets and siliconized surface allow smooth insertion and reduce the risk of urethral trauma. Individually packaged sterile for men, women, adolescents and pediatrics. Color Code Black. | self-cath-straight-tipped-catheter-funnel-end-16-10-fr-male-278.jpg
SKU: COLP414BX | Coloplast Self-Cath Straight Tipped Catheter, Funnel End, 14 Fr | The Self-Cath Straight Tip catheter with fire-polished eyelets and a siliconized surface for smooth insertion. | self-cath-straight-tipped-catheter-funnel-end-14-fr-2a0.jpg
SKU: COLP418 | Coloplast Self-Cath Straight Tipped Catheter, Funnel End, 16", 18 Fr, Male | Single use catheter designed for intermittent self-catheterization. Manufactured with high quality standards of medical-grade, latex-free PVC material. Fire polished eyelets and siliconized surface allow smooth insertion and reduce the risk of urethral trauma. Individually packaged sterile for men, women, adolescents and pediatrics. Color Code Red. | self-cath-straight-tipped-catheter-funnel-end-16-18-fr-male-bd6.jpg
SKU: COLP416 | Coloplast Self-Cath Straight Tipped Catheter, Funnel End, 16 Fr | Single use catheter designed for intermittent self-catheterization. Manufactured with high quality standards of medical-grade, latex-free PVC material. Fire polished eyelets and siliconized surface allow smooth insertion and reduce the risk of urethral trauma. Individually packaged sterile for men, women, adolescents and pediatrics. Color Code Orange. | self-cath-straight-tipped-catheter-funnel-end-16-fr-393.jpg
SKU: COLP408 | Coloplast Self-Cath Straight Tipped Catheter, Funnel End, 16", 8 Fr, Male | Single use catheter designed for intermittent self-catheterization. Manufactured with high quality standards of medical-grade, latex-free PVC material. Fire polished eyelets and siliconized surface allow smooth insertion and reduce the risk of urethral trauma. Individually packaged sterile for men, women, adolescents and pediatrics. Color Code Blue. | self-cath-straight-tipped-catheter-funnel-end-16-8-fr-male-86c.jpg
SKU: COLP310 | Coloplast Self-Cath Pediatric Catheter, Luer End, 10 Fr | Self-Cath 10â€ Pediatric catheters have been designed to accurately fit pediatrics. | self-cath-pediatric-catheter-luer-end-10-fr-785.jpg
SKU: COLP308 | Coloplast Self Cath Pediatric Catheter Luer End 10" 8 Fr | Self-CathÂ® Catheters are intended for use in male, female, and pediatric patients (neonates, infants, children, adolescents, and transitional adolescents) requiring bladder drainage as determined by their physician. The catheter is indicated for those individuals unable to promote a natural urine flow or for those individuals who have a significant volume of residual urine following a natural bladder-voiding episode. This single-use device can be used by either the patient, once appropriate training has taken place, or by a trained healthcare professional. This device is prescribed by your physician so consult your physician prior to performing self-catheterization and follow the instructions. The risk information provided here is not comprehensive. To learn more, talk to your healthcare provider. For further information, call Coloplast Corp. at 1-866-226-6362 and/or consult the company website at www.coloplast.us. Rx Only. | self-cath-pediatric-catheter-luer-end-10-8-fr-936.png
SKU: RCMC61914 | Rochester Medical Antibacterial Personal Catheter, Female, 14 Fr, 6" | Antibacterial Personal Catheter elutes nitrofurazone, a common antibacterial agent, which provides a urinary antiseptic to the urethral-catheter boundary during catheterization, protecting against urinary tract infections. All-silicone catheter design provides enhanced comfort and virtually friction-free insertion and removal. 100% Latex-free material eliminates concerns of potential health risks that may be associated with repeated exposure to latex and PVC-containing devices. | antibacterial-personal-catheter-female-14-fr-6-78b.jpg
SKU: COLP460 | Coloplast Self-Cath Straight Tipped, White, 12 Fr | Single use catheter designed for intermittent self-catheterization specially packaged in curved packaging. Manufactured with high quality standards of medical-grade, latex-free PVC material. Fire polished eyelets and siliconized surface allow smooth insertion and reduce the risk of urethral trauma. 16" long catheter is individually packaged sterile in curved packaging. | self-cath-straight-tipped-white-12-fr-e93.jpg
SKU: COLP4212 | Coloplast Self-Cath Plus Hydrophilic Coated Catheter - Sterile, 6", Funnel End, 12 Fr | This intermittent catheter has a hydrophilic coating that activates immediately upon exposure to water - for fast, clean, lubrication and maximum ease of use. The Self-Cath Plus has a unique, uncoated, GripZone area for total control in handling. Flexible, medical grade PVC with smooth, fire polished eyes. Available in several sizes and styles. Single use, latex-free. | self-cath-plus-hydrophilic-coated-catheter-sterile-6-funnel-end-12-fr-280.jpg
SKU: COLP4414 | Coloplast Self-Cath Plus Hydrophilic Coated Catheter - Sterile, 16", Funnel End, 14 Fr | This intermittent catheter has a hydrophilic coating that activates immediately upon exposure to water - for fast, clean, lubrication and maximum ease of use. The Self-Cath Plus has a unique, uncoated, GripZone area for total control in handling. Flexible, medical grade PVC with smooth, fire polished eyes. Available in several sizes and styles. Single use, latex-free. | self-cath-plus-hydrophilic-coated-catheter-sterile-16-funnel-end-14-fr-2e3.jpg
SKU: COLP4214 | Coloplast Self-Cath Plus Hydrophilic Coated Catheter - Sterile, 6", Funnel End, 14 Fr | This intermittent catheter has a hydrophilic coating that activates immediately upon exposure to water - for fast, clean, lubrication and maximum ease of use. The Self-Cath Plus has a unique, uncoated, GripZone area for total control in handling. Flexible, medical grade PVC with smooth, fire polished eyes. Available in several sizes and styles. Single use, latex-free. | self-cath-plus-hydrophilic-coated-catheter-sterile-6-funnel-end-14-fr-0ad.jpg
SKU: HOLS9207 | Hollister Extended Wear Male External Catheter 26 - 30 mm | Latex Male External Catheter Features Improved Skin Care Made Possible By An Integrated Inner Flap That Minimizes Urine Back Flow. Easy To Apply With Its Plastic Collar. Attaches Securely And Seals To The Skin With An Integral Adhesive. Safely Conducts Urine Through Double Convolutions That Resist Kinking And Twisting, Keeping Fluid Pathway Open. | extended-wear-male-external-catheter-26-30-mm-b6c.jpg
SKU: COLP28584 | Coloplast SpeediCath Compact Catheter for Women, 2.75", 14 Fr | SpeediCath Compact is a next generation hydrophilic-coated catheter designed specifically for women. Permanently hydrated and packaged in sterile saline solution and ready to use right out of the pack. The unique SpeediCath hydrophilic coating offers even lower friction than traditional hydrophilic-coated catheters for even greater comfort and minimal risk of urethral micro-trauma. Offers discretion and improved handling over traditional hydrophilic-coated catheters. Color Code Green. | speedicath-compact-catheter-for-women-275-14-fr-d2d.jpg
SKU: BMUD265722 | Bard Medical Silicone Elastomer Coated Latex Catheter, Sterile, 5 cc, 22 Fr, 2-Way | Short length with 2 opposing eyes. Coating provides protection against urethral irritation.Configuration 2-Way. | silicone-elastomer-coated-latex-catheter-sterile-5-cc-22-fr-2-way-0c9.jpg
SKU: CULCK1 | Cure Medical Catheter Insertion Kit Without universal connector | The Cure MedicalÂ® catheter insertion kit includes a nonstaining BZK wipe, one packet of lubricating jelly, one pair of ambidextrous gloves, a collection bag (with or without a universal connector), and an underpad. | catheter-insertion-kit-without-universal-connector-f1c.jpg
SKU: COLP28414 | Coloplast SpeediCath Hydrophilic Catheters, Straight, 14 Fr, 14", Straight | SpeediCath is pre-hydrated and ready to use right out of the package. Just open, cath and get on with your life. Each comes pre-packed in sterile saline solution and in an easy-to-open foil container you can take anywhere. Pre-lubricated, its coating is always optimally hydrated to be extremely slippery and extremely comfortable. Easy to use, even with reduced dexterity. | speedicath-hydrophilic-catheters-straight-14-fr-14-straight-f55.jpg
SKU: COLP28028 | Coloplast SureCath Set, 1200 ml, Single Units, 14 Fr, Single Units | Intermittent self-catheterization sets are a convenient, comfortable way to cath. Hydrophilic-coated catheter with sterile solution is enclosed in a single use, ready-to-use collection bag. Easy for those with limited dexterity. Single units come with Sure-Cath Set catheter and collection bag only. Available as a Kit with insertion supplies. | surecath-set-1200-ml-single-units-14-fr-single-units-042.jpg
SKU: RCMC33102 | Rochester Medical UltraFlex Self-Adhering Catheter Medium 29 mm | Silicone catheter features a built-in adhesive band in a length and placement typical of traditional male external catheters. Material is soft and breathable for enhanced comfort and optimal skin health. Clear sheath allows easy monitoring of skin integrity. Kink-resistant design ensures continuous flow of urine. Skin-friendly, non-sensitizing adhesive integrated into the sheath lining in a uniform ring for comfortable security. Good choice for a wide range of patients. | ultraflex-self-adhering-catheter-medium-29-mm-396.jpg
SKU: RCMC33103 | Rochester Medical UltraFlex Self-Adhering Catheter Intermediate 32 mm | Silicone catheter features a built-in adhesive band in a length and placement typical of traditional male external catheters. | ultraflex-self-adhering-catheter-intermediate-32-mm-0f6.jpg
SKU: BMUD9416 | Bard Medical All Purpose Red Rubber Urethral Catheter, 16 Fr, 16" | All-purpose, urethral, X-ray opaque with funnel end and round, hollow tip. Two opposing eyes. Sterile. | all-purpose-red-rubber-urethral-catheter-16-fr-16-4a0.jpg
SKU: BMUD9414 | Bard Medical All Purpose Red Rubber Urethral Catheter, 14 Fr, 16" | All-purpose, urethral, X-ray opaque with funnel end and round, hollow tip. Two opposing eyes. Sterile. | all-purpose-red-rubber-urethral-catheter-14-fr-16-1c2.jpg
SKU: BMUD109150 | Bard Medical Bronchial Suction Latex Rubber Catheter With Thumb Valve, 14 - 16 Fr, 18" | Rubber bronchial coudÃ© catheter, X-ray opaque, one eye, and whistle tip. Single-use. Sterile. | bronchial-suction-latex-rubber-catheter-with-thumb-valve-14-16-fr-18-bbd.jpg
SKU: RLMZRSCK10 | ReliaMed Coil Packed Suction Catheter Kit with Pair of Latex-Free Gloves, 10 Fr, Sterile | ReliaMed Coil Packed Suction Catheter Kit with Pair of Latex-Free Gloves. Suction thumb control. Stepped connector holds tightly. two staggered, opposing eyes, smooth cut for pain-free insertion. Available in all standard sizes. Kit includes coil-packed suction catheter, two powder-free pvc gloves and pop-up cup. Sterile, 10 Fr. | coil-packed-suction-catheter-kit-with-pair-of-latex-free-gloves-10-fr-sterile-cba.jpg
SKU: RLMZRSCK12 | ReliaMed Coil Packed Suction Catheter Kit with Pair of Latex-Free Gloves, 12 Fr, Sterile | ReliaMed Coil Packed Suction Catheter Kit with Pair of Latex-Free Gloves. Suction thumb control. Stepped connector holds tightly. Two staggered, opposing eyes, smooth cut for pain-free insertion. Available in all standard sizes. Kit includes coil-packed suction catheter, two powder-free pvc gloves and pop-up cup. Sterile, 12 Fr. | coil-packed-suction-catheter-kit-with-pair-of-latex-free-gloves-12-fr-sterile-3d8.jpg
SKU: RLMZRSCK14 | ReliaMed Coil Packed Suction Catheter Kit with Pair of Latex Free Gloves 14 Fr | ReliaMed Coil Packed Suction Catheter Kit with Pair of Latex-Free Gloves. | coil-packed-suction-catheter-kit-with-pair-of-latex-free-gloves-14-fr--a7a.jpg
SKU: RLMZRSCK16 | ReliaMed Coil Packed Suction Catheter Kit with Pair of Latex-Free Gloves, 16 Fr, Sterile | ReliaMed Coil Packed Suction Catheter Kit with Pair of Latex-Free Gloves, Suction thumb control. Stepped connector holds tightly. Two staggered, opposing eyes, smooth cut for pain-free insertion. Available in all standard sizes. Kit includes coil-packed suction catheter, two powder-free pvc gloves and pop-up cup. Sterile, 16 Fr. | coil-packed-suction-catheter-kit-with-pair-of-latex-free-gloves-16-fr-sterile-5fd.jpg
SKU: RLMZRSCK18 | ReliaMed Coil Packed Suction Catheter Kit with Pair of Latex-Free Gloves, 18 Fr, Sterile | ReliaMed Coil Packed Suction Catheter Kit with Pair of Latex-Free Gloves. Suction thumb control. Stepped connector holds tightly. Two staggered, opposing eyes, smooth cut for pain-free insertion. Available in all standard sizes. Kit includes coil-packed suction catheter, two powder-free pvc gloves and pop-up cup. Sterile, 18 Fr. | coil-packed-suction-catheter-kit-with-pair-of-latex-free-gloves-18-fr-sterile-bc1.jpg
SKU: RLMZRSCK6 | ReliaMed Coil Packed Suction Catheter Kit with Pair of Latex-Free Gloves, 6 Fr, Sterile | ReliaMed Coil Packed Suction Catheter Kit with Pair of Latex-Free Gloves. Suction thumb control. Stepped connector holds tightly. Two staggered, opposing eyes, smooth cut for pain-free insertion. Available in all standard sizes. Kit includes coil-packed suction catheter, two powder-free pvc gloves and pop-up cup. Sterile, 6 Fr. | coil-packed-suction-catheter-kit-with-pair-of-latex-free-gloves-6-fr-sterile-6e9.jpg
SKU: RLMZRSCK8 | ReliaMed Coil Packed Suction Catheter Kit with Pair of Latex-Free Gloves, 8Fr, Sterile | ReliaMed Coil Packed Suction Catheter Kit. Stepped connector holds tightly. two staggered, opposing eyes, smooth cut for pain-free insertion. Available in all standard sizes. Kit includes coil-packed suction catheter, two powder-free pvc gloves and pop-up cup. Sterile, 8 Fr. | coil-packed-suction-catheter-kit-with-pair-of-latex-free-gloves-8fr-sterile-012.jpg
SKU: CVN8887660168 | Covidien Dover Red Rubber Urethral Catheter 16" | Radiopaque, with smooth rounded tip, integral tapered funnel end and 2 opposing eyes. | dover-red-rubber-urethral-catheter-16-e74.jpg
SKU: BMUD802414 | Bard Medical Bardia Red Rubber Urethral Catheter, 16", 14 Fr | Unisex all-purpose catheter can be used as a Robinson or as a Nelaton catheter. Sterile. | bardia-red-rubber-urethral-catheter-16-14-fr-3bc.jpg
SKU: BMUD802416 | Bard Medical Bardia Red Rubber Urethral Catheter, 16", 16 Fr | Unisex all-purpose catheter can be used as a Robinson or as a Nelaton catheter. Sterile. | bardia-red-rubber-urethral-catheter-16-16-fr-f5d.jpg
SKU: CVN8887660143 | Covidien Dover Red Rubber Robinson Catheters, Sterile, French Size: 14Fr, 16"L | Radiopaque, with smooth rounded tip, integral tapered funnel end and 2 opposing eyes. | dover-red-rubber-robinson-catheters-sterile-french-size-14fr-16l-628.jpg
SKU: CVN31420 | Covidien Single Suction Catheters, French Size: 14 Fr, Style: SAFE-T-VAC | SAFE-T-VAC single suction catheter features a chimney-style valve that has a large opening on the control vent that minimizes residual suction. Catheters are available in two tip styles - the smooth, atraumatic DeLee Tip with staggered eyes, and the angled Whistle Tip. Latex-free. | single-suction-catheters-french-size-14-fr-style-safe-t-vac-b6c.jpg
SKU: CVN31800 | Covidien Argyle Suction Catheter with Chimney Valve Straight Packed 18 Fr/Ch | Covidien provides hospitals and alternate care facilities the broadest, highest quality line of open suction products on the market. The chimney style valve has a large opening on the control vent that minimizes residual suction. Catheters are available in two tip styles - the smooth, atraumatic DeLee Tip with staggered eyes, and the angled Whistle Tip. All Covidien suction products are latex-free. | argyle-suction-catheter-with-chimney-valve-straight-packed-18-fr-ch-0cf.jpg
SKU: CVN30820 | Covidien Suction Catheter 8FR Pediatric Graduated Single Coil Packed Sterile | SAFE-T-VAC single suction catheter features a chimney-style valve that has a large opening on the control vent that minimizes residual suction. Catheters are available in two tip styles - the smooth, atraumatic DeLee Tip with staggered eyes, and the angled Whistle Tip. Latex-free. | suction-catheter-8fr-pediatric-graduated-single-coil-packed-sterile-b36.jpg
SKU: CVN31220 | Covidien Single Suction Catheters, French Size : 12 Fr, Style: SAFE-T-VAC | SAFE-T-VAC single suction catheter features a chimney-style valve that has a large opening on the control vent that minimizes residual suction. Catheters are available in two tip styles - the smooth, atraumatic DeLee Tip with staggered eyes, and the angled Whistle Tip. Latex-free. | single-suction-catheters-french-size-12-fr-style-safe-t-vac-de3.jpg
SKU: URC6384 | UroCare Fabric Leg Bag Holder Large | These urine bag holders are a simple and effective solution to a difficult problem. They prevent contact between the leg bag and the skin; this allows the skin to breathe freely. | fabric-leg-bag-holder-large-81d.jpg
SKU: ALI77850 | Alimed Urinary Drainage Bag Holder Naugahyde | AliMedÂ® Urinary Drainage Bag Holder conceals drainage bags from public view. Universally sized to hold all drainage bags. | urinary-drainage-bag-holder-naugahyde-4f9.jpg
SKU: CVN6014G | Covidien Curity Foley Catheter Tray with #6209 Drain Bag 2000mL 16 FR - Each | Includes standard prep tray and Safeskin Purple Nitrile Exam Gloves. | curity-foley-catheter-tray-with-6209-drain-bag-2000ml-16-fr-each-e46.jpg
SKU: CVN6070G | Covidien Foley Catheter Tray with #6208 Drain Bag 2000mL Silicone 14FR 5cc Drain Bag - Tray | Includes standard prep tray and Safeskin Purple Nitrile Exam Gloves. | foley-catheter-tray-with-6208-drain-bag-2000ml-silicone-14fr-5cc-drain-bag-tray-e85.jpg
SKU: CAH3502- | Cardinal Health Drain Bag 2000mL No Anti-Reflux Chamber | Contoured design for more even filling and complete emptying. 11/32" drainage tube provides quick drainage, eliminates standing column of urine. Universal hanger fits securely on bedrails and wheelchairs. Convenient carrying handle for ambulatory patients. | drain-bag-2000ml-no-anti-reflux-chamber-f28.jpg
SKU: CAH6208- | Cardinal Health Drain Bag 2000mL Mono-Flo Anti-Reflux Device SplashGuard II Drain Spout CSR Wrap | Includes standard prep tray and Safeskin Purple Nitrile Exam Gloves. | drain-bag-2000ml-mono-flo-anti-reflux-device-splashguard-ii-drain-spout-csr-wrap-a74.jpg
SKU: RLMZRND2000H | ReliaMed Premium Drainage Bag Vented With Double Hanger Sample Port 2000ml | ReliaMed premium sterile, diamond-shaped, vented drain bags are latex-free, and feature needleless sample ports and SBR drain tube and metal thumb clamp. | premium-drainage-bag-vented-with-double-hanger-sample-port-2000ml-c69.jpg
SKU: CERPNEL-1360 | Core Products NelMed Calf Urinary Bag Support | Our Calf and Thigh Supports provide two 2â€ wide bands lined with soft elastic that won't slip, irritate skin or pull leg hair. | nelmed-calf-urinary-bag-support-fa2.jpg
SKU: CERPNEL-1375 | Core Products NelMed Thigh Urinary Bag Support | Our Calf and Thigh Supports provide two 2â€ wide bands lined with soft elastic that wonâ€™t slip, irritate skin or pull leg hair. | nelmed-thigh-urinary-bag-support-863.jpg
SKU: HOLS8531 | Hollister Premier Drainable Pouch with Lock 'n Roll Closure, Ultra-Clear | Features Flextend Extended Wear skin barrier that protects the skin over extended wearing time from irritating discharge, ideal for urostomies and ileostomies. Also features Lock'n Roll closure that is easy to close, easy to empty, and easy to clean, ideal for users with vision and dexterity problems. Comfort and discretion are assured with odor barrier, rustle-free materials and ComfortWear panels on both sides. Choose pre-cut or cut-to-fit stoma opening. | premier-drainable-pouch-with-lock-n-roll-closure-ultra-clear-5d6.jpg
SKU: HOLS8641 | Hollister Premier Mini Drainable Pouch, Cut-to-Fit Up to 2 1/2" | Protects the skin over extended wearing time from irritating discharge. Flextend skin barrier is the barrier of choice for urostomies and ileostomies. Highest level of discreetness and comfort provided by odor-barrier, rustle-free film and ComfortWear Panels. | premier-mini-drainable-pouch-cut-to-fit-up-to-2-1-2-88a.jpg
SKU: BMUD154004 | Bard Medical Bard Infection Control Urine Drainage Bag, 2000 cc | Sterile drain bags are designed with a rounded, teardrop shape that ensures efficient drainage and feature infection control mechanisms that help prevent catheter-induced urinary tract infections. Microbicidal outlet tube protects the drain bag from contamination resulting from retrograde bacterial migration. Latex-free BARD EZ-LOK Sampling Port eliminates the risk of needlestick injuries and allows for needle-free aspiration. Unique dome design of the Anti-Reflux Chamber prevents urine reflux from the urine drain bag back into the drainage tube. | bard-infection-control-urine-drainage-bag-2000-cc-17e.jpg
SKU: RLMZRLB1000H | ReliaMed Premium Leg Drainage Bag with Flip Valve Flocked Back 1000 ml | ReliaMed 1000ml leg drainage bag features comfortable flocked backing, easy to operate flip drainage valve, sterile fluid pathways and comes with convenient, comfortable, preattached, fabric, elastic leg straps. Packaged in a convenient, peel-open pouch. Premium with flip valve and flocked back. Latex-free. | premium-leg-drainage-bag-with-flip-valve-flocked-back-1000-ml-721.jpg
SKU: RLMZRLB500H | ReliaMed Premium Leg Drainage Bag with Flip Valve Flocked Back 500 ml | ReliaMed 500ml leg drainage bag features comfortable flocked backing, easy to operate flip drainage valve, sterile fluid pathways and comes with convenient, comfortable, preattached, fabric, elastic leg straps. | premium-leg-drainage-bag-with-flip-valve-flocked-back-500-ml-c1d.jpg
SKU: RLMZRLB600R | ReliaMed Standard Leg Drainage Bag with Twist Valve, Fabric, 600 ml | ReliaMed 600ml leg drainage bag features twist drainage valve, sterile fluid pathways and comes with convenient, comfortable, preattached, fabric, elastic leg straps. Packaged in a convenient, peel-open pouch. Standard with twist valve. Latex-free. | standard-leg-drainage-bag-with-twist-valve-fabric-600-ml-1ff.jpg
SKU: RLMZRLB900R | ReliaMed Standard Leg Drainage Bag with Twist Valve, Fabric, 900 ml | ReliaMed 900ml leg drainage bag features twist drainage valve, sterile fluid pathways and comes with convenient, comfortable, preattached, fabric, elastic leg straps. Packaged in a convenient, peel-open pouch. Standard with twist valve. Latex-free. | standard-leg-drainage-bag-with-twist-valve-fabric-900-ml-267.jpg
SKU: RLMZRLB900T | ReliaMed Leg Drainage Bag with Twist Valve 18" Tube | ReliaMed 900ml leg drainage bag features twist drainage valve, preattached 18" extension tubing with connector, sterile fluid pathways and comes with convenient, comfortable, preattached, fabric, elastic leg straps. | leg-drainage-bag-with-twist-valve-18-tube-b98.jpg
SKU: RLMZRND2000R | ReliaMed Standard Drainage Bag Vented With Double Hanger Sample Port 2000ml | ReliaMed standard Needleless sample ports and SBR drain tube with plastic thumb clamp. | standard-drainage-bag-vented-with-double-hanger-sample-port-2000ml-e6c.jpg
SKU: BMUD153504 | Bard Medical Drainage Bag Anti-Reflux Device 2000mL Capacity Latex Free Center Entry | The rounded, teardrop shape of these urinary drainage bags ensures more efficient drainage. Features anti-reflux valve, vented drip chamber, and a urine sample port on catheter connector tubing. Latex-free. | drainage-bag-anti-reflux-device-2000ml-capacity-latex-free-center-entry-761.jpg
SKU: CVN6208 | Covidien CURITY Anti-Reflux Bedside Drainage Bag, 2000 cc | Bedside drainage bags for the collection of urine. 2000 cc bags feature easy-to-read graduations and universal hanging device. Choice of needleless sampling port or luer lock sampling port available. Splash-resistant drain spout available on some models. | curity-anti-reflux-bedside-drainage-bag-2000-cc-d98.jpg
SKU: URC5200 | UroCare Urofoam Double Sided Adhesive Foam Strips | UrofoamÂ®-2 double-sided adhesive foam strips are soft, pliable foam strips specifically designed for the unique bonding applications of male external catheters to the skin and are suitable for use with both standard and self- adhering type catheters.They provide a comfortable, air-tight seal that is an effective way to secure a male external catheter to the body. They are easy to apply and remove so when it comes time to change that catheter, it can be changed easily and quickly.It is recommended that a male external catheter be changed once a day to promote healthy skin, however, with the use or UrofoamÂ® strips, a male external catheter can be held in place for up to three daysâ€”results may vary, but it's nice to know that when you need to depend on an adhesive strip, you can depend on UrofoamÂ®. | urofoam-double-sided-adhesive-foam-strips-aa4.png
SKU: BMUD150615G | Bard Medical Tubing 18" Connector Reusable Non-Sterile Latex Free - Each | BARD LEG BAGS EXTENSION TUBING | tubing-18-connector-reusable-non-sterile-latex-free-each-88d.jpg
SKU: AIIAS306NG | Amsino Leg Bag 600mL Medium Bottom Draining Anti-Reflux Push-Pull Valve with 2 Pre-Assembled Latex Free Straps Sterile Fluid Pathway - Each | Features a soft, comfortable, vinyl construction to help contour to a patient's body. High quality straps ensure secure attachment to the leg. | leg-bag-600ml-medium-bottom-draining-anti-reflux-push-pull-valve-with-2-pre-assembled-latex-free-straps-sterile-fluid-pathway-each-ec2.jpg
SKU: AIIAS307NG | Amsino Leg Bag 900mL Large Bottom Draining Anti-Reflux Push-Pull Valve with 2 Pre-Assembled Latex Free Straps Sterile Fluid Pathway - Each | Features a soft, comfortable, vinyl construction to help contour to a patient's body. High quality straps ensure secure attachment to the leg. | leg-bag-900ml-large-bottom-draining-anti-reflux-push-pull-valve-with-2-pre-assembled-latex-free-straps-sterile-fluid-pathway-each-ec2.jpg
SKU: AIIAS308NG | Amsino Leg Bag 600mL Medium Bottom Draining | Features a soft, comfortable, vinyl construction to help contour to a patient's body. | leg-bag-600ml-medium-bottom-draining-ec2.jpg
SKU: AIIAS309NG | Amsino Leg Bag 900mL Large Bottom Draining Anti-Reflux Valve with Twist Turn valve Two Pre-Assembled Latex Free Straps Sterile Fluid Pathway - Each | Features a soft, comfortable, vinyl construction to help contour to a patient's body. High quality straps ensure secure attachment to the leg. | leg-bag-900ml-large-bottom-draining-anti-reflux-valve-with-twist-turn-valve-two-pre-assembled-latex-free-straps-sterile-fluid-pathway-each-ec2.jpg
SKU: AIIAS311G | Amsino Accessories: 18" Flexible PVC Extension Tube For Leg Bags or Drainage Bags Kink Resistant Adapter & Protective Cap Packaged Straight in Poly Pouch - Each | Features a soft, comfortable, vinyl construction to help contour to a patient's body. High quality straps ensure secure attachment to the leg. | accessories-18-flexible-pvc-extension-tube-for-leg-bags-or-drainage-bags-kink-resistant-adapter-amp-protective-cap-packaged-straight-in-poly-pouch-eac-ead.jpg
SKU: BMUD802001G | Bard Medical Standard Drainage Bag Swivel Hanger & Flexible Hook - Each | BARD DRAINAGE BAG | standard-drainage-bag-swivel-hanger-amp-flexible-hook-each-d64.jpg
SKU: BMUD150332G | Bard Medical Flip-Floâ„¢ Valve 32 oz Latex Straps - Each | Made of heavy duty plastic film for long wear, odor containment and leak resistance. Each leg bag contains an anti-reflux valve. Reusable and sterile. | flip-flotrade-valve-32-oz-latex-straps-each-6dd.jpg
SKU: BMUD150732G | Bard Medical Flip-Floâ„¢ Valve 32 oz Fabric Leg Straps - Each | Made of heavy duty plastic film for long wear, odor containment and leak resistance. Each leg bag contains an anti-reflux valve. Reusable and sterile. | flip-flotrade-valve-32-oz-fabric-leg-straps-each-6dd.jpg
SKU: BMUD150107G | Bard Medical Rubber Cap Valve 19 oz Latex Leg Straps For Extended Care Market - Each | Made of heavy duty plastic film for long wear, odor containment and leak resistance. Each leg bag contains an anti-reflux valve. Reusable and sterile. | rubber-cap-valve-19-oz-latex-leg-straps-for-extended-care-market-each-6dd.jpg
SKU: BMUD150108G | Bard Medical Rubber Cap Valve 32 oz Latex Leg Straps For Extended Care Market - Each | Made of heavy duty plastic film for long wear, odor containment and leak resistance. Each leg bag contains an anti-reflux valve. Reusable and sterile. | rubber-cap-valve-32-oz-latex-leg-straps-for-extended-care-market-each-6dd.jpg
SKU: AIIAS306N | Amsino AMSure Urinary Leg Bags Medium 600mL | Medium, 600mL Leg Bag, Bottom Draining, Anti-Reflux, Push-Pull Valve with 2 Pre-Assembled Latex Free (LF) Straps, Sterile Fluid Pathway | amsure-urinary-leg-bags-medium-600ml--ec2.jpg
SKU: AIIAS309N | Amsino AMSure Urinary Leg Bags Large 900mL | Bottom Draining Large Leg Bag. | amsure-urinary-leg-bags-large-900ml-886.jpg
SKU: CVN6310 | Covidien Drain Bag 2000mL | Drain Bag 2000mL Anti-Reflux Chamber And SplashGuard II Drain Spout CSR Wrap. | drain-bag-2000ml-e56.jpg
SKU: AIIAS307N | Amsino AMSure Urinary Leg Bags | 900ml Leg Bag, Push Pull Drain Port | amsure-urinary-leg-bags-862.jpg
SKU: AIIAS307N | Amsino AMSure Urinary Leg Bags | 900ml Leg Bag, Push Pull Drain Port | amsure-urinary-leg-bags-862.jpg
SKU: AIIAS311 | Amsino AMSure Extension Tube 18" | PVC Extension Tube for Leg Bag | amsure-extension-tube-18-82c.jpg
SKU: AIIAS332E | Amsino AMSure Urinary Drainage Bags Pear Shape 2,000 mL | Latex free. Equipped with anti-reflux chamber or anti-reflux flutter valve and with needless sampling port. Graduated in 200 cc increments. Contoured design allows for more even filling and complete emptying. Terraced catheter adapter permit secure, leak proof fit. 11/32" drainage tube provides quick drainage. The built-in universal hanger fits securely on bedrails, carts, wheelchairs, walkers, etc. An additional clip is provided for securing bags to clothing. | amsure-urinary-drainage-bags-pear-shape-2000-ml-f01.jpg
SKU: CVN6070 | Covidien Dover 100% Silicone Urine Meter Foley Tray | CURITY Foley Tray utilizing CURITY Drain Bag w/ MONO-FLO Anti-Reflux Device, SAFEGUARD Needleless Sampling Port, and SPLASHGUARD II Drain Spout includes: 100% Silicone Foley catheter 14-16 Fr., 5cc, 2-way,17", CURITY Drain Bag (6308), 100% Latex Free Standard Prep Tray includes: (Sterile CSR Wrap, Fenestrated Drape, Underpad, Nitrile Exam Gloves, Forceps, Prepping Balls, 10cc Prefilled Sterile Water Inflation Syringe, Unique Bellows Lubricant Syringe, Povidone-Iodine Solution, Specimen Container and Label). | dover-100-silicone-urine-meter-foley-tray-dd1.jpg
SKU: CVN6206 | Covidien Dover Urine Drainage Bag 2000 mL | A large diameter vertical drip chamber with a Mono-FloÂ® antireflux valve, A closed-system aspirating port on the tubing permits repeated fresh urine sampling. | dover-urine-drainage-bag-2000-ml-2d4.jpg
SKU: CVN6162 | Covidien Dover Hydrogel Coated Latex Foley Tray | MONO-FLO Anti-Reflux Device Foley Tray w/ SAFEGUARD Needleless Sampling Port and SPLASHGUARD II Drain Spout includes: ULTRAMER Foley Catheter (Latex), 14 Fr., 5cc, 2-way, 17", CURITY Drain Bag (6308), 100% Latex Free Standard Prep Tray includes: (Sterile CSR Wrap, Fenestrated Drape, Underpad, Nitrile Exam Gloves, Forceps, Prepping Balls, 10cc Prefilled Sterile Water Inflation Syringe, Unique Bellows Lubricant Syringe, Povidone-Iodine Solution, Specimen Container and Label). | dover-hydrogel-coated-latex-foley-tray-8fc.jpg
SKU: SKIL101080 | Skil Care Catheter Leg Strap | Catheter Leg Strap | catheter-leg-strap-fc1.jpg
SKU: COLP5170 | Coloplast Security+ Contoured, Deluxe Contoured Leg Bag, Medium, 21 oz | Deluxe leg bag with pre-attached, adjustable, anti-kink tubing. Secure, user-friendly closure, soft cloth backing, anti-reflux valve, andchambered panels for discretion and low profile. Latex-Free. | security-contoured-deluxe-contoured-leg-bag-medium-21-oz-4a3.jpg
SKU: DLEP316 | Dale Medical Hold-n-Place Leg Band for Foley Catheters | Surgical stretch material is gentle on skin, eliminating the risk of irritation and potential infections as a result of skin tears from tape. Reduces the incidence of catheter pull-through by keeping tubing secured. The device has a velcro closure.The Leg Band, made entirely of stretch material, has a soft, supple backing for added skin comfort. The elasticity and 2â€ width of the leg band distribute compression evenly around the thigh to minimize circumferential pressure.Simplified Closure SystemAll Dale Hold-n-Place Foley Catheter Holders feature patented locking systems that securely anchor the catheter in place, reducing the risk of urethral erosion, bladder spasms and trauma. The locking devices speed up application and simplify adjustment. | hold-n-place-leg-band-for-foley-catheters-85d.jpg
SKU: HOLS9814 | Hollister Leg Bag Systems, 1 Leg Bag Only, Medium, 10"L, 18 fl oz | Quality Vinyl materials result in soft, comfortable, durable bags; pleated sides increase the volume but not the length. Protects skin from pressure points by placing leg strap connectors and drain valve away from direct contact with leg. Safely and easily conducts urine through its drain valve; easy to open, closes securely even with limited dexterity. Latex-free. | leg-bag-systems-1-leg-bag-only-medium-10l-18-fl-oz-79a.jpg
SKU: COLPCO21026 | Coloplast Conveen Security Leg Bag 17 fl oz | Latex-Free Bag Includes Pre-Attached, Adjustable, Anti-Kink Tubing. | conveen-security-leg-bag-17-fl-oz-b12.jpg
SKU: RLMZRLB4150 | ReliaMed Oval Reusable Leg Bag, Straight Port, 14 oz. 8.5" Long | ReliaMed Oval Reusable Leg Bag, Straight Port, 14 oz. 8.5" Long. Can be used with external catheters and male external catheter kits. Bag, tubing and straps made of dry natural rubber. Biodegradable after its useful life. | oval-reusable-leg-bag-straight-port-14-oz-85-long-f12.jpg
SKU: RLMZRLB4153 | ReliaMed Long Reusable Leg Bag, Straight Port, 24 oz. 15" Long | ReliaMed Long Reusable Leg Bag, Straight Port, 24 oz. 15" Long. Can be used with external catheters and male external catheter kits. Bag, tubing and straps made of dry natural rubber. Biodegradable after its useful life. | long-reusable-leg-bag-straight-port-24-oz-15-long-156.jpg
SKU: RLMZRLB4175 | ReliaMed Oval Reusable Leg Bag, Straight Port, 24 oz. 10.5" Long | ReliaMed Oval Reusable Leg Bag, Straight Port, 24 oz. 10.5" Long. Can be used with external catheters and male external catheter kits. Bag, tubing and straps made of dry natural rubber. Biodegradable after its useful life. | oval-reusable-leg-bag-straight-port-24-oz-105-long-82c.jpg
SKU: RLMZRLB682L | ReliaMed Reusable Leg Bag, 32 oz., Left Port | ReliaMed Reusable Leg Bag, 32 oz., Left Port. Can be used with external catheters and male external catheter kits. Bag, tubing and straps made of dry natural rubber. Biodegradable after its useful life. | reusable-leg-bag-32-oz-left-port-f05.jpg
SKU: RLMZRLB688R | ReliaMed Reusable Leg Bag, 44 oz., Right Port | ReliaMed Reusable Leg Bag, 44 oz., Right Port. Can be used with external catheters and male external catheter kits. Bag, tubing and straps made of dry natural rubber. Biodegradable after its useful life. | reusable-leg-bag-44-oz-right-port-f73.jpg
SKU: RLMZRLB600TT | ReliaMed Leg Drainable Bag with T-Tap Valve & Attached Straps, 600 ml | ReliaMed 600ml leg drainage bag features easy to operate t-tap drainage valve, sterile fluid pathways and comes with convenient, comfortable, preattached, fabric, elastic leg straps. packaged in a convenient, peel-open pouch. Latex-free. | leg-drainable-bag-with-t-tap-valve-attached-straps-600-ml-499.jpg
SKU: RLMZRLB900TT | ReliaMed Leg Drainage Bag with T-Tap Valve & Attached Straps, 900 ml | ReliaMed 900ml leg drainage bag features easy to operate t-tap drainage valve, sterile fluid pathways and comes with convenient, comfortable, preattached, fabric, elastic leg straps. Packaged in a convenient, peel-open pouch. Latex-free. | leg-drainage-bag-with-t-tap-valve-attached-straps-900-ml-5c4.jpg
SKU: BMUD150332 | Bard Medical Dispoz-a-Bag - Sterile, Flip-Flo Valve & Latex Leg Straps, 12" | Bard Dispoz-a-Bag Leg Bags are made from heavy duty vinyl for extended wear, odor containment and leak resistance. Each leg bag contains an anti-reflux valve. Available with or without the Flip-Flo drainage valve which opens and closes with a simple flip. Reusable, sterile. | dispoz-a-bag-sterile-flip-flo-valve-latex-leg-straps-12-82e.jpg
SKU: BMUD151932 | Bard Medical Flip-Floâ„¢ Valve 32 oz 4Â½" Drainage Tubing 18" Extension Tubing & Latex Leg Straps | Bard Dispoz-a-Bag Leg Bags are made from heavy duty vinyl for extended wear, odor containment and leak resistance. Each leg bag contains an anti-reflux valve. Available with or without the Flip-Flo drainage valve which opens and closes with a simple flip. Reusable, sterile. | flip-flotrade-valve-32-oz-4frac12quot-drainage-tubing-18quot-extension-tubing-amp-latex-leg-straps-05f.jpg
SKU: BMUD4A4194 | Bard Medical Extension Tubes, Non - Latex, Silicone, 18" | To attach foley or external catheter to night drainage or leg bag. | extension-tubes-non-latex-silicone-18--467.jpg
SKU: CVN3512V | Covidien Bedside Drainage Bag Sterile 2000 cc | 2000 Cc Drainage Bag With Anti-Reflux Valve, Sample Port, Standard Drain Tube, Adjustable Velcro Universal Hanger And Carry Strap. | bedside-drainage-bag-sterile-2000-cc-bee.jpg
SKU: BMUD802002 | Bard Medical Closed System Drain Bag With Adjustable Hook and Loop Hanger, 2000 cc | Adjustable Hook and Loop Hanger anti-reflux chamber and sample port, Sterile. Latex-free. | closed-system-drain-bag-with-adjustable-hook-and-loop-hanger-2000-cc-2e1.jpg
SKU: BMUD802001 | Bard Medical Bardia Closed System Drain Bag, Living Hinge Hanger, 2000 cc | Sterile. Features anti-reflux chamber and sample port. Latex-free. | bardia-closed-system-drain-bag-living-hinge-hanger-2000-cc-cd9.jpg
SKU: CVN6175 | Covidien Add-A-Foley Catheter Tray with #6208 Drain Bag 2000mL 10cc Prefilled Syringe | Dover Urine Drainage Add-a-Foley Tray | add-a-foley-catheter-tray-with-6208-drain-bag-2000ml-10cc-prefilled-syringe-089.jpg
SKU: CM123622A | Complete Medical Bard Foley Catheter Cs/12 22 French 30cc | Catheter is made from a hydrophobic material that rejects moisture. The silicone-elastomer coating provides protection against urethral irritation. Free lubricating jelly included. | bard-foley-catheter-cs-12-22-french-30cc-40c.jpg
SKU: BMUD806318 | Bard Medical Foley Catheter Bardia 100% Silicone 2 Way 18Fr 30cc | Foley Catheter Bardia 100% Silicone 2Way 18Fr 30cc, latex Free, All Silicone Indwellling Foley Catheter. | foley-catheter-bardia-100-silicone-2-way-18fr-30cc-ba5.jpg
SKU: BMUD123512AG | Bard Medical 5cc Foley Catheter 12FR - Each | Silicone-elastomer coating provides protection against urethral irritation. 2-way. Peel-pouch, single-use, sterile. | 5cc-foley-catheter-12fr-each-041.jpg
SKU: BMUD123514AG | Bard Medical 5cc Foley Catheter 14FR - Each | Silicone-elastomer coating provides protection against urethral irritation. 2-way. Peel-pouch, single-use, sterile. | 5cc-foley-catheter-14fr-each-041.jpg
SKU: BMUD123516AG | Bard Medical 5cc Foley Catheter 16FR - Each | Silicone-elastomer coating provides protection against urethral irritation. 2-way. Peel-pouch, single-use, sterile. | 5cc-foley-catheter-16fr-each-041.jpg
SKU: BMUD123518AG | Bard Medical 5cc Foley Catheter 18FR - Each | Silicone-elastomer coating provides protection against urethral irritation. 2-way. Peel-pouch, single-use, sterile. | 5cc-foley-catheter-18fr-each-041.jpg
SKU: BMUD123520AG | Bard Medical 5cc Foley Catheter 20FR - Each | Silicone-elastomer coating provides protection against urethral irritation. 2-way. Peel-pouch, single-use, sterile. | 5cc-foley-catheter-20fr-each-041.jpg
SKU: BMUD123522AG | Bard Medical 5cc Foley Catheter 22FR - Each | Silicone-elastomer coating provides protection against urethral irritation. 2-way. Peel-pouch, single-use, sterile. | 5cc-foley-catheter-22fr-each-041.jpg
SKU: BMUD806514G | Bard Medical 5cc Foley Catheter 14FR - Each | 100% silicone, 2-way. Peel-pouch, single-use, sterile. | 5cc-foley-catheter-14fr-each-8fa.jpg
SKU: BMUD806516G | Bard Medical 5cc Foley Catheter 16FR - Each | 100% silicone, 2-way. Peel-pouch, single-use, sterile. | 5cc-foley-catheter-16fr-each-8fa.jpg
SKU: BMUD806518G | Bard Medical 5cc Foley Catheter 18FR - Each | 100% silicone, 2-way. Peel-pouch, single-use, sterile. | 5cc-foley-catheter-18fr-each-8fa.jpg
SKU: AIIAS41012G | Amsino Foley Catheter 12FR 2-Way Silicone Coated Latex 5cc Balloon - Each | Features smooth reinforced tips for easy insertion, large catheter eyes for maximum drainage, symmetrical balloon for ensuring reliability, and tapered funnels for secured connections. The strong catheter funnel resist kinking or collapsing while aspirating. The plastic valves conveniently accept luer lock and luer slip syringe. Packaged in an inner plastic wrap and a peel open pouch. Sterile. | foley-catheter-12fr-2-way-silicone-coated-latex-5cc-balloon-each-eb4.jpg
SKU: AIIAS41014G | Amsino Foley Catheter 14FR 2-Way Silicone Coated Latex 5cc Balloon - Each | Features smooth reinforced tips for easy insertion, large catheter eyes for maximum drainage, symmetrical balloon for ensuring reliability, and tapered funnels for secured connections. The strong catheter funnel resist kinking or collapsing while aspirating. The plastic valves conveniently accept luer lock and luer slip syringe. Packaged in an inner plastic wrap and a peel open pouch. Sterile. | foley-catheter-14fr-2-way-silicone-coated-latex-5cc-balloon-each-eb4.jpg
SKU: AIIAS41016G | Amsino Foley Catheter 16FR 2-Way Silicone Coated Latex 5cc Balloon - Each | Features smooth reinforced tips for easy insertion, large catheter eyes for maximum drainage, symmetrical balloon for ensuring reliability, and tapered funnels for secured connections. The strong catheter funnel resist kinking or collapsing while aspirating. The plastic valves conveniently accept luer lock and luer slip syringe. Packaged in an inner plastic wrap and a peel open pouch. Sterile. | foley-catheter-16fr-2-way-silicone-coated-latex-5cc-balloon-each-eb4.jpg
SKU: AIIAS41018G | Amsino Foley Catheter 18FR 2-Way Silicone Coated Latex 5cc Balloon - Each | Features smooth reinforced tips for easy insertion, large catheter eyes for maximum drainage, symmetrical balloon for ensuring reliability, and tapered funnels for secured connections. The strong catheter funnel resist kinking or collapsing while aspirating. The plastic valves conveniently accept luer lock and luer slip syringe. Packaged in an inner plastic wrap and a peel open pouch. Sterile. | foley-catheter-18fr-2-way-silicone-coated-latex-5cc-balloon-each-eb4.jpg
SKU: AIIAS41020G | Amsino Foley Catheter 20FR 2-Way Silicone Coated Latex 5cc Balloon - Each | Features smooth reinforced tips for easy insertion, large catheter eyes for maximum drainage, symmetrical balloon for ensuring reliability, and tapered funnels for secured connections. The strong catheter funnel resist kinking or collapsing while aspirating. The plastic valves conveniently accept luer lock and luer slip syringe. Packaged in an inner plastic wrap and a peel open pouch. Sterile. | foley-catheter-20fr-2-way-silicone-coated-latex-5cc-balloon-each-eb4.jpg
SKU: AIIAS41022G | Amsino Foley Catheter 22FR 2-Way Silicone Coated Latex 5cc Balloon - Each | Features smooth reinforced tips for easy insertion, large catheter eyes for maximum drainage, symmetrical balloon for ensuring reliability, and tapered funnels for secured connections. The strong catheter funnel resist kinking or collapsing while aspirating. The plastic valves conveniently accept luer lock and luer slip syringe. Packaged in an inner plastic wrap and a peel open pouch. Sterile. | foley-catheter-22fr-2-way-silicone-coated-latex-5cc-balloon-each-eb4.jpg
SKU: AIIAS41024G | Amsino Foley Catheter 24FR 2-Way Silicone Coated Latex 5cc Balloon - Each | Features smooth reinforced tips for easy insertion, large catheter eyes for maximum drainage, symmetrical balloon for ensuring reliability, and tapered funnels for secured connections. The strong catheter funnel resist kinking or collapsing while aspirating. The plastic valves conveniently accept luer lock and luer slip syringe. Packaged in an inner plastic wrap and a peel open pouch. Sterile. | foley-catheter-24fr-2-way-silicone-coated-latex-5cc-balloon-each-eb4.jpg
SKU: AIIAS41026G | Amsino Foley Catheter 26FR 2-Way Silicone Coated Latex 5cc Balloon - Each | Features smooth reinforced tips for easy insertion, large catheter eyes for maximum drainage, symmetrical balloon for ensuring reliability, and tapered funnels for secured connections. The strong catheter funnel resist kinking or collapsing while aspirating. The plastic valves conveniently accept luer lock and luer slip syringe. Packaged in an inner plastic wrap and a peel open pouch. Sterile. | foley-catheter-26fr-2-way-silicone-coated-latex-5cc-balloon-each-eb4.jpg
SKU: AIIAS42014G | Amsino Foley Catheter 14FR 2-Way Silicone Coated Latex 30cc Balloon - Each | Features smooth reinforced tips for easy insertion, large catheter eyes for maximum drainage, symmetrical balloon for ensuring reliability, and tapered funnels for secured connections. The strong catheter funnel resist kinking or collapsing while aspirating. The plastic valves conveniently accept luer lock and luer slip syringe. Packaged in an inner plastic wrap and a peel open pouch. Sterile. | foley-catheter-14fr-2-way-silicone-coated-latex-30cc-balloon-each-3d8.jpg
SKU: AIIAS42016G | Amsino Foley Catheter 16FR 2-Way Silicone Coated Latex 30cc Balloon - Each | Features smooth reinforced tips for easy insertion, large catheter eyes for maximum drainage, symmetrical balloon for ensuring reliability, and tapered funnels for secured connections. The strong catheter funnel resist kinking or collapsing while aspirating. The plastic valves conveniently accept luer lock and luer slip syringe. Packaged in an inner plastic wrap and a peel open pouch. Sterile. | foley-catheter-16fr-2-way-silicone-coated-latex-30cc-balloon-each-3d8.jpg
SKU: AIIAS42018G | Amsino Foley Catheter 18FR 2-Way Silicone Coated Latex 30cc Balloon - Each | Features smooth reinforced tips for easy insertion, large catheter eyes for maximum drainage, symmetrical balloon for ensuring reliability, and tapered funnels for secured connections. The strong catheter funnel resist kinking or collapsing while aspirating. The plastic valves conveniently accept luer lock and luer slip syringe. Packaged in an inner plastic wrap and a peel open pouch. Sterile. | foley-catheter-18fr-2-way-silicone-coated-latex-30cc-balloon-each-3d8.jpg
SKU: AIIAS42020G | Amsino Foley Catheter 20FR 2-Way Silicone Coated Latex 30cc Balloon - Each | Features smooth reinforced tips for easy insertion, large catheter eyes for maximum drainage, symmetrical balloon for ensuring reliability, and tapered funnels for secured connections. The strong catheter funnel resist kinking or collapsing while aspirating. The plastic valves conveniently accept luer lock and luer slip syringe. Packaged in an inner plastic wrap and a peel open pouch. Sterile. | foley-catheter-20fr-2-way-silicone-coated-latex-30cc-balloon-each-3d8.jpg
SKU: AIIAS42022G | Amsino Foley Catheter 22FR 2-Way Silicone Coated Latex 30cc Balloon - Each | Features smooth reinforced tips for easy insertion, large catheter eyes for maximum drainage, symmetrical balloon for ensuring reliability, and tapered funnels for secured connections. The strong catheter funnel resist kinking or collapsing while aspirating. The plastic valves conveniently accept luer lock and luer slip syringe. Packaged in an inner plastic wrap and a peel open pouch. Sterile. | foley-catheter-22fr-2-way-silicone-coated-latex-30cc-balloon-each-3d8.jpg
SKU: AIIAS42024G | Amsino Foley Catheter 24FR 2-Way Silicone Coated Latex 30cc Balloon - Each | Features smooth reinforced tips for easy insertion, large catheter eyes for maximum drainage, symmetrical balloon for ensuring reliability, and tapered funnels for secured connections. The strong catheter funnel resist kinking or collapsing while aspirating. The plastic valves conveniently accept luer lock and luer slip syringe. Packaged in an inner plastic wrap and a peel open pouch. Sterile. | foley-catheter-24fr-2-way-silicone-coated-latex-30cc-balloon-each-3d8.jpg
SKU: AIIAS42026G | Amsino Foley Catheter 26FR 2-Way Silicone Coated Latex 30cc Balloon - Each | Features smooth reinforced tips for easy insertion, large catheter eyes for maximum drainage, symmetrical balloon for ensuring reliability, and tapered funnels for secured connections. The strong catheter funnel resist kinking or collapsing while aspirating. The plastic valves conveniently accept luer lock and luer slip syringe. Packaged in an inner plastic wrap and a peel open pouch. Sterile. | foley-catheter-26fr-2-way-silicone-coated-latex-30cc-balloon-each-3d8.jpg
SKU: AIIAS42030G | Amsino Foley Catheter 30FR 2-Way Silicone Coated Latex 30cc Balloon - Each | Features smooth reinforced tips for easy insertion, large catheter eyes for maximum drainage, symmetrical balloon for ensuring reliability, and tapered funnels for secured connections. The strong catheter funnel resist kinking or collapsing while aspirating. The plastic valves conveniently accept luer lock and luer slip syringe. Packaged in an inner plastic wrap and a peel open pouch. Sterile. | foley-catheter-30fr-2-way-silicone-coated-latex-30cc-balloon-each-3d8.jpg
SKU: AIIAS41016SG | Amsino Foley Catheter 100% Silicone 16FR x 5cc Balloon Two Way Sterile Latex Free | Features smooth reinforced tips for easy insertion, large catheter eyes for maximum drainage, symmetrical balloon for ensuring reliability, and tapered funnels for secured connections. | foley-catheter-100-silicone-16fr-x-5cc-balloon-two-way-sterile-latex-free-323.jpg
SKU: AIIAS41014SG | Amsino Foley Catheter 100% Silicone 14FR x 5cc Balloon Two Way Sterile Latex Free - Each | Features smooth reinforced tips for easy insertion, large catheter eyes for maximum drainage, symmetrical balloon for ensuring reliability, and tapered funnels for secured connections. The strong catheter funnel resist kinking or collapsing while aspirating. The plastic valves conveniently accept luer lock and luer slip syringe. Packaged in an inner plastic wrap and a peel open pouch. Sterile. | foley-catheter-100-silicone-14fr-x-5cc-balloon-two-way-sterile-latex-free-each-ac1.jpg
SKU: AIIAS41018SG | Amsino Foley Catheter 100% Silicone 18FR x 5cc Balloon Two Way Sterile Latex Free - Each | Features smooth reinforced tips for easy insertion, large catheter eyes for maximum drainage, symmetrical balloon for ensuring reliability, and tapered funnels for secured connections. The strong catheter funnel resist kinking or collapsing while aspirating. The plastic valves conveniently accept luer lock and luer slip syringe. Packaged in an inner plastic wrap and a peel open pouch. Sterile. | foley-catheter-100-silicone-18fr-x-5cc-balloon-two-way-sterile-latex-free-each-ac1.jpg
SKU: AIIAS41020SG | Amsino Foley Catheter 100% Silicone 20FR x 5cc Balloon Two Way Sterile Latex Free - Each | Features smooth reinforced tips for easy insertion, large catheter eyes for maximum drainage, symmetrical balloon for ensuring reliability, and tapered funnels for secured connections. The strong catheter funnel resist kinking or collapsing while aspirating. The plastic valves conveniently accept luer lock and luer slip syringe. Packaged in an inner plastic wrap and a peel open pouch. Sterile. | foley-catheter-100-silicone-20fr-x-5cc-balloon-two-way-sterile-latex-free-each-ac1.jpg
SKU: AIIAS41022SG | Amsino Foley Catheter 100% Silicone 22FR x 5cc Balloon Two Way Sterile Latex Free - Each | Features smooth reinforced tips for easy insertion, large catheter eyes for maximum drainage, symmetrical balloon for ensuring reliability, and tapered funnels for secured connections. The strong catheter funnel resist kinking or collapsing while aspirating. The plastic valves conveniently accept luer lock and luer slip syringe. Packaged in an inner plastic wrap and a peel open pouch. Sterile. | foley-catheter-100-silicone-22fr-x-5cc-balloon-two-way-sterile-latex-free-each-ac1.jpg
SKU: AIIAS41024SG | Amsino Foley Catheter 100% Silicone 24FR x 5cc Balloon Two-Way Sterile Latex Free - Each | Features smooth reinforced tips for easy insertion, large catheter eyes for maximum drainage, symmetrical balloon for ensuring reliability, and tapered funnels for secured connections. The strong catheter funnel resist kinking or collapsing while aspirating. The plastic valves conveniently accept luer lock and luer slip syringe. Packaged in an inner plastic wrap and a peel open pouch. Sterile. | foley-catheter-100-silicone-24fr-x-5cc-balloon-two-way-sterile-latex-free-each-ac1.jpg
SKU: AIIAS42016SG | Amsino Foley Catheter 100% Silicone 16FR x 30cc Balloon Two-Way Sterile Latex Free - Each | Features smooth reinforced tips for easy insertion, large catheter eyes for maximum drainage, symmetrical balloon for ensuring reliability, and tapered funnels for secured connections. The strong catheter funnel resist kinking or collapsing while aspirating. The plastic valves conveniently accept luer lock and luer slip syringe. Packaged in an inner plastic wrap and a peel open pouch. Sterile. | foley-catheter-100-silicone-16fr-x-30cc-balloon-two-way-sterile-latex-free-each-ac1.jpg
SKU: AIIAS42018SG | Amsino Foley Catheter 100% Silicone 18FR x 30cc Balloon Two-Way Sterile Latex Free - Each | Features smooth reinforced tips for easy insertion, large catheter eyes for maximum drainage, symmetrical balloon for ensuring reliability, and tapered funnels for secured connections. The strong catheter funnel resist kinking or collapsing while aspirating. The plastic valves conveniently accept luer lock and luer slip syringe. Packaged in an inner plastic wrap and a peel open pouch. Sterile. | foley-catheter-100-silicone-18fr-x-30cc-balloon-two-way-sterile-latex-free-each-ac1.jpg
SKU: AIIAS42020SG | Amsino Foley Catheter 100% Silicone 20FR x 30cc Balloon Two-Way Sterile Latex Free - Each | Features smooth reinforced tips for easy insertion, large catheter eyes for maximum drainage, symmetrical balloon for ensuring reliability, and tapered funnels for secured connections. The strong catheter funnel resist kinking or collapsing while aspirating. The plastic valves conveniently accept luer lock and luer slip syringe. Packaged in an inner plastic wrap and a peel open pouch. Sterile. | foley-catheter-100-silicone-20fr-x-30cc-balloon-two-way-sterile-latex-free-each-ac1.jpg
SKU: AIIAS42022SG | Amsino Foley Catheter 100% Silicone 22FR x 30cc Balloon Two-Way Sterile Latex Free - Each | Features smooth reinforced tips for easy insertion, large catheter eyes for maximum drainage, symmetrical balloon for ensuring reliability, and tapered funnels for secured connections. The strong catheter funnel resist kinking or collapsing while aspirating. The plastic valves conveniently accept luer lock and luer slip syringe. Packaged in an inner plastic wrap and a peel open pouch. Sterile. | foley-catheter-100-silicone-22fr-x-30cc-balloon-two-way-sterile-latex-free-each-ac1.jpg
SKU: AIIAS42024SG | Amsino Foley Catheter 100% Silicone 24FR x 30cc Balloon Two-Way Sterile Latex Free - Each | Features smooth reinforced tips for easy insertion, large catheter eyes for maximum drainage, symmetrical balloon for ensuring reliability, and tapered funnels for secured connections. The strong catheter funnel resist kinking or collapsing while aspirating. The plastic valves conveniently accept luer lock and luer slip syringe. Packaged in an inner plastic wrap and a peel open pouch. Sterile. | foley-catheter-100-silicone-24fr-x-30cc-balloon-two-way-sterile-latex-free-each-ac1.jpg
SKU: CAH3570- | Cardinal Health Kenguard Foley Catheter 24FR 5cc 2-Way | Silicone coating provides a smooth exterior shaft, facilitates insertion. | kenguard-foley-catheter-24fr-5cc-2-way-502.jpg
SKU: CAH3565- | Cardinal Health Kenguard Foley Catheter 20FR 5cc 2-Way | Silicone coating provides a smooth exterior shaft, facilitates insertion. | kenguard-foley-catheter-20fr-5cc-2-way-da2.jpg
SKU: CAH3607- | Cardinal Health Kenguard Foley Catheter 18FR 30cc 2-Way | Silicone coating provides a smooth exterior shaft, facilitates insertion. | kenguard-foley-catheter-18fr-30cc-2-way-2d5.jpg
SKU: CAH3631- | Cardinal Health Kenguard Foley Catheter 30FR 30cc 2-Way | Silicone coating provides a smooth exterior shaft, facilitates insertion. | kenguard-foley-catheter-30fr-30cc-2-way-db9.jpg
SKU: CAH3560- | Cardinal Health Foley Catheter Silicone-Coated Latex 16FR 5cc Balloon 2-Way 17" | Silicone coating provides a smooth exterior shaft, facilitates insertion. | foley-catheter-silicone-coated-latex-16fr-5cc-balloon-2-way-17-fdd.jpg
SKU: CAH6947LF- | Cardinal Health Silicone Foley Tray 14FR Sterile Latex Free | 100% Silicone. Non-reactive, non-adhering material reduces incidence of encrustation, urethritis, and stricture vs. latex. Color-coded inflation valve accepts luer lock and luer slip syringes. Packaged in an outer peel-back pouch and an easy-to-open inner sheath. | silicone-foley-tray-14fr-sterile-latex-free--ef5.jpg
SKU: CAH6146LL- | Cardinal Health Silicone Foley Tray 16FR 2000mL 48" Tubing Luer Lock Sample Port Latex Free Sterile | 100% Silicone. Non-reactive, non-adhering material reduces incidence of encrustation, urethritis, and stricture vs. latex. Color-coded inflation valve accepts luer lock and luer slip syringes. Packaged in an outer peel-back pouch and an easy-to-open inner sheath. | silicone-foley-tray-16fr-2000ml-48-tubing-luer-lock-sample-port-latex-free-sterile-1f5.jpg
SKU: CAH1612- | Cardinal Health Foley Catheter Latex 5cc Balloon 2-Way 12FR 16 1/2"L | Hydrophilic coating provides superior lubricity and increased biocompatibility. Maintains lubricity by absorbing the mucosal fluid, providing easy insertion and removal with enhanced patient protection. | foley-catheter-latex-5cc-balloon-2-way-12fr-16-1-2l-21f.jpg
SKU: CAH1631- | Cardinal Health Foley Catheter Latex 5cc Balloon 2-Way 31FR 16 1/2"L | Hydrophilic coating provides superior lubricity and increased biocompatibility. Maintains lubricity by absorbing the mucosal fluid, providing easy insertion and removal with enhanced patient protection. | foley-catheter-latex-5cc-balloon-2-way-31fr-16-1-2l-d8d.jpg
SKU: CAH1624- | Cardinal Health Foley Catheter Latex 5cc Balloon 2-Way 24FR 16 1/2"L | Hydrophilic coating provides superior lubricity and increased biocompatibility. Maintains lubricity by absorbing the mucosal fluid, providing easy insertion and removal with enhanced patient protection. | foley-catheter-latex-5cc-balloon-2-way-24fr-16-1-2l-9b4.jpg
SKU: CAH1416- | Cardinal Health Foley Catheter Latex 30cc Balloon 2-Way 16FR 16 1/2"L | Hydrophilic coating provides superior lubricity and increased biocompatibility. Maintains lubricity by absorbing the mucosal fluid, providing easy insertion and removal with enhanced patient protection. | foley-catheter-latex-30cc-balloon-2-way-16fr-16-1-2l-220.jpg
SKU: CAH1424- | Cardinal Health Foley Catheter Latex 30cc Balloon 2-Way 24FR 16 1/2"L | Hydrophilic coating provides superior lubricity and increased biocompatibility. Maintains lubricity by absorbing the mucosal fluid, providing easy insertion and removal with enhanced patient protection. | foley-catheter-latex-30cc-balloon-2-way-24fr-16-1-2l-e9b.jpg
SKU: CAH2819- | Cardinal Health Foley Catheter Latex 30cc Balloon 3-Way 18FR 16 1/2"L | Hydrophilic coating provides superior lubricity and increased biocompatibility. Maintains lubricity by absorbing the mucosal fluid, providing easy insertion and removal with enhanced patient protection. | foley-catheter-latex-30cc-balloon-3-way-18fr-16-1-2l-b63.jpg
SKU: CAH1420- | Cardinal Health Foley Catheter Latex 30cc Balloon 2-Way 20FR 16 1/2"L | Hydrophilic coating provides superior lubricity and increased biocompatibility. Maintains lubricity by absorbing the mucosal fluid, providing easy insertion and removal with enhanced patient protection. | foley-catheter-latex-30cc-balloon-2-way-20fr-16-1-2l-9ae.jpg
SKU: CAH2720- | Cardinal Health Foley Catheter Latex 5cc Balloon 3-Way 20FR 16 1/2"L | Hydrophilic coating provides superior lubricity and increased biocompatibility. Maintains lubricity by absorbing the mucosal fluid, providing easy insertion and removal with enhanced patient protection. | foley-catheter-latex-5cc-balloon-3-way-20fr-16-1-2l-c3b.jpg
SKU: CAH2826- | Cardinal Health Foley Catheter Latex 30cc Balloon 3-Way 26FR 16 1/2"L | Hydrophilic coating provides superior lubricity and increased biocompatibility. Maintains lubricity by absorbing the mucosal fluid, providing easy insertion and removal with enhanced patient protection. | foley-catheter-latex-30cc-balloon-3-way-26fr-16-1-2l-650.jpg
SKU: CAH2723- | Cardinal Health Foley Catheter Latex 5cc Balloon 3-Way 24FR 16 1/2"L | Hydrophilic coating provides superior lubricity and increased biocompatibility. Maintains lubricity by absorbing the mucosal fluid, providing easy insertion and removal with enhanced patient protection. | foley-catheter-latex-5cc-balloon-3-way-24fr-16-1-2l-7d8.jpg
SKU: BMUD421614 | Bard Medical Bard Clean Cath Vinyl Catheter 16" 14FR | BARDÂ® manufactures Intermittent Catheters with construction methods that mirror those employed for BARDÂ® Foley catheters, which ensures comparable levels of quality and performance. | bard-clean-cath-vinyl-catheter-16-14fr-879.jpg
SKU: AIIAS41016 | Amsino AMSure Two Way Silicone Coated Latex Foley Catheters | Features smooth reinforced tips for easy insertion, large catheter eyes for maximum drainage, symmetrical balloon for ensuring reliability, and tapered funnels for secured connections. | amsure-two-way-silicone-coated-latex-foley-catheters-c83.jpg
SKU: CVN403722 | Covidien Foley Catheter 30cc Balloon 2 Way 22FR 16"L | Non-reactive, non-adhering bonded silicone surface. | foley-catheter-30cc-balloon-2-way-22fr-16l--4e2.jpg
SKU: CVN3565 | Covidien Kenguard Foley Catheter 20FR | Silicone coating provides a smooth exterior shaft, facilitates insertion. | kenguard-foley-catheter-20fr-52a.jpg
SKU: CVN8884732500 | Covidien Dover Male External Catheter Standard One Piece Sheath Design with 2 Sided Adhesive Strap 1.3" | The Doverâ„¢ texas style male external catheter features a soft, lightweight latex. The Doverâ„¢ male external catheter features a natural latex rolled sheath with a soft tip. | dover-male-external-catheter-standard-one-piece-sheath-design-with-2-sided-adhesive-strap-13-89e.jpg
SKU: BMUD123612A | Bard Medical Coated Latex Foley Catheters | Silicone-elastomer coated, 2-way, latex FoleyÂ catheters | coated-latex-foley-catheters-b6d.jpg
SKU: AIIAS41020 | Amsino AMSure Two-Way Silicone Coated Latex Foley Catheters | Two-Way, Silicone Coated Latex Foley Catheters, Individually Packed, Sterile | amsure-two-way-silicone-coated-latex-foley-catheters-17f.jpg
SKU: AIIAS41020 | Amsino AMSure Two-Way Silicone Coated Latex Foley Catheters | Two-Way, Silicone Coated Latex Foley Catheters, Individually Packed, Sterile | amsure-two-way-silicone-coated-latex-foley-catheters-17f.jpg
SKU: AIIAS41020 | Amsino AMSure Two-Way Silicone Coated Latex Foley Catheters | Two-Way, Silicone Coated Latex Foley Catheters, Individually Packed, Sterile | amsure-two-way-silicone-coated-latex-foley-catheters-17f.jpg
SKU: AIIAS41020 | Amsino AMSure Two-Way Silicone Coated Latex Foley Catheters | Two-Way, Silicone Coated Latex Foley Catheters, Individually Packed, Sterile | amsure-two-way-silicone-coated-latex-foley-catheters-17f.jpg
SKU: AIIAS41020 | Amsino AMSure Two-Way Silicone Coated Latex Foley Catheters | Two-Way, Silicone Coated Latex Foley Catheters, Individually Packed, Sterile | amsure-two-way-silicone-coated-latex-foley-catheters-17f.jpg
SKU: AIIAS42022 | Amsino AMSure Two Way Silicone Coated Latex Foley Catheters | AMSure Two-Way Silicone Coated Latex Foley Catheters | amsure-two-way-silicone-coated-latex-foley-catheters-e7b.jpg
SKU: CVN8888561076 | Covidien Argyle Trocar Catheter 32FR 16"L PVC Sterile | The Argyleâ„¢ trocar catheter is a sterile, single use device that consists of a surgically sharp trocar and a clear PVC catheter. Trocar catheters are primarily used for closed chest tube thoracostomies. Catheter features numerical depth marks at 2cm increments for easy and precise positioning. | argyle-trocar-catheter-32fr-16l-pvc-sterile--439.jpg
SKU: CVN8887654088 | Covidien Foley Catheter, 3cc Balloon, 2-Way, Pediatric, 8FR, 16"L, 10/ctn | Non-reactive, non-adhering bonded silicone surface. Color-coded inflation valve accepts luer slip syringes. Packaged in an outer peel-back pouch and an easy-to-open inner sheath. Silicone elastomer coating provides a barrier between the latex catheter shaft and the patients urethra increasing biocompatibility. | foley-catheter-3cc-balloon-2-way-pediatric-8fr-16l-10-ctn-08c.jpg
SKU: CVN1522C | Covidien Coude Foley Catheter 5CC 2-Way Red Latex 22FR 17"L | Choice of red or amber latex. The hydrophilic coating provides superior lubricity and increased biocompatibility. Maintains lubricity by absorbing mucosal fluid, providing easy insertion and removal with enhanced patient protection. | coude-foley-catheter-5cc-2-way-red-latex-22fr-17l-cd2.jpg
SKU: AIIAS41026 | Amsino Foley Catheter | Features smooth reinforced tips for easy insertion, large catheter eyes for maximum drainage, symmetrical balloon for ensuring reliability, and tapered funnels for secured connections. | foley-catheter-a9d.jpg
SKU: AIIAS41030 | Amsino Foley Catheter, 30FR 2-Way Silicone Coated Latex, 5cc Balloon, 10/bx | Features smooth reinforced tips for easy insertion, large catheter eyes for maximum drainage, symmetrical balloon for ensuring reliability, and tapered funnels for secured connections. The strong catheter funnel resist kinking or collapsing while aspirating. The plastic valves conveniently accept luer lock and luer slip syringe. Packaged in an inner plastic wrap and a peel open pouch. Sterile. | foley-catheter-30fr-2-way-silicone-coated-latex-5cc-balloon-10-bx-8fc.jpg
SKU: BMUD123624A | Bard Medical 30cc Foley Catheter 24FR | Silicone-elastomer coating provides protection against urethral irritation. 2-way. Peel-pouch, single-use, sterile. | 30cc-foley-catheter-24fr-f9e.jpg
SKU: BMUD123622A | Bard Medical 30cc Foley Catheter 22FR | Silicone-elastomer coating provides protection against urethral irritation. | 30cc-foley-catheter-22fr--783.jpg
SKU: CVN3607 | Covidien Kenguard Foley Catheter, 18FR, 30cc 2-Way, 10/ctn | Silicone coating provides a smooth exterior shaft, facilitates insertion. | kenguard-foley-catheter-18fr-30cc-2-way-10-ctn-4c6.jpg
SKU: BMUD277714 | Bard Medical Red Rubber All-Purpose Urethral Catheter | BARD manufactures urethral catheters with construction methods that mirror those employed for BARD Foley catheters, which ensures comparable levels of quality and performance. BARDÂ® urethral catheters are available in a wide selection of materials, configurations, and French sizes. | red-rubber-all-purpose-urethral-catheter-edd.jpg
SKU: BMUD277714 | Bard Medical Red Rubber All-Purpose Urethral Catheter | BARD manufactures urethral catheters with construction methods that mirror those employed for BARD Foley catheters, which ensures comparable levels of quality and performance. BARDÂ® urethral catheters are available in a wide selection of materials, configurations, and French sizes. | red-rubber-all-purpose-urethral-catheter-edd.jpg
SKU: BMUD128100 | Bard Medical Suction Cath With Thumb Control10-12Fr | Suction Cath With Thumb Control10-12Fr | suction-cath-with-thumb-control10-12fr-893.jpg
SKU: BMUD165812 | Bard Medical Bardex All Silicone Foley Cath With Ribbed 5Cc Balloon 12 Fr | Bardex All Silicone Foley Cath with Ribbed 5Cc Balloon.12Fr. | bardex-all-silicone-foley-cath-with-ribbed-5cc-balloon-12-fr-3d8.jpg
SKU: COLPAA6114 | Coloplast Cysto-Care Silicone Foley Catheters, 14 Fr, 2-Way, 10 cc | FolysilÂ® 100% Silicone Indwelling Catheters. 2-Way. | cysto-care-silicone-foley-catheters-14-fr-2-way-10-cc-1d4.jpg
SKU: BMUD0165L20 | Bard Medical Bardex Lubricath Foley Catheters, 20Fr, 5cc, 2-Way | The Bardex Lubricath latex Foley catheter provides for smoother insertion and enhanced patient comfort through the hydrogel coating's unique ability to absorb fluid, thus creating a hydrophilic "cushion" between the catheter surface and the urethra. Allows atraumatic insertion for enhanced patient comfort. Bard hydrogel coating maintains its integrity throughout the course of use, resulting in less trauma upon removal. Sterile. 16" length, 5cc, with 2 opposing eyes.French Size 20 Fr. Balloon Size 5 cc. | bardex-lubricath-foley-catheters-20fr-5cc-2-way-a68.jpg
SKU: BMUD0165L16 | Bard Medical Bardex Lubricath Foley Catheters, 16Fr, 5cc, 2-Way | The Bardex Lubricath latex Foley catheter provides for smoother insertion and enhanced patient comfort through the hydrogel coating's unique ability to absorb fluid, thus creating a hydrophilic "cushion" between the catheter surface and the urethra. Allows atraumatic insertion for enhanced patient comfort. BardÂ® hydrogel coating maintains its integrity throughout the course of use, resulting in less trauma upon removal. Sterile. 16" length, 5cc, with 2 opposing eyes. | bardex-lubricath-foley-catheters-16fr-5cc-2-way-000.jpg
SKU: RLMMKAS41012 | ReliaMed AMSure Silicone Coated 2-Way Foley Catheter, 12Fr, 5cc Balloon Capacity, Reinforced Tip, Sterile | Features smooth, reinforced tips for easy insertion, large catheter eyes for maximum drainage, symmetrical balloon for ensuring reliability and tapered funnels for secured connections. The strong catheter funnel resists kinking or collapsing while aspirating. The plastic valves conveniently accept luer lock and luer slip syringes. Packaged in an inner, plastic wrap and a peel-open pouch. | amsure-silicone-coated-2-way-foley-catheter-12fr-5cc-balloon-capacity-reinforced-tip-sterile-63e.jpg
SKU: RLMMKAS41014 | ReliaMed AMSure Silicone Coated 2-Way Foley Catheter, 14Fr, 5cc Balloon Capacity, Reinforced Tip, Sterile | Features smooth, reinforced tips for easy insertion, large catheter eyes for maximum drainage, symmetrical balloon for ensuring reliability and tapered funnels for secured connections. The strong catheter funnel resists kinking or collapsing while aspirating. The plastic valves conveniently accept luer lock and luer slip syringes. Packaged in an inner, plastic wrap and a peel-open pouch. | amsure-silicone-coated-2-way-foley-catheter-14fr-5cc-balloon-capacity-reinforced-tip-sterile-16e.jpg
SKU: RLMMKAS41018 | ReliaMed AMSure Silicone Coated 2-Way Foley Catheter, 18Fr, 5cc Balloon Capacity, Reinforced Tip, Sterile | Features smooth, reinforced tips for easy insertion, large catheter eyes for maximum drainage, symmetrical balloon for ensuring reliability and tapered funnels for secured connections. The strong catheter funnel resists kinking or collapsing while aspirating. The plastic valves conveniently accept luer lock and luer slip syringes. Packaged in an inner, plastic wrap and a peel-open pouch. | amsure-silicone-coated-2-way-foley-catheter-18fr-5cc-balloon-capacity-reinforced-tip-sterile-1c2.jpg
SKU: RLMMKAS41018S | ReliaMed AMSure 100% Silicone 2-Way Foley Catheter, 18Fr, 5cc Balloon Capacity, Reinforced Tip, Sterile | Features smooth, reinforced tips for easy insertion, large catheter eyes for maximum drainage, symmetrical balloon for ensuring reliability and tapered funnels for secured connections. The strong catheter funnel resists kinking or collapsing while aspirating. The plastic valves conveniently accept luer lock and luer slip syringes. Packaged in an inner, plastic wrap and a peel-open pouch. | amsure-100-silicone-2-way-foley-catheter-18fr-5cc-balloon-capacity-reinforced-tip-sterile-b25.jpg
SKU: RLMMKAS41020 | ReliaMed AMSure Silicone Coated 2-Way Foley Catheter, 20Fr, 5cc Balloon Capacity, Reinforced Tip, Sterile | Features smooth, reinforced tips for easy insertion, large catheter eyes for maximum drainage, symmetrical balloon for ensuring reliability and tapered funnels for secured connections. The strong catheter funnel resists kinking or collapsing while aspirating. The plastic valves conveniently accept luer lock and luer slip syringes. Packaged in an inner, plastic wrap and a peel-open pouch. | amsure-silicone-coated-2-way-foley-catheter-20fr-5cc-balloon-capacity-reinforced-tip-sterile-986.jpg
SKU: RLMMKAS41020S | ReliaMed AMSure 100% Silicone 2-Way Foley Catheter, 20Fr, 5cc Balloon Capacity, Reinforced Tip, Sterile | Features smooth, reinforced tips for easy insertion, large catheter eyes for maximum drainage, symmetrical balloon for ensuring reliability and tapered funnels for secured connections. The strong catheter funnel resists kinking or collapsing while aspirating. The plastic valves conveniently accept luer lock and luer slip syringes. Packaged in an inner, plastic wrap and a peel-open pouch. | amsure-100-silicone-2-way-foley-catheter-20fr-5cc-balloon-capacity-reinforced-tip-sterile-ea4.jpg
SKU: RLMMKAS41022 | ReliaMed AMSure Silicone Coated 2-Way Foley Catheter, 22Fr, 5cc Balloon Capacity, Reinforced Tip, Sterile | Features smooth, reinforced tips for easy insertion, large catheter eyes for maximum drainage, symmetrical balloon for ensuring reliability and tapered funnels for secured connections. The strong catheter funnel resists kinking or collapsing while aspirating. The plastic valves conveniently accept luer lock and luer slip syringes. Packaged in an inner, plastic wrap and a peel-open pouch. | amsure-silicone-coated-2-way-foley-catheter-22fr-5cc-balloon-capacity-reinforced-tip-sterile-bb1.jpg
SKU: RLMMKAS41022S | ReliaMed AMSure 100% Silicone 2-Way Foley Catheter, 22Fr, 5cc Balloon Capacity, Reinforced Tip, Sterile | Features smooth, reinforced tips for easy insertion, large catheter eyes for maximum drainage, symmetrical balloon for ensuring reliability and tapered funnels for secured connections. The strong catheter funnel resists kinking or collapsing while aspirating. The plastic valves conveniently accept luer lock and luer slip syringes. Packaged in an inner, plastic wrap and a peel-open pouch. | amsure-100-silicone-2-way-foley-catheter-22fr-5cc-balloon-capacity-reinforced-tip-sterile-b5f.jpg
SKU: RLMMKAS41024 | ReliaMed AMSure Silicone Coated 2-Way Foley Catheter, 24Fr, 5cc Balloon Capacity, Reinforced Tip, Sterile | Features smooth, reinforced tips for easy insertion, large catheter eyes for maximum drainage, symmetrical balloon for ensuring reliability and tapered funnels for secured connections. The strong catheter funnel resists kinking or collapsing while aspirating. The plastic valves conveniently accept luer lock and luer slip syringes. Packaged in an inner, plastic wrap and a peel-open pouch. | amsure-silicone-coated-2-way-foley-catheter-24fr-5cc-balloon-capacity-reinforced-tip-sterile-da9.jpg
SKU: RLMMKAS41024S | ReliaMed AMSure 100% Silicone 2-Way Foley Catheter, 24Fr, 5cc Balloon Capacity, Reinforced Tip, Sterile | Features smooth, reinforced tips for easy insertion, large catheter eyes for maximum drainage, symmetrical balloon for ensuring reliability and tapered funnels for secured connections. The strong catheter funnel resists kinking or collapsing while aspirating. The plastic valves conveniently accept luer lock and luer slip syringes. Packaged in an inner, plastic wrap and a peel-open pouch. | amsure-100-silicone-2-way-foley-catheter-24fr-5cc-balloon-capacity-reinforced-tip-sterile-569.jpg
SKU: RLMMKAS41026 | ReliaMed AMSure Silicone Coated 2-Way Foley Catheter | Features smooth, reinforced tips for easy insertion, large catheter eyes for maximum drainage, symmetrical balloon for ensuring reliability and tapered funnels for secured connections. | amsure-silicone-coated-2-way-foley-catheter-1f4.jpg
SKU: RLMMKAS41028 | ReliaMed AMSure Silicone Coated 2-Way Foley Catheter, 28Fr, 5cc Balloon Capacity, Reinforced Tip, Sterile | Features smooth, reinforced tips for easy insertion, large catheter eyes for maximum drainage, symmetrical balloon for ensuring reliability and tapered funnels for secured connections. The strong catheter funnel resists kinking or collapsing while aspirating. The plastic valves conveniently accept luer lock and luer slip syringes. Packaged in an inner, plastic wrap and a peel-open pouch. | amsure-silicone-coated-2-way-foley-catheter-28fr-5cc-balloon-capacity-reinforced-tip-sterile-40b.jpg
SKU: RLMMKAS41030 | ReliaMed AMSure Silicone Coated 2-Way Foley Catheter, 30Fr, 5cc Balloon Capacity, Reinforced Tip, Sterile | Features smooth, reinforced tips for easy insertion, large catheter eyes for maximum drainage, symmetrical balloon for ensuring reliability and tapered funnels for secured connections. The strong catheter funnel resists kinking or collapsing while aspirating. The plastic valves conveniently accept luer lock and luer slip syringes. Packaged in an inner, plastic wrap and a peel-open pouch. | amsure-silicone-coated-2-way-foley-catheter-30fr-5cc-balloon-capacity-reinforced-tip-sterile-ceb.jpg
SKU: RLMMKAS42012 | ReliaMed AMSure Silicone Coated 2-Way Foley Catheter, 12Fr, 30cc Balloon Capacity, Reinforced Tip, Sterile | Features smooth, reinforced tips for easy insertion, large catheter eyes for maximum drainage, symmetrical balloon for ensuring reliability and tapered funnels for secured connections. The strong catheter funnel resists kinking or collapsing while aspirating. The plastic valves conveniently accept luer lock and luer slip syringes. Packaged in an inner, plastic wrap and a peel-open pouch. | amsure-silicone-coated-2-way-foley-catheter-12fr-30cc-balloon-capacity-reinforced-tip-sterile-c5b.jpg
SKU: RLMMKAS42014 | ReliaMed AMSure Silicone Coated 2-Way Foley Catheter, 14Fr, 30cc Balloon Capacity, Reinforced Tip, Sterile | Features smooth, reinforced tips for easy insertion, large catheter eyes for maximum drainage, symmetrical balloon for ensuring reliability and tapered funnels for secured connections. The strong catheter funnel resists kinking or collapsing while aspirating. The plastic valves conveniently accept luer lock and luer slip syringes. Packaged in an inner, plastic wrap and a peel-open pouch. | amsure-silicone-coated-2-way-foley-catheter-14fr-30cc-balloon-capacity-reinforced-tip-sterile-46f.jpg
SKU: RLMMKAS42016 | ReliaMed AMSure Silicone Coated 2-Way Foley Catheter, 16Fr, 30cc Balloon Capacity, Reinforced Tip, Sterile | Features smooth, reinforced tips for easy insertion, large catheter eyes for maximum drainage, symmetrical balloon for ensuring reliability and tapered funnels for secured connections. The strong catheter funnel resists kinking or collapsing while aspirating. The plastic valves conveniently accept luer lock and luer slip syringes. Packaged in an inner, plastic wrap and a peel-open pouch. | amsure-silicone-coated-2-way-foley-catheter-16fr-30cc-balloon-capacity-reinforced-tip-sterile-2c4.jpg
SKU: RLMMKAS42016S | ReliaMed AMSure 100% Silicone 2-Way Foley Catheter, 16Fr, 30cc Balloon Capacity, Reinforced Tip, Sterile | Features smooth, reinforced tips for easy insertion, large catheter eyes for maximum drainage, symmetrical balloon for ensuring reliability and tapered funnels for secured connections. The strong catheter funnel resists kinking or collapsing while aspirating. The plastic valves conveniently accept luer lock and luer slip syringes. Packaged in an inner, plastic wrap and a peel-open pouch. | amsure-100-silicone-2-way-foley-catheter-16fr-30cc-balloon-capacity-reinforced-tip-sterile-84b.jpg
SKU: RLMMKAS42018 | ReliaMed AMSure Silicone Coated 2-Way Foley Catheter, 18 Fr, 30cc Balloon Capacity, Reinforced Tip, Sterile | Features smooth, reinforced tips for easy insertion, large catheter eyes for maximum drainage, symmetrical balloon for ensuring reliability and tapered funnels for secured connections. The strong catheter funnel resists kinking or collapsing while aspirating. The plastic valves conveniently accept luer lock and luer slip syringes. Packaged in an inner, plastic wrap and a peel-open pouch. | amsure-silicone-coated-2-way-foley-catheter-18-fr-30cc-balloon-capacity-reinforced-tip-sterile-2a0.jpg
SKU: RLMMKAS42018S | ReliaMed AMSure 100% Silicone 2-Way Foley Catheter, 18Fr, 30cc Balloon Capacity, Reinforced Tip, Sterile | Features smooth, reinforced tips for easy insertion, large catheter eyes for maximum drainage, symmetrical balloon for ensuring reliability and tapered funnels for secured connections. The strong catheter funnel resists kinking or collapsing while aspirating. The plastic valves conveniently accept luer lock and luer slip syringes. Packaged in an inner, plastic wrap and a peel-open pouch. | amsure-100-silicone-2-way-foley-catheter-18fr-30cc-balloon-capacity-reinforced-tip-sterile-9b4.jpg
SKU: RLMMKAS42020 | ReliaMed AMSure Silicone Coated 2-Way Foley Catheter, 20Fr, 30cc Balloon Capacity, Reinforced Tip, Sterile | Features smooth, reinforced tips for easy insertion, large catheter eyes for maximum drainage, symmetrical balloon for ensuring reliability and tapered funnels for secured connections. The strong catheter funnel resists kinking or collapsing while aspirating. The plastic valves conveniently accept luer lock and luer slip syringes. Packaged in an inner, plastic wrap and a peel-open pouch. | amsure-silicone-coated-2-way-foley-catheter-20fr-30cc-balloon-capacity-reinforced-tip-sterile-533.jpg
SKU: RLMMKAS42020S | ReliaMed AMSure 100% Silicone 2-Way Foley Catheter, 20Fr, 30cc Balloon Capacity, Reinforced Tip, Sterile | Features smooth, reinforced tips for easy insertion, large catheter eyes for maximum drainage, symmetrical balloon for ensuring reliability and tapered funnels for secured connections. The strong catheter funnel resists kinking or collapsing while aspirating. The plastic valves conveniently accept luer lock and luer slip syringes. Packaged in an inner, plastic wrap and a peel-open pouch. | amsure-100-silicone-2-way-foley-catheter-20fr-30cc-balloon-capacity-reinforced-tip-sterile-437.jpg
SKU: RLMMKAS42022 | ReliaMed AMSure Silicone Coated 2-Way Foley Catheter, 22Fr, 30cc Balloon Capacity, Reinforced Tip, Sterile | Features smooth, reinforced tips for easy insertion, large catheter eyes for maximum drainage, symmetrical balloon for ensuring reliability and tapered funnels for secured connections. The strong catheter funnel resists kinking or collapsing while aspirating. The plastic valves conveniently accept luer lock and luer slip syringes. Packaged in an inner, plastic wrap and a peel-open pouch. | amsure-silicone-coated-2-way-foley-catheter-22fr-30cc-balloon-capacity-reinforced-tip-sterile-a7d.jpg
SKU: RLMMKAS42022S | ReliaMed AMSure 100% Silicone 2-Way Foley Catheter, 22Fr, 30cc Balloon Capacity, Reinforced Tip, Sterile | Features smooth, reinforced tips for easy insertion, large catheter eyes for maximum drainage, symmetrical balloon for ensuring reliability and tapered funnels for secured connections. The strong catheter funnel resists kinking or collapsing while aspirating. The plastic valves conveniently accept luer lock and luer slip syringes. Packaged in an inner, plastic wrap and a peel-open pouch. | amsure-100-silicone-2-way-foley-catheter-22fr-30cc-balloon-capacity-reinforced-tip-sterile-762.jpg
SKU: RLMMKAS42024 | ReliaMed AMSure Silicone Coated 2-Way Foley Catheter, 24Fr, 30cc Balloon Capacity, Reinforced Tip, Sterile | Features smooth, reinforced tips for easy insertion, large catheter eyes for maximum drainage, symmetrical balloon for ensuring reliability and tapered funnels for secured connections. The strong catheter funnel resists kinking or collapsing while aspirating. The plastic valves conveniently accept luer lock and luer slip syringes. Packaged in an inner, plastic wrap and a peel-open pouch. | amsure-silicone-coated-2-way-foley-catheter-24fr-30cc-balloon-capacity-reinforced-tip-sterile-cca.jpg
SKU: RLMMKAS42024S | ReliaMed AMSure 100% Silicone 2-Way Foley Catheter, 24Fr, 30cc Balloon Capacity, Reinforced Tip, Sterile | Features smooth, reinforced tips for easy insertion, large catheter eyes for maximum drainage, symmetrical balloon for ensuring reliability and tapered funnels for secured connections. The strong catheter funnel resists kinking or collapsing while aspirating. The plastic valves conveniently accept luer lock and luer slip syringes. Packaged in an inner, plastic wrap and a peel-open pouch. | amsure-100-silicone-2-way-foley-catheter-24fr-30cc-balloon-capacity-reinforced-tip-sterile-c8a.jpg
SKU: RLMMKAS42026 | ReliaMed AMSure 2-Way Silicone-Coated Foley Catheter, 26Fr, 30cc Balloon Capacity, Reinforced Tip, Sterile | Features smooth, reinforced tips for easy insertion, large catheter eyes for maximum drainage, symmetrical balloon for ensuring reliability and tapered funnels for secured connections. The strong catheter funnel resists kinking or collapsing while aspirating. The plastic valves conveniently accept luer lock and luer slip syringes. Packaged in an inner, plastic wrap and a peel-open pouch. | amsure-2-way-silicone-coated-foley-catheter-26fr-30cc-balloon-capacity-reinforced-tip-sterile-e47.jpg
SKU: RLMMKAS42028 | ReliaMed AMSure 2-Way Silicone-Coated Foley Catheter, 28Fr, 30cc Balloon Capacity, Reinforced Tip, Sterile | Features smooth, reinforced tips for easy insertion, large catheter eyes for maximum drainage, symmetrical balloon for ensuring reliability and tapered funnels for secured connections. The strong catheter funnel resists kinking or collapsing while aspirating. The plastic valves conveniently accept luer lock and luer slip syringes. Packaged in an inner, plastic wrap and a peel-open pouch. | amsure-2-way-silicone-coated-foley-catheter-28fr-30cc-balloon-capacity-reinforced-tip-sterile-eb3.jpg
SKU: CVN3601 | Covidien Dover Silicone Coated Latex Foley Catheter 30 ml 2 Way Hemostatic 16 Fr/Ch | Silicone Coated Latex Foley Catheters | dover-silicone-coated-latex-foley-catheter-30-ml-2-way-hemostatic-16-fr-ch-583.jpg
SKU: BMUD0165L24 | Bard Medical Bardex Lubricath Foley Catheters, 24Fr, 5cc, 2-Way | The Bardex Lubricath latex Foley catheter provides for smoother insertion and enhanced patient comfort through the hydrogel coating's unique ability to absorb fluid, thus creating a hydrophilic "cushion" between the catheter surface and the urethra. Allows atraumatic insertion for enhanced patient comfort. BardÂ® hydrogel coating maintains its integrity throughout the course of use, resulting in less trauma upon removal. Sterile. 16" length, 5cc, with 2 opposing eyes. | bardex-lubricath-foley-catheters-24fr-5cc-2-way-7bb.jpg
SKU: BMUD165814 | Bard Medical Bardex Uncoated Silicone Foley Catheters, 5 cc, 14 Fr | The Bard 100% latex-free all-silicone Foley catheter is available in a variety of French sizes and balloon sizes, including pediatric. With 2 opposing eyes. Sterile. | bardex-uncoated-silicone-foley-catheters-5-cc-14-fr-636.jpg
SKU: BMUD165816 | Bard Medical Foley Catheter Silicone 16FR 5cc Latex Free | The Bard 100% latex-free all-silicone Foley catheter is available in a variety of French sizes and balloon sizes, including pediatric. With 2 opposing eyes. Sterile.Balloon Size : 5 cc, French Size : 16 Fr | foley-catheter-silicone-16fr-5cc-latex-free--587.jpg
SKU: BMUD420614 | Bard Medical Clean-Cath Vinyl Catheter, Sterile, Female, 6"L, Green, 14 Fr | Intermittent catheters feature smooth eyes at the tip for comfort and safety; spherical tip minimizes discomfort. Suitable for patients requiring a rigid catheter. Individual packaging. Sterile | clean-cath-vinyl-catheter-sterile-female-6l-green-14-fr-de1.jpg
SKU: CVN8887605163 | Covidien Silicone Foley Catheter 5cc Balloon 2-Way 16FR | Dover 100% Silicone Foley catheter. Dover 100% Silicone Foley Catheter, 16 Fr., 5cc, 2-way | silicone-foley-catheter-5cc-balloon-2-way-16fr-b7e.jpg
SKU: CVN403716 | Covidien Dover Silicone Elastomer Coated Latex Foley Catheter, 30 ml, 2-Way, 16 Fr/Ch | Silicone Elastomer Coated Latex Foley Catheters | dover-silicone-elastomer-coated-latex-foley-catheter-30-ml-2-way-16-fr-ch-66b.jpg
SKU: CVN1616C | Covidien Coude Foley Catheter 5cc 2-Way Amber Latex 16FR 17"L | Latex CoudÃ© Catheters | coude-foley-catheter-5cc-2-way-amber-latex-16fr-17quotl-6ea.jpg
SKU: TLFX351016 | Teleflex Robinson-Nelaton Straight Red Rubber Catheter, 16Fr, Sterile | This Red Rubber Latex Catheter Has 2 Opposed Eyes. It Is X-Ray Opaque And It Is Sterile For Single Use. It Is A Soft, Comfortable And Economical Disposable Catheter. | robinson-nelaton-straight-red-rubber-catheter-16fr-sterile-a5f.jpg
SKU: BMUD800518 | Bard Medical Bardia Foley Insertion Kit With Catheter - Sterile, 5 cc, French Size: 18 Fr | Sterile Contents: Silicone-Coated Latex Catheter , Inflation Syringe , PVP Swabs, Lubricant , Gloves , Underpad. | bardia-foley-insertion-kit-with-catheter-sterile-5-cc-french-size-18-fr-924.jpg
SKU: BMUD806524 | Bard Medical All Silicone Foley Catheter, 5 cc, 24Fr | 100% Silicone, 2-Way Foley Catheters. 5 cc or 30cc Balloon, Peel-pouch, Single-use, Sterile. | all-silicone-foley-catheter-5-cc-24fr-459.jpg
SKU: BMUD123514A | Bard Medical Silicone Elastomer Latex Foley Catheter, 5 cc, 2-Way, French Size: 14 Fr | At BARD, we continually strive to develop and refine advanced products and services that span the spectrum of urological care. That's why BARD offers the largest portfolio of catheters in the world. Our offerings include Foley catheters, Foley trays, collection systems, irrigation trays and intermittent catheters and trays. | silicone-elastomer-latex-foley-catheter-5-cc-2-way-french-size-14-fr-bf1.jpg
SKU: BMUD123518A | Bard Medical Silicone Elastomer Latex Foley Catheter, 5 cc, 2-Way, French Size: 18 Fr | Silicone-elastomer coated latex Foley catheter is made from a hydrophobic material that rejects moisture. The silicone-elastomer coating provides protection against urethral irritation. | silicone-elastomer-latex-foley-catheter-5-cc-2-way-french-size-18-fr-2cd.jpg
SKU: BMUD123522A | Bard Medical Silicone Elastomer Latex Foley Catheter, 5 cc, 2-Way, French Size: 22 Fr | Silicone-elastomer coated latex Foley catheter is made from a hydrophobic material that rejects moisture. The silicone-elastomer coating provides protection against urethral irritation. | silicone-elastomer-latex-foley-catheter-5-cc-2-way-french-size-22-fr-44b.jpg
SKU: BMUD123618A | Bard Medical Silicone Elastomer Latex Foley Catheter, 30 cc, 2-Way, French Size: 18 Fr | Silicone-elastomer coated latex Foley catheter is made from a hydrophobic material that rejects moisture. The silicone-elastomer coating provides protection against urethral irritation. | silicone-elastomer-latex-foley-catheter-30-cc-2-way-french-size-18-fr-422.jpg
SKU: BMUD802414G | Bard Medical 14FR Urethral Catheter - Each | Radiopaque with a round, hollow tip. Can be used as a Robinson or a Nelaton catheter. Two opposing drainage eyes. 16" long. Single-use, sterile. | 14fr-urethral-catheter-each-da8.jpg
SKU: BMUD277716G | Bard Medical 16FR Urethral Catheter - Each | Radiopaque with a round, hollow tip. Can be used as a Robinson or a Nelaton catheter. Two opposing drainage eyes. 16" long. Single-use, sterile. | 16fr-urethral-catheter-each-da8.jpg
SKU: AIIAS860608G | Amsino Urethral Catheter 6" Female 8FR - Each | Designed for your patient's specific needs. Sterile and latex free. | urethral-catheter-6-female-8fr-each-d29.jpg
SKU: AIIAS860612G | Amsino Urethral Catheter 6" Female 12FR | Designed for your patient's specific needs. | urethral-catheter-6-female-12fr-d29.jpg
SKU: AIIAS860614G | Amsino Urethral Catheter 6" Female 14FR - Each | Designed for your patient's specific needs. Sterile and latex free. | urethral-catheter-6-female-14fr-each-d29.jpg
SKU: AIIAS861010G | Amsino Urethral Catheter 10" Pediatric 10FR - Each | Designed for your patient's specific needs. Sterile and latex free. | urethral-catheter-10-pediatric-10fr-each-bd8.jpg
SKU: AIIAS861612G | Amsino Urethral Catheter 16" Male 12FR - Each | Designed for your patient's specific needs. Sterile and latex free. | urethral-catheter-16-male-12fr-each-bd8.jpg
SKU: AIIAS861614G | Amsino Urethral Catheter 16" Male 14FR - Each | Designed for your patient's specific needs. Sterile and latex free. | urethral-catheter-16-male-14fr-each-bd8.jpg
SKU: AIIAS861616G | Amsino Urethral Catheter 16" Male 16FR - Each | Designed for your patient's specific needs. Sterile and latex free. | urethral-catheter-16-male-16fr-each-bd8.jpg
SKU: AIIAS44012G | Amsino Red Rubber Urethral Catheter 12FR - Each | Sterile and latex free. | red-rubber-urethral-catheter-12fr-each-29a.jpg
SKU: AIIAS44014G | Amsino Red Rubber Urethral Catheter 14FR - Each | Sterile and latex free. | red-rubber-urethral-catheter-14fr-each-29a.jpg
SKU: AIIAS44016G | Amsino Red Rubber Urethral Catheter 16FR - Each | Sterile and latex free. | red-rubber-urethral-catheter-16fr-each-29a.jpg
SKU: AIIAS44018G | Amsino Red Rubber Urethral Catheter 18FR - Each | Sterile and latex free. | red-rubber-urethral-catheter-18fr-each-29a.jpg
SKU: BMUD0101 14G | Bard Medical Urethral Catheter Latex Coude Tip One Eye Sterile Single Use 14FR - Each | BARD RED RUBBER COUDE URETHRAL CATHETERS | urethral-catheter-latex-coude-tip-one-eye-sterile-single-use-14fr-each-0ef.jpg
SKU: CAH8420- | Cardinal Health Urethral Red Rubber Catheter 20FR 12"L | Hydrophilic, lubricious coating. Two opposing eyes. Latex, single use and sterile. | urethral-red-rubber-catheter-20fr-12l-d98.jpg
SKU: BMUD4A5044 | Bard Medical Touchless Plus Unisex Red Rubber Intermittent Catheter Kit | The BARD TOUCHLESS Plus Intermittent Catheter system is a closed system kit designed for sterile intermittent catheterization and offers a pre-lubricated catheter with patented finger guide. The unique closed system helps to reduce the risk of urinary tract infections. | touchless-plus-unisex-red-rubber-intermittent-catheter-kit-1e5.jpg
SKU: BMUD4A6144 | Bard Medical Touchless Plus Unisex Vinyl Intermittent Catheter Kit | The BARD TOUCHLESS Plus Intermittent Catheter system is a closed system kit designed for sterile intermittent catheterization and offers a pre-lubricated catheter with patented finger guide. The unique closed system helps to reduce the risk of urinary tract infections. | touchless-plus-unisex-vinyl-intermittent-catheter-kit-96e.jpg
SKU: CRFUT64C | CareFusion AirLife Brand Tri-Flo Single Catheter 8 Fr Pediatric with Depth Markings | Our Tri-Flo suction catheters are designed with two triangular eyes and a beveled tip to be less traumatic to your patients while still providing high suctioning efficiency. Clear connectors and depth markings are standard on all 5/6 and 8 Fr sizes. Catheters are available with or without a control port to provide you with the choice of continuous or controlled suctioning. | airlife-brand-tri-flo-single-catheter-8-fr-pediatric-with-depth-markings-4f9.jpg
SKU: HOLS96144I | Hollister Advance Plus Intermittent Catheter Kit, Sterile, French Size: 14 Fr, 16"L | Closed intermittent catheter system allows the user, even those with limited dexterity, to manage incontinence with complete confidence. Catheter features an introducer tip that reduces the risk of urinary tract infections and provides optimal distribution of gel. Patented Gel Reservoir allows the catheter to be used with no additional lubrication, water, or other preparation. Ultra smooth catheter eyelets provide maximum comfort on insertion and removal. Protective ring cap maintains sterility of the catheter tip and is easy to remove and hold. 1500 ml urine collection bag with built-in handle is easy to use, allowing secure, discreet catheterization | advance-plus-intermittent-catheter-kit-sterile-french-size-14-fr-16l-4ae.jpg
SKU: CULCM14 | Cure Medical Intermittent Catheters, Male, 14 Fr, 16", Straight Tip | Cure intermittent straight catheters are DEHP-, BPA-, and latex-free for safety. Sterile, single-use catheters have smooth, fire-polished eyelets for comfortable insertion. Cure Medical donates 10% of net income to spinal cord research. Economical catheters are a safe alternative for most popular types of catheters. | intermittent-catheters-male-14-fr-16-straight-tip-277.jpg
SKU: CULCF14 | Cure Medical Intermittent Catheters, Female, 14 fr, 6", Straight Tip | Cure intermittent straight catheters are DEHP-, BPA-, and latex-free for safety. Sterile, single-use catheters have smooth, fire-polished eyelets for comfortable insertion. Cure Medical donates 10% of net income to spinal cord research. Economical catheters are a safe alternative for most popular types of catheters. | intermittent-catheters-female-14-fr-6-straight-tip-645.jpg
SKU: CULCM12 | Cure Medical Intermittent Catheters, Male, 12 Fr, 16", Straight Tip | Cure intermittent straight catheters are DEHP-, BPA-, and latex-free for safety. Sterile, single-use catheters have smooth, fire-polished eyelets for comfortable insertion. Cure Medical donates 10% of net income to spinal cord research. Economical catheters are a safe alternative for most popular types of catheters. | intermittent-catheters-male-12-fr-16-straight-tip-a3f.jpg
SKU: HOLS1064 | Hollister Apogee Intermittent Catheters Sterile Firm 16" 14 Fr | For general catheterization, these catheters have ultra smooth eyelets that provide comfort on insertion and removal. | apogee-intermittent-catheters-sterile-firm-16-14-fr-d81.jpg
SKU: HOLS1063 | Hollister Apogee Intermittent Catheters, Sterile, 6", 14 Fr, No Adapter | For general catheterization, these catheters have ultra smooth eyelets that provide comfort on insertion and removal. Individually packaged in an easy-to-open peel pouch. | apogee-intermittent-catheters-sterile-6-14-fr-no-adapter-d81.jpg
SKU: HOLS1082 | Hollister Apogee Intermittent Catheters, Sterile, 16", 16 fr, Firm | For general catheterization, these catheters have ultra smooth eyelets that provide comfort on insertion and removal. Individually packaged in an easy-to-open peel pouch. | apogee-intermittent-catheters-sterile-16-16-fr-firm-da5.jpg
SKU: BMUD9412 | Bard Medical All Purpose Red Rubber Urethral Catheter, 16", 12 Fr | All-purpose, urethral, X-ray opaque with funnel end and round, hollow tip. Two opposing eyes. Sterile. | all-purpose-red-rubber-urethral-catheter-16-12-fr-a7e.jpg
SKU: HOLS6100A | Hollister Catheter Insertion Tray Apogee Intermittent Without Catheter Without Balloon Without Catheter | Single-use IC Insertion Kit contains:Latex-free Underpad Drape, Collection Bag, Prep Pad, Gloves, Lubrication Jelly | catheter-insertion-tray-apogee-intermittent-without-catheter-without-balloon-without-catheter-f4e.jpg
SKU: HOLSB14FB | Hollister Apogee Closed System Kit, 14 Fr, Firm | Kit includes everything necessary for intermittent catheterization. Prelubricated catheter features tapered introducer tip and polished, recessed eyelets, in a 1500 ml collection bag. Unique introducer tip helps reduce the risk of urinary tract infection by shielding the sterile catheter from bacteria that is normally present within the first 15 mm of the urethra. Latex-free. | apogee-closed-system-kit-14-fr-firm-f68.jpg
SKU: TLFXSONC14 | Teleflex Rusch / MMG Intermittent Catheter - Sterile, Catheter and Bag, 14 fr | Self-contained intermittent catheter system is fully protected within its own closed sterile field. Significantly reduces the risk of infection. Pre-lubricated catheter and introducer tip. The self-contained urine collection bag eliminates the need for separate containers, thus reducing the risk of spillage and allowing for ease of disposal. The MMG System provides greater comfort and mobility away from home. It fits in your pocket or purse - no bulky trays to carry around. The MMG System's unique, patented "break-away" funnel end provides a safe and easy urine sampling procedure. Sterile for single use. | rusch-mmg-intermittent-catheter-sterile-catheter-and-bag-14-fr-00c.jpg
SKU: TLFXRLA1423 | Teleflex Rusch / MMG Intermittent Catheter - Sterile, Catheter, 2 gloves, underpad, tissue and PVP swab, 14 fr | Self-contained intermittent catheter system is fully protected within its own closed sterile field. Significantly reduces the risk of infection. Pre-lubricated catheter and introducer tip. The self-contained urine collection bag eliminates the need for separate containers, thus reducing the risk of spillage and allowing for ease of disposal. The MMG System provides greater comfort and mobility away from home. It fits in your pocket or purse - no bulky trays to carry around. The MMG System's unique, patented "break-away" funnel end provides a safe and easy urine sampling procedure. Sterile for single use. | rusch-mmg-intermittent-catheter-sterile-catheter-2-gloves-underpad-tissue-and-pvp-swab-14-fr-5cc.jpg
SKU: TLFXRLA1623 | Teleflex Rusch / MMG Intermittent Catheter - Sterile, PVC Plastic, Catheter, 2 gloves, underpad, tissue and PVP swab, 16fr | Self-contained intermittent catheter system is fully protected within its own closed sterile field. Significantly reduces the risk of infection. Pre-lubricated catheter and introducer tip. The self-contained urine collection bag eliminates the need for separate containers, thus reducing the risk of spillage and allowing for ease of disposal. The MMG System provides greater comfort and mobility away from home. It fits in your pocket or purse - no bulky trays to carry around. The MMG System's unique, patented "break-away" funnel end provides a safe and easy urine sampling procedure. Sterile for single use. | rusch-mmg-intermittent-catheter-sterile-pvc-plastic-catheter-2-gloves-underpad-tissue-and-pvp-swab-16fr-d76.jpg
SKU: RLMZRIC066S | ReliaMed Female Intermittent Catheter Straight Tip, Funnel End 6 fr 6", Latex-Free | Individually packed in paper/poly pouch. Constructed of latex-free PVC. Offset eyelets to maximize the flow of urine. Easy-open package. Designed for comfort. Sterile.Caution: Federal Law restricts this product to sale by or on the order of a physician or licensed practitioner. 6" female. 6 fr, funnel connector. | female-intermittent-catheter-straight-tip-funnel-end-6-fr-6-latex-free-263.jpg
SKU: RLMZRIC0810S | ReliaMed Pediatric Intermittent Catheter Straight Tip, Funnel Connector 8 fr 10" | Individually packed in paper/poly pouch. Constructed of latex-free PVC. Offset eyelets to maximize the flow of urine. Easy-open package. Designed for comfort. Sterile.Caution: Federal Law restricts this product to sale by or on the order of a physician or licensed practitioner. 10" pediatric. 8 fr, funnel connector. | pediatric-intermittent-catheter-straight-tip-funnel-connector-8-fr-10-cc2.jpg
SKU: RLMZRIC0816S | ReliaMed Male Intermittent Catheter Straight Tip, Funnel Connector 8 fr 16", Latex-Free | Individually packed in paper/poly pouch. Constructed of latex-free PVC. Offset eyelets to maximize the flow of urine. Easy-open package. Designed for comfort. Sterile.Caution: Federal Law restricts this product to sale by or on the order of a physician or licensed practitioner. 16" male, straight. 8 fr, funnel connector. | male-intermittent-catheter-straight-tip-funnel-connector-8-fr-16-latex-free-b6b.jpg
SKU: RLMZRIC086S | ReliaMed Female Intermittent Catheter Straight Tip, Funnel End 8 fr 6", Latex-Free | Individually packed in paper/poly pouch. Constructed of latex-free PVC. Offset eyelets to maximize the flow of urine. Easy-open package. Designed for comfort. Sterile.Caution: Federal Law restricts this product to sale by or on the order of a physician or licensed practitioner. 6" female. 8 fr, funnel connector. | female-intermittent-catheter-straight-tip-funnel-end-8-fr-6-latex-free-7d7.jpg
SKU: RLMZRIC1010S | ReliaMed Pediatric Intermittent Catheter Straight Tip, Funnel Connector 10 fr 10", Latex-Free | Individually packed in paper/poly pouch. Constructed of latex-free PVC. Offset eyelets to maximize the flow of urine. Easy-open package. Designed for comfort. Sterile.Caution: Federal Law restricts this product to sale by or on the order of a physician or licensed practitioner. 10" pediatric. 10 fr, funnel connector. | pediatric-intermittent-catheter-straight-tip-funnel-connector-10-fr-10-latex-free-452.jpg
SKU: RLMZRIC1016C | ReliaMed Male Intermittent Catheter Coude Tip 10 fr 16", Latex-Free | Individually packed in paper/poly pouch. Constructed of latex-free PVC. Offset eyelets to maximize the flow of urine. Easy-open package. Designed for comfort. Sterile.Caution: Federal Law restricts this product to sale by or on the order of a physician or licensed practitioner. 16" male. 10 fr, coude tip. | male-intermittent-catheter-coude-tip-10-fr-16-latex-free-780.jpg
SKU: RLMZRIC1016S | ReliaMed Male Intermittent Catheter Straight Tip, Funnel Connector 10 fr 16", Latex-Free | Individually packed in paper/poly pouch. Constructed of latex-free PVC. Offset eyelets to maximize the flow of urine. Easy-open package. Designed for comfort. Sterile.Caution: Federal Law restricts this product to sale by or on the order of a physician or licensed practitioner. 16" male, straight. 10 fr, funnel connector. | male-intermittent-catheter-straight-tip-funnel-connector-10-fr-16-latex-free-103.jpg
SKU: RLMZRIC106S | ReliaMed Female Intermittent Catheter Straight Tip, Funnel Connector 10 fr 6", Latex-Free | Individually packed in paper/poly pouch. Constructed of latex-free PVC. Offset eyelets to maximize the flow of urine. Easy-open package. Designed for comfort. Sterile.Caution: Federal Law restricts this product to sale by or on the order of a physician or licensed practitioner. 6" female. 10 fr, funnel connector. | female-intermittent-catheter-straight-tip-funnel-connector-10-fr-6-latex-free-a30.jpg
SKU: RLMZRIC1216C | ReliaMed Male Intermittent Catheter Coude Tip 12 fr 16", Latex-Free | Individually packed in paper/poly pouch. Constructed of latex-free PVC. Offset eyelets to maximize the flow of urine. Easy-open package. Designed for comfort. Sterile.Caution: Federal Law restricts this product to sale by or on the order of a physician or licensed practitioner. 16" male. 12 fr, coude tip. | male-intermittent-catheter-coude-tip-12-fr-16-latex-free-b8a.jpg
SKU: RLMZRIC1216S | ReliaMed Male Intermittent Catheter Straight Tip, Funnel Connector 12 fr 16", Latex-Free | Individually packed in paper/poly pouch. Constructed of latex-free PVC. Offset eyelets to maximize the flow of urine. Easy-open package. Designed for comfort. Sterile.Caution: Federal Law restricts this product to sale by or on the order of a physician or licensed practitioner. 16" male, straight. 12 fr, funnel connector. | male-intermittent-catheter-straight-tip-funnel-connector-12-fr-16-latex-free-0a9.jpg
SKU: RLMZRIC126S | ReliaMed Female Intermittent Catheter Straight Tip, Funnel End 12 fr 6", Latex-Free | Individually packed in paper/poly pouch. Constructed of latex-free PVC. Offset eyelets to maximize the flow of urine. Easy-open package. Designed for comfort. Sterile.Caution: Federal Law restricts this product to sale by or on the order of a physician or licensed practitioner. 6" female. 12 fr, funnel connector. | female-intermittent-catheter-straight-tip-funnel-end-12-fr-6-latex-free-ad2.jpg
SKU: RLMZRIC1416C | ReliaMed Male Intermittent Catheter Coude Tip 14 fr 16", Latex-Free | Individually packed in paper/poly pouch. Constructed of latex-free PVC. Offset eyelets to maximize the flow of urine. Easy-open package. Designed for comfort. Sterile.Caution: Federal Law restricts this product to sale by or on the order of a physician or licensed practitioner. 16" male. 14 fr, coude tip. | male-intermittent-catheter-coude-tip-14-fr-16-latex-free-a65.jpg
SKU: RLMZRIC1416S | ReliaMed Male Intermittent Catheter, Funnel Connector 14 fr 16", Latex-Free | Individually packed in paper/poly pouch. Constructed of latex-free PVC. Offset eyelets to maximize the flow of urine. Easy-open package. Designed for comfort. Sterile.Caution: Federal Law restricts this product to sale by or on the order of a physician or licensed practitioner. 16" male, straight. 14 fr, funnel connector. | male-intermittent-catheter-funnel-connector-14-fr-16-latex-free-a1e.jpg
SKU: RLMZRIC1416SC | ReliaMed Male Intermittent Catheter 14 fr 16", Curved Packaging | Individually packed in paper/poly pouch. Constructed of latex-free PVC. Offset eyelets to maximize the flow of urine. Easy-open package. Designed for comfort. Sterile.Caution: Federal Law restricts this product to sale by or on the order of a physician or licensed practitioner.16" male, curved. 14 fr, funnel connector. | male-intermittent-catheter-14-fr-16-curved-packaging-cce.jpg
SKU: RLMZRIC146S | ReliaMed Female Intermittent Catheter, Funnel End 14 fr 6", Latex-Free | Individually packed in paper/poly pouch. Constructed of latex-free PVC. Offset eyelets to maximize the flow of urine. Easy-open package. Designed for comfort. Sterile.Caution: Federal Law restricts this product to sale by or on the order of a physician or licensed practitioner. 6" female. 14 fr, funnel connector. | female-intermittent-catheter-funnel-end-14-fr-6-latex-free-6ef.jpg
SKU: RLMZRIC146SL | ReliaMed Intermittent Catheter without Connector 14 fr 6", Latex-Free, Female | Individually packed in paper/poly pouch. Constructed of latex-free PVC. Offset eyelets to maximize the flow of urine. Easy-open package. Designed for comfort. Sterile.Caution: Federal Law restricts this product to sale by or on the order of a physician or licensed practitioner. 6" female. 14 fr, without connector. | intermittent-catheter-without-connector-14-fr-6-latex-free-female-141.jpg
SKU: RLMZRIC1616S | ReliaMed Intermittent Catheter, Funnel Connector 16 fr 16", Latex-Free, Male | Individually packed in paper/poly pouch. Constructed of latex-free PVC. Offset eyelets to maximize the flow of urine. Easy-open package. Designed for comfort. Sterile.Caution: Federal Law restricts this product to sale by or on the order of a physician or licensed practitioner. 16" male, straight. 16 fr, funnel connector. | intermittent-catheter-funnel-connector-16-fr-16-latex-free-male-57b.jpg
SKU: RLMZRIC166S | ReliaMed Intermittent Catheter, Funnel End 16 fr 6", Latex-Free, Female | Individually packed in paper/poly pouch. Constructed of latex-free PVC. Offset eyelets to maximize the flow of urine. Easy-open package. Designed for comfort. Sterile.Caution: Federal Law restricts this product to sale by or on the order of a physician or licensed practitioner. 6" female. 16 fr, funnel connector. | intermittent-catheter-funnel-end-16-fr-6-latex-free-female-466.jpg
SKU: RLMZRIC1816S | ReliaMed Intermittent Catheter, Funnel Connector 18 fr 16", Male | Individually packed in paper/poly pouch. Constructed of latex-free PVC. Offset eyelets to maximize the flow of urine. Easy-open package. Designed for comfort. Sterile.Caution: Federal Law restricts this product to sale by or on the order of a physician or licensed practitioner. 16" male, straight. 18 fr, funnel connector. | intermittent-catheter-funnel-connector-18-fr-16-male-bc0.jpg
SKU: RLMZRIC186S | ReliaMed Intermittent Catheter, Funnel End 18 fr 6", Latex-Free, Female | Individually packed in paper/poly pouch. Constructed of latex-free PVC. Offset eyelets to maximize the flow of urine. Easy-open package. Designed for comfort. Sterile.Caution: Federal Law restricts this product to sale by or on the order of a physician or licensed practitioner. 6" female. 18 fr, funnel connector. | intermittent-catheter-funnel-end-18-fr-6-latex-free-female-5af.jpg
SKU: RLMZRIC0610S | ReliaMed Pediatric Intermittent Catheter Straight Tip, Funnel Connector 6 fr 10" | Individually packed in paper/poly pouch. Constructed of latex-free PVC. Offset eyelets to maximize the flow of urine. Easy-open package. Designed for comfort. Sterile.Caution: Federal Law restricts this product to sale by or on the order of a physician or licensed practitioner.10" pediatric. 6 fr, funnel connector. | pediatric-intermittent-catheter-straight-tip-funnel-connector-6-fr-10-a41.jpg
SKU: RLMZRIC0810SL | ReliaMed Pediatric Intermittent Catheter Straight Tip without Connector 8 fr 10" | Individually packed in paper/poly pouch. Constructed of latex-free PVC. Offset eyelets to maximize the flow of urine. Easy-open package. Designed for comfort. Sterile.Caution: Federal Law restricts this product to sale by or on the order of a physician or licensed practitioner. 10" pediatric. 8 fr, without connector. | pediatric-intermittent-catheter-straight-tip-without-connector-8-fr-10-d17.jpg
SKU: RLMZRIC1616SC | ReliaMed Male Intermittent Catheter 16 fr 16", Curved Packaging | Individually packed in paper/poly pouch. Constructed of latex-free PVC. Offset eyelets to maximize the flow of urine. Easy-open package. Designed for comfort. Sterile.Caution: Federal Law restricts this product to sale by or on the order of a physician or licensed practitioner. 16" male, curved. 16 fr, funnel connector. | male-intermittent-catheter-16-fr-16-curved-packaging-2a1.jpg
SKU: BMUD4A3055 | Bard Medical Female Catheter Kit 14FR 550cc Collection Chamber & Glove | Contents: red rubber catheter in Touchless sheath, 5 gm lubricant and 3 PVP swabs. Self-contained. Reduces risk of cross-contamination, eliminates urine spills and splashes, simplifies teaching of self-catheterization, and offers safe procedure for those on the go. | female-catheter-kit-14fr-550cc-collection-chamber-amp-glove-78e.jpg
SKU: BMUD4A5142 | Bard Medical Touchless Plus Unisex Intermittent Catheter Kits, Vinyl, 12 Fr | Closed, sterile intermittent catheter system is designed to help reduce the risk of urinary tract infections. Catheters available in Vinyl or Red Rubber in a variety of common sizes. Choose either Catheter ONLY system - catheter and drain bag only - or Kit. | touchless-plus-unisex-intermittent-catheter-kits-vinyl-12-fr-ba4.jpg
SKU: BMUD4A5144 | Bard Medical Touchless Plus Unisex Intermittent Catheter KitsVinyl 14 Fr | Closed, sterile intermittent catheter system is designed to help reduce the risk of urinary tract infections. Catheters available in Vinyl or Red Rubber in a variety of common sizes. | touchless-plus-unisex-intermittent-catheter-kitsvinyl-14-fr-ea7.jpg
SKU: AIIAS880 | Amsino AMSure Foley Insertion Trays | Foley Insertion Tray, 10cc Pre-filled Syringe | amsure-foley-insertion-trays-e10.jpg
SKU: AIIAS136 | Amsino AMSure Piston Irrigation Tray | Piston Irrigation Tray | amsure-piston-irrigation-tray-5b0.jpg
SKU: BMUD802016 | Bard Medical Bardia Closed System Foley Trays | Bardia Closed System Foley Trays | bardia-closed-system-foley-trays-0c8.jpg
SKU: BMUD802016 | Bard Medical Bardia Closed System Foley Trays | Bardia Closed System Foley Trays | bardia-closed-system-foley-trays-0c8.jpg
SKU: CVN31479 | Covidien Catheter Kit, No Solution, 14FR, 50/cs | Sterile and latex free. Coil packed with Safe-T-Vac valve, (2) Walleted Blue Nitrile Latex Free Exam Gloves and pop-up solution cup in sterile inner wrap. | catheter-kit-no-solution-14fr-50-cs-ea0.jpg
SKU: BBNV4538-10 | B Braun Medical SuperSet Two Bottle Irrigation Set | Set compatible with plastic irrigation containers. | superset-two-bottle-irrigation-set-137.png
SKU: RLIMZR60CCFT | ReliaMed 60cc Flat Top Catheter Tip Irrigation Syringe | ReliaMed 60cc sterile irrigation syringe packaged in a poly pouch. | 60cc-flat-top-catheter-tip-irrigation-syringe-348.jpg
SKU: CULCCS14 | Cure Medical Cure Cathete Closed System Kit, Catheter in Bag, 14 Fr | Cure Cathete Closed Systems are DEHP-, BPA-, and Latex-free. These sterile, single use, unisex systems feature polished eyelets on a straight, pre-lubricated catheter tip with integrated 1500 ml collection bag. | cure-cathete-closed-system-kit-catheter-in-bag-14-fr-82a.jpg
SKU: BBN313002 | B Braun Medical Irrigation Set, T.U.R./ Cysto Universal Spike | T.U.R./Cysto Set UniSpike Connector, 0.281â€ ID large bore tubing, on/off clamps clamp, 4Â½ in. distal flexible connector. Latex-free. Length: 80 in. (203.20cm) | irrigation-set-tur-cysto-universal-spike-21c.jpg
SKU: CVN76000 | Covidien KENGUARD Universal Catheterization Tray, Without Catheter, 30 cc, PVP Swab | Features items necessary for successful catheterization, and complies with aseptic technique. Nitrile gloves are latex-free; lubricant and pre-filled syringe are sterile. Choose catheter separately for a customized kit. Tray Includes: 1 Fenestrated Towel, 1 Waterproof Drape , Sterile Lubricant , Cuffed Nitrile Gloves, Pre-Filled Syringe | kenguard-universal-catheterization-tray-without-catheter-30-cc-pvp-swab-4a3.jpg
SKU: CVN68800 | Covidien KenGuard Irrigation Trays, 1200 cc Tray, Lidded | Graduated irrigation trays are used for bladder and / or wound irrigation. Convenient trays contain all components necessary for a successful procedure and save valuable nursing time. Includes: 1200 cc Tray, 500 cc Graduate , Protector Cap, Waterproof Drape, 60 cc Irrigation Syringe, Bulb or Piston Styles, Alcohol Wipe, Other Accessories as Listed. | kenguard-irrigation-trays-1200-cc-tray-lidded-589.jpg
SKU: CVN67800 | Covidien Dover Irrigation Tray with Bulb Syringe | Dover Irrigation Tray with Bulb Syringe. | dover-irrigation-tray-with-bulb-syringe-986.jpg
SKU: SAMP6012 | Sammons Preston Catheter Inserter | Facilitates independent, intermittent catheterization for C6, C7 and C8 quadriplegics. | catheter-inserter-f4e.jpg
SKU: CRFUT161C | CareFusion Tri Flo No Touch Suction Catheter 10 Fr | Tri-Flo catheters are packaged in a plastic sleeve to add a layer of safety between the clinician and the patient. | tri-flo-no-touch-suction-catheter-10-fr-06c.png
SKU: RLMZR97239 | ReliaMed Ostomy Pouch Disposable Bag 8 x 8 | ReliaMed Ostomy Pouch Disposable Bags come in a convenient pack of 60. Allow for discreet disposal of Ostomy bags and appliances. | ostomy-pouch-disposable-bag-8-x-8-61e.jpg
SKU: MKS40141200 | McKesson Urine and Stool Container Polypropylene Without Lid 27 oz. / 800 cc NonSterile | Urine and Stool Container Polypropylene Without Lid 27 oz. / 800 cc NonSterile. | urine-and-stool-container-polypropylene-without-lid-27-oz-800-cc-nonsterile-bdb.jpg
SKU: MKS46441200 | McKesson Urine Container Polypropylene Snap-In Lid 6.5 oz. / 180 ml NonSterile | Urine Container Polypropylene Snap-In Lid 6.5 oz. / 180 ml NonSterile. | urine-container-polypropylene-snap-in-lid-65-oz-180-ml-nonsterile-6f9.jpg
SKU: MKS95281200 | McKesson Urine Container Medi-Pak Polypropylene Screw-On 3000 ml Non Sterile | Urine Container Medi-Pak, 3000 ml, NonSterile. Amber with white, screw-on, leak-resistant lid. | urine-container-medi-pak-polypropylene-screw-on-3000-ml-non-sterile-9d4.jpg
SKU: MKS37311900 | McKesson Leg Strap Performance 2 Inch Wide X 24 Inch Length | Made from surgical stretch material and is gentle on skin, eliminating the risk of irritation and potential infections as a result of skin tears from tape. | leg-strap-performance-2-inch-wide-x-24-inch-length-954.jpg
SKU: MKS41201900 | McKesson Irrigation Tray With Bulb Syringe | Irrigation Tray With Bulb Syringe. | irrigation-tray-with-bulb-syringe-12a.jpg
SKU: MKS72311900 | McKesson Intermittent Catheter Tray Medi-Pak Urethral 14 Fr. Without Balloon | Intermittent Catheter Tray Medi-Pak Urethral 14 Fr. Without Balloon. | intermittent-catheter-tray-medi-pak-urethral-14-fr-without-balloon-f32.jpg
SKU: MKS40141220 | McKesson Urine and Stool Container Medi-Pak Polypropylene Without Lid 27 oz. / 800 cc NonSterile | Urine and Stool Container Medi-Pak Polypropylene Without Lid 27 oz. / 800 cc NonSterile. | urine-and-stool-container-medi-pak-polypropylene-without-lid-27-oz-800-cc-nonsterile-b45.jpg
SKU: MKS46752900 | McKesson Pontoon Bedpan McKesson Mauve 2 Quart Unisex | Pontoon Bedpan McKesson Mauve 2 Quart Unisex | pontoon-bedpan-mckesson-mauve-2-quart-unisex-fa4.jpg
SKU: MKS46772900 | McKesson Fracture Bedpan McKesson Mauve 34 oz. Unisex | Fracture Bedpan McKesson Mauve 34 oz. Unisex. | fracture-bedpan-mckesson-mauve-34-oz-unisex-058.png
SKU: MKS46772900 | McKesson Fracture Bedpan McKesson Mauve 34 oz. Unisex | Fracture Bedpan McKesson Mauve 34 oz. Unisex. | fracture-bedpan-mckesson-mauve-34-oz-unisex-058.png
SKU: MKS62112900 | McKesson Stackable Bedpan McKesson Mauve 2 Quart Unisex | Stackable Bedpan McKesson Mauve 2 Quart Unisex | stackable-bedpan-mckesson-mauve-2-quart-unisex-19d.jpg
SKU: MKS62112900 | McKesson Stackable Bedpan McKesson Mauve 2 Quart Unisex | Stackable Bedpan McKesson Mauve 2 Quart Unisex | stackable-bedpan-mckesson-mauve-2-quart-unisex-19d.jpg
SKU: MKS62752900 | McKesson Stackable Bedpan McKesson Gold 2 Quart Unisex | Stackable Bedpan McKesson Gold 2 Quart Unisex | stackable-bedpan-mckesson-gold-2-quart-unisex-0fb.jpg
SKU: MKS62752900 | McKesson Stackable Bedpan McKesson Gold 2 Quart Unisex | Stackable Bedpan McKesson Gold 2 Quart Unisex | stackable-bedpan-mckesson-gold-2-quart-unisex-0fb.jpg
SKU: CNVT4015-44 | ConvaTec Sur-Fit Natura Urostomy Pouch with Accuseal Transparent Tap, Standard | Sur-Fit Natura Urostomy Pouch with Accuseal Transparent Tap. | sur-fit-natura-urostomy-pouch-with-accuseal-transparent-tap-standard-b51.jpg
SKU: CNVT4015-45 | ConvaTec Sur-Fit Natura Urostomy Pouch with Accuseal Transparent Tap , 2 1/4" | Sur-Fit Natura Urostomy Pouch with Accuseal Transparent Tap , 2 1/4". | sur-fit-natura-urostomy-pouch-with-accuseal-transparent-tap-2-1-4-743.jpg
SKU: CNVT4015-53 | ConvaTec Sur-Fit Natura Urostomy Pouch with Accuseal Tap, Opaque, 1 3/4" | Sur-Fit Natura Urostomy Pouch with Accuseal Tap, Opaque, 1 3/4". | sur-fit-natura-urostomy-pouch-with-accuseal-tap-opaque-1-3-4-f6c.jpg
SKU: CNVT4118-05 | ConvaTec Moldable Stomahesive With 2-1/4" Flange Stoma, Large, 57mm | Moldable, Stomahesive., Large, 57mm (2 1/4") flange, with hydrocolloid flexible collar ---- White ---- Fits stoma sizes 33-45mm (1 1/4" - 1 3/4"). | moldable-stomahesive-with-2-1-4-flange-stoma-large-57mm-016.jpg
SKU: ENCM44020-001 | Encore Medical Deluxe Battery and Manual Vacuum Erection Penis Pump | Deluxe System is a fully featured system with both battery and manual pump heads. It's very affordable and a popular choice with our customers. The Deluxe kit is a great value for the price and a great choice if you want a fully featured vacuum system. | deluxe-battery-and-manual-vacuum-erection-penis-pump-21e.jpg
SKU: HOLS18402 | Hollister New Image Drainable Urostomy Pouch, Transparent, 1 3/4" (44 mm) Flange | Odor-barrier, rustle-free pouch with ComfortWear panels on both sides, belt tabs, and anti-reflux valve. Also features an adjustable drain valve with an Open/Closed (Tear Drop) Indicator. When the golden tear drop is visible to the wearer, this indicates that the valve is open. Includes 1 drain tube adapter #7331. Choose beige or transparent. Length: 9". | new-image-drainable-urostomy-pouch-transparent-1-3-4-44-mm-flange-3fe.jpg
SKU: HOLS18403 | Hollister New Image Drainable Urostomy Pouch, Transparent, 2 1/4" (57 mm) Flange | Odor-barrier, rustle-free pouch with ComfortWear panels on both sides, belt tabs, and anti-reflux valve. Also features an adjustable drain valve with an Open/Closed (Tear Drop) Indicator. When the golden tear drop is visible to the wearer, this indicates that the valve is open. Includes 1 drain tube adapter #7331. Choose beige or transparent. Length: 9". | new-image-drainable-urostomy-pouch-transparent-2-1-4-57-mm-flange-a0a.jpg
SKU: HOLS9799 | Hollister Anchor Fast Oral Endo Trachtube Fastner | The AnchorFast oral endotracheal tube fastener combines a number of features that make it the right choice. It is designed to ease access to the oral cavity to help optimize oral care. | anchor-fast-oral-endo-trachtube-fastner-868.jpg
SKU: HOLS3228 | Hollister 1 1/4" Drainable Pouch, 12", Barrier Opening 7/8" | Drainable Pouch, Karaya 5 (standard wear), Skin Barrierâ€”Convex, Tape Border, Without Integrated Filter, Pouch Clamp Closure, Odor-Barrier Film, Belt Tabs, Without , ComfortWear Panels. | 1-1-4-drainable-pouch-12-barrier-opening-7-8-0b9.png
SKU: HOLS18413 | Hollister New Image Drainable Urostomy Pouch, Beige | Odor-barrier, rustle-free pouch with ComfortWear panels on both sides, belt tabs, and anti-reflux valve. Also features an adjustable drain valve with an Open/Closed (Tear Drop) Indicator. When the golden tear drop is visible to the wearer, this indicates that the valve. Color code: Red | new-image-drainable-urostomy-pouch-beige-306.jpg
SKU: HOLS3806 | Hollister CenterPointLock Drainable Pouch, (L), Transparent | Unique CenterPointLock feature prevents unintentional pouch / skin barrier separation, providing security. Four-layer construction of the rustle-free odor barrier film and highest quality materials make these pouches very discreet. Choose transparent or white. Flange 4" (102 mm). | centerpointlock-drainable-pouch-l-transparent-caa.jpg
SKU: CNVT401544 | ConvaTec SUR-FIT Natura Standard Urostomy Pouch, Transparent, 1 3/4" | With one-sided comfort panel. Includes Accuseal tap and 2 Accuseal adapters. | sur-fit-natura-standard-urostomy-pouch-transparent-1-3-4-9a0.jpg
SKU: CNVT401553 | ConvaTec SUR-FIT Natura Standard Urostomy Pouch , Green, 1 3/4" | With one-sided comfort panel. Includes Accuseal tap and 2 Accuseal adapters. | sur-fit-natura-standard-urostomy-pouch-green-1-3-4-7cd.jpg
SKU: MCJC54452 | M.C. Johnson Company Cath-SecureTubing Securement Devices, 2 1/2" Long Tab and 3" x 1 3/4" Wide Base | Multi-purpose medical tube holders can be opened and closed repeatedly without retaping. Feature hook-and-loop fasteners on wide, rectangular bases that adhere to the skin and can stay in place for up to one week without compromising skin health. Use for catheters and tubing, such as subclavian line ports, EKG lead wires, dialysis tubing, and urinary catheters. Cath-Secure Plus features a butterfly-shaped base that is water-resistant, Dehp- and Latex-free. Original cath-secure | cath-securetubing-securement-devices-2-1-2-long-tab-and-3-x-1-3-4-wide-base-f7f.jpg
SKU: BEM530510 | Bemis Brackets Wall Plate 12 Per case | Bemis Suction Canister Accessories | brackets-wall-plate-12-per-case-72b.jpg
SKU: BMUD150619 | Bard Medical Dispoz-a-Bag - Sterile, 19 fl oz, 9 3/4" | Bard Dispoz-a-Bag Leg Bags are made from heavy duty vinyl for extended wear, odor containment and leak resistance. Each leg bag contains an anti-reflux valve. Available with or without the Flip-Flo drainage valve which opens and closes with a simple flip. Reusable, sterile.Flip-Flo Valve (NO Leg Straps) | dispoz-a-bag-sterile-19-fl-oz-9-3-4-7ac.jpg
SKU: BMUD802001 | Bard Medical Bardia Closed System Drain Bag, Living Hinge Hanger, 2000 cc | Sterile. Features anti-reflux chamber and sample port. Latex-free. | bardia-closed-system-drain-bag-living-hinge-hanger-2000-cc-cd9.jpg
SKU: HOLS18103 | Hollister New Image Drainable Pouch Without Filter, Transparent, 2 1/4" Flange | Odor-barrier, rustle-free pouch with ComfortWear panels and belt tabs. Uses traditional pouch clamp closure. Choose beige, transparent, or ultra-clear. Length: 12". | new-image-drainable-pouch-without-filter-transparent-2-1-4-flange--a11.jpg
SKU: HOLS18133 | Hollister New Image Lock 'n Roll Drainable Pouch Without Filter, Transparent, 12" L | Choose between Ultra-Clear or Beige Pouch. Both feature an odor barrier for discretion, a ComfortWear panel on the body, belt tabs, and a Lock 'n Roll closure. Easy to empty, easy to clean, and easy to reseal. Use with a color code matched New Image Skin Barrier. | new-image-lock-n-roll-drainable-pouch-without-filter-transparent-12-l-058.jpg
SKU: HOLS18183 | Hollister New Image Drainable Pouch with Filter and Lock 'n Roll Closure, Beige Opaque, Drainable | Odor barrier, rustle-free pouch with Comfort Wear panels, belt tabs, and filter features integrated closure system. No closure clamp required. Choose transparent or beige. Length: 12". Color Code: Red, Flange: 2 1/4". | new-image-drainable-pouch-with-filter-and-lock-n-roll-closure-beige-opaque-drainable-84a.jpg
SKU: HOLS18184 | Hollister New Image Drainable Pouch with Filter and Lock 'n Roll Closure, Beige Opaque, 2 3/4" Flange | Odor barrier, rustle-free pouch with Comfort Wear panels, belt tabs, and filter features integrated closure system. No closure clamp required. Choose transparent or beige. Length: 12". Flange: 2 3/4". Color Code: Blue. | new-image-drainable-pouch-with-filter-and-lock-n-roll-closure-beige-opaque-2-3-4-flange-5ea.jpg
SKU: HOLS18192 | Hollister New Image Drainable Pouch with Filter and Lock 'n Roll Closure, Transparent, 1 3/4" Flange | Odor barrier, rustle-free pouch with Comfort Wear panels, belt tabs, and filter features integrated closure system. No closure clamp required. Choose transparent or beige. Length: 12". Color Code: Green. | new-image-drainable-pouch-with-filter-and-lock-n-roll-closure-transparent-1-3-4-flange-75a.jpg
SKU: HOLS18193 | Hollister New Image Drainable Pouch with Filter and Lock 'n Roll Closure, Transparent, 2 1/4" Flange | Odor barrier, rustle-free pouch with Comfort Wear panels, belt tabs, and filter features integrated closure system. No closure clamp required. Choose transparent or beige. Length: 12". Flange: 2 1/4". Color Code: Red. | new-image-drainable-pouch-with-filter-and-lock-n-roll-closure-transparent-2-1-4-flange-fac.jpg
SKU: HOLS18194 | Hollister New Image Drainable Pouch with Filter and Lock 'n Roll Closure, Transparent, 2 3/4" Flange | Odor barrier, rustle-free pouch with Comfort Wear panels, belt tabs, and filter features integrated closure system. No closure clamp required. Choose transparent or beige. Length: 12". Color Code: Blue. | new-image-drainable-pouch-with-filter-and-lock-n-roll-closure-transparent-2-3-4-flange-cfd.jpg
SKU: HOLS18373 | Hollister New Image Two-Piece Closed Pouch with Filter, Beige, 9" L | Odor barrier, rustle-free pouch with ComfortWear panels and belt tabs. Choose beige or transparent. Length: 9". Flange :2 1/4". Color Code Red. ComfortWear panels provide a soft, cloth-like covering between the pouch and the skin, Providing maximum protection, these pouches utilize an odor-barrier material and are rustle-free, Peace of mind knowing that you are wearing the most discreet pouch with a highly effective deodorizing/venting filter Integrated Filter. | new-image-two-piece-closed-pouch-with-filter-beige-9-l-d31.jpg
SKU: HOLS3803 | Hollister CenterPointLock Drainable Pouch, Letter Match (J), Transparent, 2 1/4" (57 mm) Flange | Unique CenterPointLock feature prevents unintentional pouch / skin barrier separation, providing security. Four-layer construction of the rustle-free odor barrier film and highest quality materials make these pouches very discreet. Choose transparent or White.Flange 2 1/4" (57 mm). | centerpointlock-drainable-pouch-letter-match-j-transparent-2-1-4-57-mm-flange-3f1.jpg
SKU: HOLS18372 | Hollister Closed Pouches, Beige, 9", Flange Size 1 3/4" | Closed Pouch, With Integrated AF300 Filter, Odor-Barrier Rustle-Free Film, With Belt Tabs, With Comfort Wear Panels Beige -Both Sides. | closed-pouches-beige-9-flange-size-1-3-4-f59.png
SKU: HOLS15602 | Hollister Color Matching System, Flange Size 1-3/4", Barrier Opening up to 1-1/4" | Flextend (extended wear) Skin Barrier, Without Tape Border. | color-matching-system-flange-size-1-3-4-barrier-opening-up-to-1-1-4-8ce.jpg
SKU: HOLS18104 | Hollister New Image Drainable Pouch Without Filter, Blue, 70 mm, Transparent | Odor-barrier, rustle-free pouch with ComfortWear panels and belt tabs. Uses traditional pouch clamp closure. Choose beige, transparent, or ultra-clear. Length: 12". | new-image-drainable-pouch-without-filter-blue-70-mm-transparent-b00.jpg
SKU: CNVT401512 | ConvaTec SUR-FIT Natura Standard Pouch, Transparent | With one-sided comfort panel. Includes 2 tail closures. 12" pouch. Color Code Green. Flange 1 3/4". | sur-fit-natura-standard-pouch-transparent-ef7.jpg
SKU: CNVT401507 | ConvaTec SUR-FIT Natura Two-Piece Drainable Pouch | 10" Pouch with two-sided comfort panel. Includes 2 tail closures. Opaque. Color Code Green. Flange 1 3/4". | sur-fit-natura-two-piece-drainable-pouch-d2f.jpg
SKU: CNVT401512 | ConvaTec SUR-FIT Natura Standard Pouch, Transparent | With one-sided comfort panel. Includes 2 tail closures. 12" pouch. Color Code Green. Flange 1 3/4". | sur-fit-natura-standard-pouch-transparent-ef7.jpg
SKU: CNVT401512 | ConvaTec SUR-FIT Natura Standard Pouch, Transparent | With one-sided comfort panel. Includes 2 tail closures. 12" pouch. Color Code Green. Flange 1 3/4". | sur-fit-natura-standard-pouch-transparent-ef7.jpg
SKU: CNVT401934 | ConvaTec SUR-FIT Natura Standard Pouch, Opaque | With one-sided comfort panel. Includes 2 tail closures. 12" pouch. Color Code Green. Flange 1 3/4". | sur-fit-natura-standard-pouch-opaque-b3f.jpg
SKU: CNVT401934 | ConvaTec SUR-FIT Natura Standard Pouch, Opaque | With one-sided comfort panel. Includes 2 tail closures. 12" pouch. Color Code Green. Flange 1 3/4". | sur-fit-natura-standard-pouch-opaque-b3f.jpg
SKU: CNVT401506 | ConvaTec SUR-FIT Natura Two-Piece Drainable Pouch, Opaque | 10" Pouch with two-sided comfort panel. Includes 2 tail closures. Opaque. Color Code Orange. Flange 1 1/2". | sur-fit-natura-two-piece-drainable-pouch-opaque-cfa.jpg
SKU: CNVT401506 | ConvaTec SUR-FIT Natura Two-Piece Drainable Pouch, Opaque | 10" Pouch with two-sided comfort panel. Includes 2 tail closures. Opaque. Color Code Orange. Flange 1 1/2". | sur-fit-natura-two-piece-drainable-pouch-opaque-cfa.jpg
SKU: CNVT401537 | ConvaTec SUR-FIT Natura Standard Urostomy Pouch, Transparent | With one-sided comfort panel. Includes fold-up tap and 2 night drainage adapters. Color Code Blue. Flange 2 3/4". | sur-fit-natura-standard-urostomy-pouch-transparent-1fa.jpg
SKU: CNVT401522 | ConvaTec Sur-Fit Natura Two-Piece Closed-End Pouch, Green, 1 3/4" | SUR-FIT Natura Closed-End pouches are designed for one-time usage, and may be used everyday, for special occasions or intimate moments. They are available with a filter that is designed to reduce odor and gas buildup. There's no draining or uncomfortable clip to worry about. When you're ready, you simply remove the pouch, place it into a disposable bag, then discard it. | sur-fit-natura-two-piece-closed-end-pouch-green-1-3-4-5a9.jpg
SKU: CNVT125261 | ConvaTec SUR-FIT Natura Stomahesive Flexible Skin Barrier, White, 5" x 5", Flange: 2 3/4" | The Sur-Fit Natura Ostomy System Is A Comprehensive Product Line With Our Latest Skin Barrier Technologies. The Plastic Coupling Ring Allows The Pouch And Skin Barrier To Snap Together For Audible Security. Stomahesive Skin Barriers Are Ideal For People Whose Stoma Output Is Semi-Formed To Formed. This Reliable Skin Barrier Provides A Unique Formula That Enables The Skin Barrier To Adhere To Both Dry And Moist Skin. It Is Gentle On Skin Yet Holds Firmly. Cut-To-Fit. Color Code: Blue. | sur-fit-natura-stomahesive-flexible-skin-barrier-white-5-x-5-flange-2-3-4-46e.jpg
SKU: CNVT125263 | ConvaTec Sur-Fit Natura Stomahesive Flexible Skin Barrier, Tan, 4" x 4", Flange: 1 1/2" | The Sur-Fit Natura Ostomy System Is A Comprehensive Product Line With Our Latest Skin Barrier Technologies. The Plastic Coupling Ring Allows The Pouch And Skin Barrier To Snap Together For Audible Security. Stomahesive Skin Barriers Are Ideal For People Whose Stoma Output Is Semi-Formed To Formed. This Reliable Skin Barrier Provides A Unique Formula That Enables The Skin Barrier To Adhere To Both Dry And Moist Skin. It Is Gentle On Skin Yet Holds Firmly. Cut-To-Fit. Color Code: Orange. Flange: 1 1/2" | sur-fit-natura-stomahesive-flexible-skin-barrier-tan-4-x-4-flange-1-1-2-c19.jpg
SKU: CNVT125260 | ConvaTec Sur-Fit Natura Stomahesive Flexible Skin Barrier, White, 5" x 5", Flange: 2 1/4" | The SUR-FIT Natura ostomy system is a comprehensive product line with our latest skin barrier technologies. The plastic coupling ring allows the pouch and skin barrier to snap together for audible security. Stomahesive skin barriers are ideal for people whose stoma output is semi-formed to formed. This reliable skin barrier provides a unique formula that enables the skin barrier to adhere to both dry and moist skin. It is gentle on skin yet holds firmly. Cut-to-fit. Color Code: Red, Flange: 2 1/4" | sur-fit-natura-stomahesive-flexible-skin-barrier-white-5-x-5-flange-2-1-4-a41.jpg
SKU: CNVT401526 | ConvaTec Sur-Fit Natura Two-Piece Closed End Pouch With Filter, Flange: 1 3/4" | Sur-Fit Natura Closed-End Pouches Are Designed For One-Time Usage, And May Be Used Everyday, For Special Occasions Or Intimate Moments. They Are Available With A Filter That Is Designed To Reduce Odor And Gas Buildup. There's No Draining Or Uncomfortable Clip To Worry About. When You're Ready, You Simply Remove The Pouch, Place It Into A Disposable Bag, Then Discard It. Color Code: Green | sur-fit-natura-two-piece-closed-end-pouch-with-filter-flange-1-3-4-7c0.jpg
SKU: CNVT401527 | ConvaTec Sur-Fit Natura Two-Piece Closed End Pouch With Filter, Flange: 2 1/4" | Sur-Fit Natura Closed-End Pouches Are Designed For One-Time Usage, And May Be Used Everyday, For Special Occasions Or Intimate Moments. They Are Available With A Filter That Is Designed To Reduce Odor And Gas Buildup. There's No Draining Or Uncomfortable Clip To Worry About. When You're Ready, You Simply Remove The Pouch, Place It Into A Disposable Bag, Then Discard It. Color Code: Red | sur-fit-natura-two-piece-closed-end-pouch-with-filter-flange-2-1-4-eca.jpg
SKU: HOLS18134 | Hollister New Image Lock n Roll Drainable Pouch 2.75" | Hollister New ImageÂ® Two-Piece Drainable Pouch | new-image-lock-n-roll-drainable-pouch-275-89b.jpg
SKU: HPC07917 | Hospeco AirWorks Metered Aerosol Air Fresheners Mango Madness | Covers up to 6000 cu.ft. V.O.C. compliant. | airworks-metered-aerosol-air-fresheners-mango-madness--282.jpg
SKU: MDPD600 | Ameriderm Laboratories Aircare 8 Oz. Deodorizer | Deodorizer, The Economical Alternative To Deodorizer | aircare-8-oz-deodorizer-7ae.jpg
SKU: MKS57701700 | McKesson Medi-Pak Denture Cleaner Tablet | Denture Cleaner Medi-Pak Tablet Fresh Scent | medi-pak-denture-cleaner-tablet--8fa.jpg
SKU: HOLS7730 | Hollister Adhesives and Removers 3.2 oz spray can | Medical Adhesive, Improves Adhesive Contact Between Skin and Barrier. Product has features that would be most appropriate for home care. Easy to use; spray allows application directly to appliance prior to application to skin. | adhesives-and-removers-32-oz-spray-can-978.jpg
SKU: CNVT37443 | ConvaTec AllKare Wipe AllKare Adhesive Remover Wipe Square | For the gentle removal of all adhesives, including skin barriers, tapes, and hydrocolloid dressings. The AllkareÂ® Adhesive Remover wipe formula effectively removes tape, skin barrier / wafer, and adhesive residues from the skin that can reduce wear times. | allkare-wipe-allkare-adhesive-remover-wipe-square-641.jpg
SKU: HOLS8483 | Hollister Premier Urostomy with Conveflextend Barrier, 7/8" | Premier Urostomy with Conveflextend Barrier, 7/8". | premier-urostomy-with-conveflextend-barrier-7-8-aa0.jpg
SKU: DKLBC3909 | Dukal DawnMist Barrier Cream, 8 oz. | DawnMist Barrier Cream, 8 oz. | dawnmist-barrier-cream-8-oz-d88.jpg
SKU: CNVT1252-66 | ConvaTec Sur-Fit Natura Stomahesive Flexible, 5"X5" Wafer Tan Tape | Sur-Fit Natura Stomahesive Flexible, 5"X5" Wafer Tan Tape. | sur-fit-natura-stomahesive-flexible-5x5-wafer-tan-tape-984.jpg
SKU: CNVT1252-70 | ConvaTec Sur-Fit Natura Stomahesive Flexible Pre-Cut , 4" X4" Wafer Tan Tape | Sur-Fit Natura Stomahesive Flexible Pre-Cut , 4" X4" Wafer Tan Tape. | sur-fit-natura-stomahesive-flexible-pre-cut-4-x4-wafer-tan-tape-846.jpg
SKU: CNVT1252-71 | ConvaTec Sur-Fit Natura Stomahesive Flexible Pre-Cut, 4" X4" Wafer Ten Tape | Sur-Fit Natura Stomahesive Flexible Pre-Cut, 4" X4" Wafer Ten Tape. | sur-fit-natura-stomahesive-flexible-pre-cut-4-x4-wafer-ten-tape-e97.jpg
SKU: CNVT1252-72 | ConvaTec Sur Fit Pre-Cut 1 1/8" Stomahesive Flex Wafer, 1 3/4" Flange, Tan Tape | Sur Fit Pre-Cut 1 1/8" Stomahesive Flex Wafer, 1 3/4" Flange, Tan Tape. | sur-fit-pre-cut-1-1-8-stomahesive-flex-wafer-1-3-4-flange-tan-tape-bee.jpg
SKU: CNVT1252-73 | ConvaTec Sur-Fit Pre-Cut 1 1/4" Stomahesive Flex Wafer, 1 3/4" Flange, Tan Tape | Sur-Fit Pre-Cut 1 1/4" Stomahesive Flex Wafer, 1 3/4" Flange, Tan Tape. | sur-fit-pre-cut-1-1-4-stomahesive-flex-wafer-1-3-4-flange-tan-tape-a8b.jpg
SKU: CNVT1252-75 | ConvaTec Sur-Fit Pre-Cut 1 1/2" Stomahesive Flex Wafer, 2.25" Flange, Tan Tape | Sur-Fit Pre-Cut 1 1/2" Stomahesive Flex Wafer, 2 1/4" Flange, Tan Tape. | sur-fit-pre-cut-1-1-2-stomahesive-flex-wafer-225-flange-tan-tape-647.jpg
SKU: CNVT4015-75 | ConvaTec Sur-Fit Natura Stomahesive wafer 1 3/4" flange, 4" x 4" | Sur-Fit Natura Stomahesive wafer 1 3/4" flange, 4" x 4". | sur-fit-natura-stomahesive-wafer-1-3-4-flange-4-x-4-dab.jpg
SKU: CNVT4015-76 | ConvaTec Sur-Fit Natura Stomahesive Wafer With 2 1/4" Flange | Sur-Fit Natura Stomahesive Wafer With 2 1/4" Flange, 4" x 4". | sur-fit-natura-stomahesive-wafer-with-2-1-4-flange-df2.jpg
SKU: CNVT4045-92 | ConvaTec Natura Durahesive Moldable Convex Skin Barrier | Natura Durahesive Moldable Convex Skin Barrier. | natura-durahesive-moldable-convex-skin-barrier-790.jpg
SKU: CNVT4045-93 | ConvaTec Natura Sure Flange Durahesive, 1.25" | Natura Sure Flange Durahesive, 1.25". | natura-sure-flange-durahesive-125-9a0.jpg
SKU: CNVT4045-94 | ConvaTec Natura Sure Flange Durahesive Barrier | Natura Sure Flange Durahesive Barrier , 1.25"X 1.75". | natura-sure-flange-durahesive-barrier-675.jpg
SKU: CNVT4118-02 | ConvaTec Sur-Fit Natura Flat Moldable Adrahesive Skin Barr, 45mm | Sur-Fit Natura Flat Moldable Adrahesive Skin Barr, 45mm. | sur-fit-natura-flat-moldable-adrahesive-skin-barr-45mm-374.jpg
SKU: CNVT4118-04 | ConvaTec Sur-Fit Natura Moldable Skin Barrier, 1.25" - 1.75" | Moldable, Durahesive., Large, 57 mm (2 1/4") flange, with hydrocolloid flexible collar White Fits stoma sizes 33-45 mm (1 1/4" - 1 3/4"). | sur-fit-natura-moldable-skin-barrier-125-175-819.jpg
SKU: CNVT4131-55 | ConvaTec Sur-Fit Natural Durahesive, 4"X4" Wafer With Flange, 1 3/4" | Sur-Fit Natural Durahesive, 4"X4" Wafer With Flange, 1 3/4". | sur-fit-natural-durahesive-4x4-wafer-with-flange-1-3-4-82e.jpg
SKU: CNVT4131-59 | ConvaTec Sur-Fit Natura Durahesive Flex Wafer, White, 4.5" X 4.5", Flange 1 1/4" | Sur-Fit Natura Durahesive Flex Wafer, White, 4.5" X 4.5", Flange 1Â¼" | sur-fit-natura-durahesive-flex-wafer-white-45-x-45-flange-1-1-4-a11.jpg
SKU: CNVT4131-61 | ConvaTec Sur-Fit Natura Durahesive Flexible Wafer, White, 4.5"X4.5", Flange 1 3/4" | Sur-Fit Natura Durahesive Flexible Wafer, White, 4.5"X4.5", Flange 1Â¾". | sur-fit-natura-durahesive-flexible-wafer-white-45x45-flange-1-3-4-8b8.jpg
SKU: CNVT4131-62 | ConvaTec Sur-Fit Natura Durahesive Flexwafer, White, 5" X 5", Flange : 2 1/4" | Sur-Fit Natura Durahesive Flexwafer, White, 5" X 5", Flange : 2 1/4". | sur-fit-natura-durahesive-flexwafer-white-5-x-5-flange-2-1-4-664.jpg
SKU: CNVT4131-66 | ConvaTec Sur-Fit Durahesive Flefable, Tan, Wafer: 4" X 4", Flange 1 3/4" | Sur-Fit Durahesive Flefable, Tan, Wafer: 4" X 4", Flange 1Â¾". | sur-fit-durahesive-flefable-tan-wafer-4-x-4-flange-1-3-4-26d.jpg
SKU: HOLS14203 | Hollister Flexwear Skin Barrier with Floating Flange, 2-1/4" | Flexwear Skin Barrier with Floating Flange, 2-1/4". | flexwear-skin-barrier-with-floating-flange-2-1-4-8bd.jpg
SKU: HOLS14204 | Hollister Flexwear Skin Barrier with Floating Flange, 2-3/4" | Flexwear Skin Barrier with Floating Flange, 2-3/4". | flexwear-skin-barrier-with-floating-flange-2-3-4-ad9.jpg
SKU: HOLS14602 | Hollister New Image Flextend Skin Barrier, 1-3/4" | Flextend Skin Barrier, 1-3/4". | new-image-flextend-skin-barrier-1-3-4-2e6.jpg
SKU: HOLS14603 | Hollister New Image Flextend Extended Wear Skin Barrier with Tape, 1 3/4" | Confidence assured with the Floating Flange; provides utmost security with the patented locking system that audibly "clicks" into place. Protects the skin over extended wearing time from irritating discharge. Flextend skin barrier is the barrier of choice for urostomies and ileostomies. Eliminates pressure on tender post operative abdomens with the exclusive Floating Flange. Color Code Red. Flange 2 1/4" . Cut-to-Fit 1 3/4". | new-image-flextend-extended-wear-skin-barrier-with-tape-1-3-4-99a.jpg
SKU: HOLS14604 | Hollister New Image Flextend Extended Wear Skin Barrier with Tape, Blue, 2 1/4" | Confidence assured with the Floating Flange; provides utmost security with the patented locking system that audibly "clicks" into place. Protects the skin over extended wearing time from irritating discharge. Flextend skin barrier is the barrier of choice for urostomies and ileostomies. Eliminates pressure on tender post operative abdomens with the exclusive Floating Flange. Color Code Blue. Flange 2 3/4". Cut-to-Fit 2 1/4". | new-image-flextend-extended-wear-skin-barrier-with-tape-blue-2-1-4-2e6.jpg
SKU: HOLS14606 | Hollister Flat Skin Barrier with Floating Flange | Flat Skin Barrier with Floating Flange. | flat-skin-barrier-with-floating-flange-085.jpg
SKU: HOLS14703 | Hollister New Image Flextend Barrier with Tape, Pre Size 7/8" | New Image Flextend Barrier with Tape, Pre Size 7/8". | new-image-flextend-barrier-with-tape-pre-size-7-8-758.jpg
SKU: HOLS14704 | Hollister New Image Pre-sized Flextend Skin Barrier, Floating Flange, With Tape, 1" | Flextend skin barrier is the barrier of choice for urostomies and ileostomies. Not only does it protect the skin over extended wearing time from irritating discharge, it also eliminates pressure on tender post-operative abdomens with the exclusive Floating Flange. Users can be confident the floating flange is providing the utmost security since its patented locking system audibly "clicks" into place. | new-image-pre-sized-flextend-skin-barrier-floating-flange-with-tape-1-d9a.jpg
SKU: HOLS14802 | Hollister New Image Flextend Convex Skin Barrier with Floating Flange and Tape, Green, 1" | Flextend skin barrier is the barrier of choice for urostomies and ileostomies. Its built-in convexity means added security and skin protection for recessed, retracted and flush stomas. Eliminates pressure on tender post operative abdomens with the exclusive Floating Flange. Cut-to-fit openings make these barriers easily customizable for uniquely shaped stomas. Skin is protected from irritating discharge over extended wearing time. | new-image-flextend-convex-skin-barrier-with-floating-flange-and-tape-green-1-208.jpg
SKU: HOLS14803 | Hollister New Image Flextend Convex Skin Barrier with Floating Flange and Tape, Red, 1 1/2" | Flextend skin barrier is the barrier of choice for urostomies and ileostomies. Its built-in convexity means added security and skin protection for recessed, retracted and flush stomas. Eliminates pressure on tender post operative abdomens with the exclusive Floating Flange. Cut-to-fit openings make these barriers easily customizable for uniquely shaped stomas. Skin is protected from irritating discharge over extended wearing time. | new-image-flextend-convex-skin-barrier-with-floating-flange-and-tape-red-1-1-2-524.jpg
SKU: HOLS14804 | Hollister New Image Flextend Convex Skin Barrier with Floating Flange and Tape, Blue | Flextend skin barrier is the barrier of choice for urostomies and ileostomies. Its built-in convexity means added security and skin protection for recessed, retracted and flush stomas. Eliminates pressure on tender post operative abdomens with the exclusive Floating Flange. Cut-to-fit openings make these barriers easily customizable for uniquely shaped stomas. Skin is protected from irritating discharge over extended wearing time. | new-image-flextend-convex-skin-barrier-with-floating-flange-and-tape-blue-c6c.jpg
SKU: HOLS14904 | Hollister New Image Pre-sized Flextend Convex Skin Barrier with Floating Flange and Tape, Green | Flextend skin barrier is the barrier of choice for urostomies and ileostomies. Its built-in convexity means added security and skin protection for recessed, retracted and flush stomas. Eliminates pressure on tender post operative abdomens with the exclusive Floating Flange. Pre-cut openings make changing the barrier fast and easy. Skin is protected from irritating discharge over extended wearing time. | new-image-pre-sized-flextend-convex-skin-barrier-with-floating-flange-and-tape-green-6a0.jpg
SKU: HOLS14905 | Hollister New Image Pre-sized Flextend Convex Skin Barrier with Floating Flange and Tape, Red | Flextend skin barrier is the barrier of choice for urostomies and ileostomies. Its built-in convexity means added security and skin protection for recessed, retracted and flush stomas. Eliminates pressure on tender post operative abdomens with the exclusive Floating Flange. Pre-cut openings make changing the barrier fast and easy. Skin is protected from irritating discharge over extended wearing time. | new-image-pre-sized-flextend-convex-skin-barrier-with-floating-flange-and-tape-red-573.jpg
SKU: HOLS3804 | Hollister CenterPointLock Drainable Pouch, Letter Match (K), Transparent, 2 3/4" (70 mm) Flange | Unique CenterPointLock feature prevents unintentional pouch / skin barrier separation, providing security. Four-layer construction of the rustle-free odor barrier film and highest quality materials make these pouches very discreet. Choose transparent or white. Flange 70 mm. | centerpointlock-drainable-pouch-letter-match-k-transparent-2-3-4-70-mm-flange-91e.jpg
SKU: HOLS8484 | Hollister Premier Urostomy with Convexflextend Barrier, 1" | Premier Urostomy with Convexflextend Barrier, 1". | premier-urostomy-with-convexflextend-barrier-1--050.jpg
SKU: HOLS3184 | Hollister Stoma Cap With Microporous Adhesive, 2" | Security and confidence assured with porous tape; integral deodorizing/venting filter. Confidence and Security is achieved by absorbent pad; Absorbent pad protects the stoma and is non adherent. Convenient and lightweight. | stoma-cap-with-microporous-adhesive-2-c83.jpg
SKU: HOLS3704 | Hollister Centerpointlock Two Piece System Skin Barrier with Flange, 2-3/4" | Barrier features Hollihesive, the most gentle skin barrier available from hollister that is ideal for individuals with sensitive skin or limited dexterity. Eliminates pressure on tender post-operative abdomens with the exclusive Floating Flange. Confidence and Security are assured with the unique CenterPointLock feature that prevents unintentional pouch - skin barrier separation. Cut-to-fit opening for uniquely shaped stomas for a customized fit. Flange 2 3/4". Cut-to-Fit 2". | centerpointlock-two-piece-system-skin-barrier-with-flange-2-3-4-5ca.jpg
SKU: HOLS8631 | Hollister Premier Drainable Pouch with Flat Skin Barrier, Cut-to-Fit Up to 2 1/2" | Features non-convex Flextend extended wear skin barrier for long wear and superior skin protection. Choose between pre-cut or cut-to-fit openings for an ideal fit on individual stomas. Comfort is assured with a body side Comfort-Wear panel and porous cloth tape that allows skin to breathe, while the transparent, odor-barrier rustle-free pouch ensures discretion. Pouch clamp closure included. 12" length. | premier-drainable-pouch-with-flat-skin-barrier-cut-to-fit-up-to-2-1-2-735.jpg
SKU: HOLS8511 | Hollister Drainable Pouches with Convex Barriers, Transparent, 12", Barrier Opening 7/8" | Built-in convexity means added security and skin protection for recessed, retracted and flush stomas...pre-cut openings.Easy to Close -- Simply roll it three times in the same direction, press from the middle out and feel the seal. Simple for all drainable pouch users including those with vision and dexterity problems. Easy to Empty -- Lightly pinch the sides of the leak-proof outlet for easy control of content flow. Firm reinforcing strips shut as soon as you stop pinching. Simple to control the content flow from the pouch.Easy to Clean -- Simply clean the inside of the pouch tail by wiping it with a damp tissue. | drainable-pouches-with-convex-barriers-transparent-12-barrier-opening-7-8-66e.jpg
SKU: HOLS15904 | Hollister Convex Skin Barriers with Integrated Floating Flanges, Flange Size 1-3/4", Barrier Opening 1" | Flextend (extended wear) Skin Barrier, Without Tape Border | convex-skin-barriers-with-integrated-floating-flanges-flange-size-1-3-4-barrier-opening-1-136.jpg
SKU: HOLS3703 | Hollister Flat Skin Barriers with Floating Flanges, Flange Size 2-1/4", Barrier Opening up to 1-1/2", Letter Match (J) | HolliHesive (standard wear) Skin Barrier, Flat, Tape Border. | flat-skin-barriers-with-floating-flanges-flange-size-2-1-4-barrier-opening-up-to-1-1-2-letter-match-j-ef5.jpg
SKU: HOLS86211 | Hollister Drainable Pouches with Convex Barriers, Barrier Opening up to 2", 12" | Drainable Pouch, Flextend (extended wear) Skin Barrier, With Tape Border, Without Integrated Filter, Clamp Closure, Odor-Barrier Rustle-Free Film, With Belt Tabs, With ComfortWear Panel â€” Body Side Only. | drainable-pouches-with-convex-barriers-barrier-opening-up-to-2-12-c7c.jpg
SKU: HOLS8613 | Hollister Drainable Pouches with Convex Barriers, Barrier Opening 1-1/8", 12" | Drainable Pouch, Flextend (extended wear) Skin Barrier, With Tape Border, Without Integrated Filter, Clamp Closure, Odor-Barrier Rustle-Free Film, With Belt Tabs, With ComfortWear Panel â€” Body Side Only. | drainable-pouches-with-convex-barriers-barrier-opening-1-1-8-12-509.jpg
SKU: HOLS8612 | Hollister Drainable Pouches with Convex Barriers, Barrier Opening 1", 12" | Drainable Pouch, Flextend (extended wear) Skin Barrier, With Tape Border, Without Integrated Filter, Clamp Closure, Odor-Barrier Rustle-Free Film, With Belt Tabs, With ComfortWear Panel â€” Body Side Only. | drainable-pouches-with-convex-barriers-barrier-opening-1-12-41a.jpg
SKU: HOLS15604 | Hollister Color Matching System, Flange Size 2-3/4", Barrier Opening up to 2-1/4" | Flextend (extended wear) Skin Barrier, Without Tape Border. | color-matching-system-flange-size-2-3-4-barrier-opening-up-to-2-1-4-986.jpg
SKU: CNVT21712 | ConvaTec Stomahesive Skin Barrier, 4" x 4", Non-Sterile | A multipurpose skin barrier designed to help protect peristomal skin and assist in the management of difficult stomas. | stomahesive-skin-barrier-4-x-4-non-sterile-1b3.jpg
SKU: CNVT37444 | ConvaTec AllKare Protective Barrier Wipe | Non-water soluble formula for skin protection. Provides a barrier film layer on the skin under tapes, skin barriers / wafers, adhesives, and hydrocolloid dressings to help protect against irritation, excoriation and adhesive build-up. | allkare-protective-barrier-wipe-bb9.jpg
SKU: GNAR600002 | Genairex Premier Drainable Pouch with Softflex Flat Skin Barrier, 64 mm, Ultra-Clear | Standard wear SoftFlex Skin barrier without tape border. SoftFlex is a thin and highly flexible hydrocolloid skin barrier that provides gentle adherence to skin. Odor-barrier, rustle-free pouch provides discretion. Ultraclear Pouch Film allows easy visualization of the stoma through the pouch film while maintaining superior odor control. Body side panel is soft, nonwoven ComfortWear panel. | premier-drainable-pouch-with-softflex-flat-skin-barrier-64-mm-ultra-clear-faf.jpg
SKU: HOLS3724 | Hollister CenterPointLock FlexWear Standard Wear Skin Barrier with Porous Paper Tape, (K) | Protects skin from corrosive drainage with the standard wear, FlexWear skin barrier. Eliminates pressure on tender, post-operative abdomens with the exclusive Floating Flange. Confidence and security are assured with the unique CenterPointLock feature that prevents unintentional pouch - skin barrier separation. Flange 2 3/4". Cut-to-Fit 2 1/4". | centerpointlock-flexwear-standard-wear-skin-barrier-with-porous-paper-tape-k--520.jpg
SKU: HOLS8722 | Hollister CenterPointLock Flextend Extended Wear Skin Barrier and Porous Cloth Tape, (I) | Features Flextend skin barrier with ElastaFlex, ideal for urostomies and ileostomies because it protects the skin over extended wearing time from irritating discharge. Floating Flange eliminates pressure on sensitive post-operative abdomens. CenterPointLock feature prevents accidental pouch - skin barrier separation. Comfortable porous tape allows skin to breathe. Flange 1 3/4". Cut-to-Fit Up to 1 1/4". | centerpointlock-flextend-extended-wear-skin-barrier-and-porous-cloth-tape-i-6d3.jpg
SKU: HOLS14104 | Hollister New Image FormaFlex Shape-to-Fit Skin Barrier, Blue, 2 3/4" (70mm) | New Image FormaFlex Shape-to-Fit Skin Barrier is an extended wear skin barrier with tape. This convenient, versatile skin barrier is simple to shape and reshape by hand for a customized fit around various stoma sizes. 5/8" starter hole. Barrier Opening: Up to 2 1/4" (57mm) | new-image-formaflex-shape-to-fit-skin-barrier-blue-2-3-4-70mm-e9a.jpg
SKU: HOLS8610 | Hollister Premier Drainable Pouch with Convex Skin Barrier | Features convex Flextend extended wear skin barrier for long wear, ideal for people with retracted and flush stomas. Choose between pre-cut or cut-to-fit openings for an ideal fit on individual stomas. Comfort is assured with a body side Comfort-Wear panel and porous cloth tape that allows skin to breathe, while the transparent, odor-barrier rustle-free pouch ensures discretion. Pouch clamp closure included. | premier-drainable-pouch-with-convex-skin-barrier-06e.jpg
SKU: HOLS14903 | Hollister New Image Pre-sized Flextend Convex Skin Barrier with Floating Flange and Tape, Green, 7/8" | Flextend skin barrier is the barrier of choice for urostomies and ileostomies. Its built-in convexity means added security and skin protection for recessed, retracted and flush stomas. Eliminates pressure on tender post operative abdomens with the exclusive Floating Flange. Pre-cut openings make changing the barrier fast and easy. Skin is protected from irritating discharge over extended wearing time. | new-image-pre-sized-flextend-convex-skin-barrier-with-floating-flange-and-tape-green-7-8-6b4.jpg
SKU: HOLS14906 | Hollister New Image Pre-sized Flextend Convex Skin Barrier with Floating Flange and Tape, Red, 1-1/4" | Flextend skin barrier is the barrier of choice for urostomies and ileostomies. Its built-in convexity means added security and skin protection for recessed, retracted and flush stomas. Eliminates pressure on tender post operative abdomens with the exclusive Floating Flange. Pre-cut openings make changing the barrier fast and easy. Skin is protected from irritating discharge over extended wearing time | new-image-pre-sized-flextend-convex-skin-barrier-with-floating-flange-and-tape-red-1-1-4-9c7.jpg
SKU: HOLS15802 | Hollister New Image Flextend Extended Wear Convex Skin Barrier without Tape, Green | The built-in convexity of the New Image Cut-to-Fit Convex Flextend Skin Barrier provides added security and skin protection for recessed, retracted and flush stomas. It features cut-to-fit openings, assuring the user of a perfect fit every time. Its Floating Flange eliminates pressure on tender, post-operative abdomens. And, it provides superior skin protection for an extended wear time. Finally, Flextend skin barrier with tapered edges eliminates the need for tape. | new-image-flextend-extended-wear-convex-skin-barrier-without-tape-green-850.jpg
SKU: HOLS7805 | Hollister Adapt Skin Barrier Accessories, Outer Diameter 2" | Sting-free alternative to paste., Can be stretched and molded to create custom shapes, Can be cut, bent, and stacked together to improve the fit of the skin barrier, For individuals with sensitive skin or limited dexterity, Prolongs skin barrier wear time when used under a pouch or 2-piece skin barrier. | adapt-skin-barrier-accessories-outer-diameter-2-731.jpg
SKU: CNVT400598 | ConvaTec Activelife One-Piece Drainable Pouch With Durahesive Skin Barrier, Transparent, Cut-to-Fit: 3/4" - 2 1/2" | ConvaTec ActiveLife One Piece Drainable Pouch with Durahesive Plus Skin Barrier. A 12 inch pouch with an easy to manage system. Durahesive Plus barrier with tape collar provides extra skin protection. One-sided comfort panel is designed to be odor-proof and quiet to maintain discretion. Cut to fit. Transparent. | activelife-one-piece-drainable-pouch-with-durahesive-skin-barrier-transparent-cut-to-fit-3-4-2-1-2-ed4.jpg
SKU: CNVT401575 | ConvaTec Sur-Fit Natura Stomahesive Skin Barrier With Flange, Green, 4" x 4", Flange: 1 3/4" | The plastic coupling ring allows the pouch and skin barrier to snap together for audible security. Stomahesive skin barriers are ideal for people whose stoma output is semi-formed to formed. This reliable skin barrier provides a unique formula that enables the skin barrier to adhere to both dry and moist skin. It is gentle on skin yet holds firmly. Cut-to-fit. | sur-fit-natura-stomahesive-skin-barrier-with-flange-green-4-x-4-flange-1-3-4-f38.jpg
SKU: CNVT411805 | ConvaTec Sur-Fit Natura Moldable Stomahesive Skin Barrier, Red, Large:1 1/4" - 1 3/4", Flange: 2 1/4" | Stomahesive skin barriers are designed for people whose stoma output is mostly liquid with a special formula that enables the skin barrier to adhere to both dry and moist skin. It holds firmly in place with an outer protective coating that holds even when showering, bathing, and swimming. Mouldable allows for improved skin protection over traditional barriers and provides ease of use and versatility. It requires no cutting or measuring, which makes it easy to learn how to use. | sur-fit-natura-moldable-stomahesive-skin-barrier-red-large1-1-4-1-3-4-flange-2-1-4-25c.jpg
SKU: CNVT125264 | ConvaTec Sur-Fit Natura Stomahesive Flexible Skin Barrier, Tan, 4" x 4", Flange: 1 3/4" | The SUR-FIT Natura ostomy system is a comprehensive product line with our latest skin barrier technologies. The plastic coupling ring allows the pouch and skin barrier to snap together for audible security. Stomahesive skin barriers are ideal for people whose stoma output is semi-formed to formed. This reliable skin barrier provides a unique formula that enables the skin barrier to adhere to both dry and moist skin. It is gentle on skin yet holds firmly. Cut-to-fit. Color Code: Green | sur-fit-natura-stomahesive-flexible-skin-barrier-tan-4-x-4-flange-1-3-4-697.jpg
SKU: CNVT125265 | ConvaTec Sur Fit Natura Stomahesive Flexible Skin Barrier Tan 5" x 5" Flange: 2 1/4" | The SUR-FIT Natura ostomy system is a comprehensive product line with our latest skin barrier technologies. | sur-fit-natura-stomahesive-flexible-skin-barrier-tan-5-x-5-flange-2-1-4-a3d.jpg
SKU: CNVT125266 | ConvaTec Sur-Fit Natura Stomahesive Flexible Skin Barrier, Tan, 5" x 5", Flange: 2 3/4" | The Sur-Fit Natura Ostomy System Is A Comprehensive Product Line With Our Latest Skin Barrier Technologies. The Plastic Coupling Ring Allows The Pouch And Skin Barrier To Snap Together For Audible Security. Stomahesive Skin Barriers Are Ideal For People Whose Stoma Output Is Semi-Formed To Formed. This Reliable Skin Barrier Provides A Unique Formula That Enables The Skin Barrier To Adhere To Both Dry And Moist Skin. It Is Gentle On Skin Yet Holds Firmly. Cut-To-Fit. Color Code: Blue | sur-fit-natura-stomahesive-flexible-skin-barrier-tan-5-x-5-flange-2-3-4-a39.jpg
SKU: CNVT125259 | ConvaTec Sur-Fit Natura Stomahesive Flexible Skin Barrier, White, 4" x 4", Flange: 1 3/4" | The SUR-FIT Natura ostomy system is a comprehensive product line with our latest skin barrier technologies. The plastic coupling ring allows the pouch and skin barrier to snap together for audible security. Stomahesive skin barriers are ideal for people whose stoma output is semi-formed to formed. This reliable skin barrier provides a unique formula that enables the skin barrier to adhere to both dry and moist skin. It is gentle on skin yet holds firmly. Cut-to-fit.Color Code: Green, Flange: 1 3/4". | sur-fit-natura-stomahesive-flexible-skin-barrier-white-4-x-4-flange-1-3-4-ee2.jpg
SKU: CNVT125273 | ConvaTec Sur-Fit Natura Stomahesive Flexible Skin Barrier, Green, 4" x 4", Flange: 1 3/4", Pre-Cut: 1 1/4" | Soft adhesive tan collar for maximum comfort. Low-profile flange. Superior skin protection. Flange: 1 3/4", Pre-Cut: 1 1/4". | sur-fit-natura-stomahesive-flexible-skin-barrier-green-4-x-4-flange-1-3-4-pre-cut-1-1-4-438.jpg
SKU: CNVT125271 | ConvaTec Sur-Fit Natura Stomahesive Flexible Skin Barrier, Green, 4" x 4", Flange: 1 3/4", Pre-Cut: 1" | Soft adhesive tan collar for maximum comfort. Low-profile flange. Superior skin protection. Flange: 1 3/4", Pre-Cut: 1". | sur-fit-natura-stomahesive-flexible-skin-barrier-green-4-x-4-flange-1-3-4-pre-cut-1-222.jpg
SKU: CNVT411802 | ConvaTec Sur-Fit Natura Moldable Technology Durahesive Skin Barrier, Medium: 7/8" - 1 1/4", White | Durahesive skin barriers are designed for people whose stoma output is mostly liquid. Unlike other skin barriers that can break down around liquid output, Durahesive skin barriers swell up or "Turtleneck" to better protect the stoma and peristomal skin. Moldable allows for improved skin protection over traditional barriers and provides ease of use and versatility. It requires no cutting or measuring, which makes it easy to learn how to use. Color Code Green. Flange 1 3/4" (45 mm). | sur-fit-natura-moldable-technology-durahesive-skin-barrier-medium-7-8-1-1-4-white-ad5.jpg
SKU: CNVT411804 | ConvaTec Sur-Fit Natura Moldable Technology Durahesive Skin Barrier, Large, 1 1/4" - 1 3/4", White | Durahesive skin barriers are designed for people whose stoma output is mostly liquid. Unlike other skin barriers that can break down around liquid output, Durahesive skin barriers swell up or "Turtleneck" to better protect the stoma and peristomal skin. Moldable allows for improved skin protection over traditional barriers and provides ease of use and versatility. It requires no cutting or measuring, which makes it easy to learn how to use. Color Code Red.Flange 57 mm. | sur-fit-natura-moldable-technology-durahesive-skin-barrier-large-1-1-4-1-3-4-white-a3e.jpg
SKU: CNVT413166 | ConvaTec Sur-Fit Natura Durahesive Flexible Skin Barrier With Flange, Tan, 4" x 4" | The SUR-FIT Natura ostomy system is a comprehensive product line with our latest skin barrier technologies. The plastic coupling ring allows the pouch and skin barrier to snap together for audible security. Durahesive skin barriers are designed for people whose stoma output is mostly liquid. Unlike other skin barriers that can breakdown around liquid output, Durahesive skin barriers swell up or "Turtleneck" to further protect the stoma and peristomal skin. Colour Code: Green. Flange 1 3/4" (45 mm). | sur-fit-natura-durahesive-flexible-skin-barrier-with-flange-tan-4-x-4-088.jpg
SKU: CNVT413161 | ConvaTec Sur-Fit Natura Durahesive Flexible Skin Barrier With Flange, White, 4" x 4" | The SUR-FIT Natura ostomy system is a comprehensive product line with our latest skin barrier technologies. The plastic coupling ring allows the pouch and skin barrier to snap together for audible security. Durahesive skin barriers are designed for people whose stoma output is mostly liquid. Unlike other skin barriers that can breakdown around liquid output, Durahesive skin barriers swell up or "Turtleneck" to further protect the stoma and peristomal skin.Color Code Green. Flange 1 3/4" (45 mm). | sur-fit-natura-durahesive-flexible-skin-barrier-with-flange-white-4-x-4-1a0.jpg
SKU: CNVT413166 | ConvaTec Sur-Fit Natura Durahesive Flexible Skin Barrier With Flange, Tan, 4" x 4" | The SUR-FIT Natura ostomy system is a comprehensive product line with our latest skin barrier technologies. The plastic coupling ring allows the pouch and skin barrier to snap together for audible security. Durahesive skin barriers are designed for people whose stoma output is mostly liquid. Unlike other skin barriers that can breakdown around liquid output, Durahesive skin barriers swell up or "Turtleneck" to further protect the stoma and peristomal skin. Colour Code: Green. Flange 1 3/4" (45 mm). | sur-fit-natura-durahesive-flexible-skin-barrier-with-flange-tan-4-x-4-088.jpg
SKU: CNVT413155 | ConvaTec Sur-Fit Natura Durahesive Skin Barrier With Flange, 4" x 4" | The SUR-FIT Natura ostomy system is a comprehensive product line with our latest skin barrier technologies. The plastic coupling ring allows the pouch and skin barrier to snap together for audible security. Durahesive skin barriers are designed for people whose stoma output is mostly liquid. Unlike other skin barriers that can breakdown around liquid output, Durahesive skin barriers swell up or "Turtleneck" to further protect the stoma and peristomal skin. Color Code Green. Flange 1 3/4" (45 mm). | sur-fit-natura-durahesive-skin-barrier-with-flange-4-x-4-5aa.jpg
SKU: CNVT409269 | ConvaTec Esteem synergy Durahesive Moldable Convex Skin Barrier, 1/2" - 1 7/8" | Mold-to-fit barrier shapes itself to match each stoma opening without cutting. Provides deep convexity. White, flexible tape collar. Color Code Green. | esteem-synergy-durahesive-moldable-convex-skin-barrier-1-2-1-7-8-524.jpg
SKU: CNVT413181 | ConvaTec Sur-Fit Natura Durahesive Skin Barrier with Convex-It | Precut skin barrier with tape collar. Provides long wear time, skin protection and convexity. Flange 1 3/4". Pre-Cut 1". | sur-fit-natura-durahesive-skin-barrier-with-convex-it-e3e.jpg
SKU: CNVT413181 | ConvaTec Sur-Fit Natura Durahesive Skin Barrier with Convex-It | Precut skin barrier with tape collar. Provides long wear time, skin protection and convexity. Flange 1 3/4". Pre-Cut 1". | sur-fit-natura-durahesive-skin-barrier-with-convex-it-e3e.jpg
SKU: CNVT413181 | ConvaTec Sur-Fit Natura Durahesive Skin Barrier with Convex-It | Precut skin barrier with tape collar. Provides long wear time, skin protection and convexity. Flange 1 3/4". Pre-Cut 1". | sur-fit-natura-durahesive-skin-barrier-with-convex-it-e3e.jpg
SKU: CNVT404593 | ConvaTec SUR-FIT Natura Durahesive Moldable Convex Skin Barrier with Flange, White, Medium, 22 - 33 mm | Durahesive skin barriers are designed for people whose stoma output is mostly liquid. Unlike other skin barriers that can break down around liquid output, Durahesive skin barriers swell up or "Turtleneck" to better protect the stoma and peristomal skin. Moldable allows for improved skin protection over traditional barriers and provides ease of use and versatility. It requires no cutting or measuring, which makes it easy to learn how to use. Convex is good for people with a retracted or flush stoma. Color Code Green. Flange 45 mm. | sur-fit-natura-durahesive-moldable-convex-skin-barrier-with-flange-white-medium-22-33-mm-1fc.jpg
SKU: CNVT404594 | ConvaTec SUR-FIT Natura Durahesive Moldable Convex Skin Barrier with Flange, White, Large, 33 - 45 mm | Durahesive skin barriers are designed for people whose stoma output is mostly liquid. Unlike other skin barriers that can break down around liquid output, Durahesive skin barriers swell up or "Turtleneck" to better protect the stoma and peristomal skin. Moldable allows for improved skin protection over traditional barriers and provides ease of use and versatility. It requires no cutting or measuring, which makes it easy to learn how to use. Convex is good for people with a retracted or flush stoma. Color Code Red. Flange 57 mm. | sur-fit-natura-durahesive-moldable-convex-skin-barrier-with-flange-white-large-33-45-mm-d6a.jpg
SKU: CNVT183910 | ConvaTec Stomahesive Paste 2 oz Tube | Hyrocolloid-based protective skin barrier. Use as a filler in uneven skin surfaces to help increase ostomy system wear-time and protect skin. | stomahesive-paste-2-oz-tube-391.jpg
SKU: 3M3346A | 3M Health Care Cavilon No-sting Barrier Film, 28 ml Spray Bottle | Fast-drying, non-sticky, alcohol-free liquid barrier film forms a breathable, transparent coating on the skin. Wipes soaked with versatile proprietarty formula help prevent and treat skin damage with simple application. Protects damaged or intact skin from body fluids, adhesive trauma, friction, and incontinence. The film is hypoallergenic, non-cytotoxic and will not sting even when applied to damaged or denuded skin, nor does it interfere with wound healing. Clinically proven to provide up to 72 hours of protection from incontinence. | cavilon-no-sting-barrier-film-28-ml-spray-bottle-fc2.jpg
SKU: RLMZA40075 | ReliaMed Skin-Prep Protective Barrier Wipes 1.25" x 3" | ReliaMed skin-prep protective barrier wipes. Protects skin from dressing tape and damage caused by frequent removal of wafers and other adhesives. Nonirritating to intact skin; latex-free. Thick, soft, 1.25" x 3" pad. | skin-prep-protective-barrier-wipes-125-x-3-50f.jpg
SKU: RLMZROS22 | ReliaMed Ostomy Barrier Seals, 2" Diameter, Non-Sterile | Hydrocolloid, doughnut-shaped seal that can be stretched to fit a variety of stoma sizes. Molds easily without warming to fill in body crevices and irregularities. Forms a gel that helps prevent skin damage by sealing the area between the skin and Ostomy appliance. Matches the skin's natural pH level. Alcohol-free. Made in the USA. Non-Sterile, 2" x 2". | ostomy-barrier-seals-2-diameter-non-sterile-ff8.jpg
SKU: SMNS59420600 | Smith & Nephew No-Sting Skin Prep, Wipes | Forms protective film to prepare skin for tapes and adhesives. Nonalcohol formula minimizes stinging or irritation. Great for sensitive stoma areas. Thick formula for patient comfort during application; only one coat needed. Easy to use, even on awkward areas. Moves naturally with patientâ€™s skin; wonâ€™t crack or peel. Removes easily; leaves behind no sticky residue. | no-sting-skin-prep-wipes-559.jpg
SKU: URC6380 | UroCare Fitz All Leg Strap Kit with Button | Now, at last, there is an easier way to keep things in their place. Find out how easy it can be to attach a vinyl disposable leg bag with the new Fitz-All urinary leg bag support strap. | fitz-all-leg-strap-kit-with-button-f73.jpg
SKU: COLP614 | Coloplast Self-Cath Tapered Tip Coude, Sterile, 16", 14 Fr | Latex-free intermittent catheter features a tapered coudÃ© tip for difficult-to-navigate urethral passages. Available unique Guide Stripeindicator assures proper placement of the angled coude tip by allowing the user to monitor the catheterization process. Eyelets are positioned on either side of the catheter for greater comfort and ease of insertion. | self-cath-tapered-tip-coude-sterile-16-14-fr-6d8.jpg
SKU: COLP812 | Coloplast Long Funnel End Oliv Coude Tip, 16", 12 Fr | Latex-free intermittent catheter features an olive coudÃ© tip for difficult-to-navigate urethral passages.Unique Guide Stripeindicator assures proper placement of the angled olive coudÃ© tip by allowing the user to monitor the catheterization process. Eyelets are positioned on either side of the catheter for greater comfort and ease of insertion. Available in a wide range of French sizes in both male and female lengths. Color Code White. | long-funnel-end-oliv-coude-tip-16-12-fr-ec5.jpg
SKU: COLP814 | Coloplast Self Cath Coude Olv Tip Guide, 16", 14 Fr | Latex-free intermittent catheter features an olive coudÃ© tip for difficult-to-navigate urethral passages.Unique Guide Stripe indicator assures proper placement of the angled olive coudÃ© tip by allowing the user to monitor the catheterization process. Eyelets are positioned on either side of the catheter for greater comfort and ease of insertion. Available in a wide range of French sizes in both male and female lengths. Color Code Green. | self-cath-coude-olv-tip-guide-16-14-fr-d7f.jpg
SKU: COLP816 | Coloplast Self Cath Coude Olv Tip Guide, 16 Fr, 16" | Latex-free intermittent catheter features an olive coudÃ© tip for difficult-to-navigate urethral passages.Unique Guide Stripe indicator assures proper placement of the angled olive coudÃ© tip by allowing the user to monitor the catheterization process. Eyelets are positioned on either side of the catheter for greater comfort and ease of insertion. Available in a wide range of French sizes in both male and female lengths. | self-cath-coude-olv-tip-guide-16-fr-16-a93.jpg
SKU: CNVT1253-54 | ConvaTec Pre-Cut Drainable With Durahesive Barrier, 25mm | Pre-Cut Drainable With Durahesive Barrier, 25mm. | pre-cut-drainable-with-durahesive-barrier-25mm-62b.jpg
SKU: CNVT1757-77 | ConvaTec Active Life Convex One-Piece Drainable Pouch With Durahesive, 3/4" | Active Life Convex One-Piece Drainable Pouch With Durahesive, 3/4". | active-life-convex-one-piece-drainable-pouch-with-durahesive-3-4-71c.jpg
SKU: CNVT1757-81 | ConvaTec Active Life Convex One-Piece Drainable Pouch With Durahesive, 1-1/4" | Active Life Convex One-Piece Drainable Pouch With Durahesive, 1-1/4". | active-life-convex-one-piece-drainable-pouch-with-durahesive-1-1-4-f1e.jpg
SKU: CNVT1757-93 | ConvaTec Active Life Convex One-Piece Urostomy Pouch With Durahesive, 7/8" | Active Life Convex One-Piece Urostomy Pouch With Durahesive, 7/8" | active-life-convex-one-piece-urostomy-pouch-with-durahesive-7-8-59b.jpg
SKU: CNVT1757-95 | ConvaTec Active Life Convex One-Piece Urostomy Pouch With Durahesive, 1-1/8" | Active Life Convex One-Piece Urostomy Pouch With Durahesive, 1-1/8". | active-life-convex-one-piece-urostomy-pouch-with-durahesive-1-1-8-0c9.jpg
SKU: CNVT4005-98 | ConvaTec Active Life One-Piece Drainable Custom Pouch With Durahesive | Active Life One-Piece Drainable Custom Pouch With Durahesive. | active-life-one-piece-drainable-custom-pouch-with-durahesive-f07.jpg
SKU: CNVT4015-02 | ConvaTec Sur-Fit Natura Drainable Pouch, 12" Opaque | Sur-Fit Natura Drainable Pouch, 12" Opaque. | sur-fit-natura-drainable-pouch-12-opaque-f54.jpg
SKU: CNVT4015-03 | ConvaTec Sur-Fit Natura Drainable Pouch, 12" Opaque 2 1/4" | Sur-Fit Natura Drainable Pouch, 12" Opaque 2 1/4". | sur-fit-natura-drainable-pouch-12-opaque-2-1-4-a34.jpg
SKU: CNVT4015-04 | ConvaTec Sur-Fit Natura Drainable Pouch, 12" Opaque 2 3/4" | Sur-Fit Natura Drainable Pouch, 12" Opaque 2 3/4". | sur-fit-natura-drainable-pouch-12-opaque-2-3-4-7d9.jpg
SKU: CNVT4015-07 | ConvaTec Sur-Fit Natura Drainable Pouch, 10" Opaque 1 3/4" | Sur-Fit Natura Drainable Pouch, 10" Opaque 1 3/4". | sur-fit-natura-drainable-pouch-10-opaque-1-3-4-3f9.jpg
SKU: CNVT4015-12 | ConvaTec Sur-Fit Natura Drainable Pouch, 12" Transparent 1 3/4" | Sur-Fit Natura Drainable Pouch, 12" Transparent 1 3/4". | sur-fit-natura-drainable-pouch-12-transparent-1-3-4-205.jpg
SKU: CNVT4015-13 | ConvaTec Sur-Fit Natura Drainable Pouch, 12" Transparent 2 1/4" | Sur-Fit Natura Drainable Pouch, 12" Transparent 2 1/4". | sur-fit-natura-drainable-pouch-12-transparent-2-1-4-4fe.jpg
SKU: CNVT4015-22 | ConvaTec Sur-Fit Natura Closed-End Pouch Opaque, 1 3/4" | Sur-Fit Natura Closed-End Pouch Opaque, 1 3/4". | sur-fit-natura-closed-end-pouch-opaque-1-3-4-d1e.jpg
SKU: CNVT4015-23 | ConvaTec Sur-Fit Natura Closed End Pouch Opaque, 2 1/4" | Sur-Fit Natura Closed End Pouch Opaque, 2 1/4" | sur-fit-natura-closed-end-pouch-opaque-2-1-4-80f.jpg
SKU: CNVT4015-26 | ConvaTec Sur-Fit Natura Closed End Pouch With Filter Opaque, 1 3/4" | Sur-Fit Natura Closed End Pouch With Filter Opaque, 1 3/4". | sur-fit-natura-closed-end-pouch-with-filter-opaque-1-3-4-2bc.jpg
SKU: CNVT4015-27 | ConvaTec Sur-Fit Natura Closed End Pouch With Filter Opaque, 2 1/4" | Sur-Fit Natura Closed End Pouch With Filter Opaque, 2 1/4". | sur-fit-natura-closed-end-pouch-with-filter-opaque-2-1-4-df2.jpg
SKU: CNVT4019-34 | ConvaTec Sur-Fit Natura Drainable Pouch With Back Comfort Panel, Opaque, 1 3/4" | Sur-Fit Natura Drainable Pouch With Back Comfort Panel, Opaque, 1 3/4". | sur-fit-natura-drainable-pouch-with-back-comfort-panel-opaque-1-3-4-97c.jpg
SKU: CNVT4092-69 | ConvaTec Dura Whit Flex Collar, 7/8" - 1 1/4" Stoma, Medium | Dura Whit Flex Collar, 7/8" - 1 1/4" Stoma, Medium. | dura-whit-flex-collar-7-8-1-1-4-stoma-medium-881.jpg
SKU: CNVT4112-65 | ConvaTec Natura Drainable Pouch with Filter, 45ml, 1 3/4" | Natura Drainable Pouch with Filter, 45ml, 1 3/4". | natura-drainable-pouch-with-filter-45ml-1-3-4-1b8.jpg
SKU: CNVT4112-90 | ConvaTec Sur-Fit Drainable Pouch, Opaque, 1 3/4" Flange | Sur-Fit Drainable Pouch, Opaque, 1 3/4" Flange. | sur-fit-drainable-pouch-opaque-1-3-4-flange-7d8.jpg
SKU: CNVT4113-10 | ConvaTec Sur-Fit Natura Drainable Pouch, 1 3/4" | Sur-Fit Natura Drainable Pouch, 1 3/4". | sur-fit-natura-drainable-pouch-1-3-4-60f.jpg
SKU: CNVT4113-60 | ConvaTec Sur-Fit Natura Pouch Drainable with InviisiClose Tail, 1-3/4" | Sur-Fit Natura Pouch Drainable with InviisiClose Tail, 1-3/4". | sur-fit-natura-pouch-drainable-with-inviisiclose-tail-1-3-4-8df.jpg
SKU: CNVT4114-91 | ConvaTec SUR-FIT Natura Drainable Pouch with 2 Panel and Filter | SUR-FIT Natura Drainable Pouch with 2 Panel and Filter. | sur-fit-natura-drainable-pouch-with-2-panel-and-filter-dd2.jpg
SKU: CNVT4131-67 | ConvaTec Sur-Fit Natura Durahesive Flexible, Tan, Wafer: 5" X 5", Flange: 2 1/4" | Sur-Fit Natura Durahesive Flexible, Tan, Wafer: 5" X 5", Flange: 2 1/4". | sur-fit-natura-durahesive-flexible-tan-wafer-5-x-5-flange-2-1-4-f2e.jpg
SKU: CNVT4131-70 | ConvaTec Sur-Fit Natura Closed End Pchopaque With 2 Side Comfortable Panel, 1 1/2" | Sur-Fit Natura Closed End Pchopaque With 2 Side Comfortable Panel, 1 1/2". | sur-fit-natura-closed-end-pchopaque-with-2-side-comfortable-panel-1-1-2-781.jpg
SKU: CNVT4131-74 | ConvaTec Sur-Fit Natura Cl End Pch Fiopaque With 2 Side Comfortable Panel, 1 3/4" | Sur-Fit Natura Cl End Pch Fiopaque With 2 Side Comfortable Panel, 1 3/4". | sur-fit-natura-cl-end-pch-fiopaque-with-2-side-comfortable-panel-1-3-4-b34.jpg
SKU: CNVT4131-77 | ConvaTec SUR-FIT Natura Durahesive Skin Barrier with CONVEX-IT, 1/2" | SUR-FIT Natura Durahesive Skin Barrier with CONVEX-IT, 1/2". | sur-fit-natura-durahesive-skin-barrier-with-convex-it-1-2-215.jpg
SKU: CNVT4131-79 | ConvaTec Sur-Fit Natura Durahesive Pre-Cut Wafer with Convex-It, Flange 1 3/4" Stoma 3/4" | Sur-Fit Natura Durahesive Pre-Cut Wafer with Convex-It, Flange 1Â¾" Stoma Â¾" | sur-fit-natura-durahesive-pre-cut-wafer-with-convex-it-flange-1-3-4-stoma-3-4-edd.jpg
SKU: CNVT4131-80 | ConvaTec Sur-Fit Natura Durahesive Pre-Cut Wafer with Convex-It, Flange 1 3/4" Stoma 7/8" | Sur-Fit Natura Durahesive Pre-Cut Wafer with Convex-It, Flange 1Â¾" Stoma 7/8". | sur-fit-natura-durahesive-pre-cut-wafer-with-convex-it-flange-1-3-4-stoma-7-8-3c9.jpg
SKU: CNVT4131-81 | ConvaTec Sur-Fit Natura Durahesive Pre-Cut Wafer with Convex-It, Flange 1 3/4" Stoma 1" | Sur-Fit Natura Durahesive Pre-Cut Wafer with Convex-It, Flange 1Â¾" Stoma 1". | sur-fit-natura-durahesive-pre-cut-wafer-with-convex-it-flange-1-3-4-stoma-1-79c.jpg
SKU: CNVT4131-82 | ConvaTec Sur-Fit Natura Durahesive Pre-Cut Wafer with Convex-It, Flange 1 3/4" Stoma 11/8" | Sur-Fit Natura Durahesive Pre-Cut Wafer with Convex-It, Flange 1Â¾" Stoma 11/8". | sur-fit-natura-durahesive-pre-cut-wafer-with-convex-it-flange-1-3-4-stoma-11-8-475.jpg
SKU: CNVT4131-83 | ConvaTec Sur-Fit Natura Durahesive Pre-Cut Wafer with Convex-It, Flange 1 3/4" Stoma 1 1/4" | Sur-Fit Natura Durahesive Pre-Cut Wafer with Convex-It, Flange 1Â¾" Stoma 1Â¼". | sur-fit-natura-durahesive-pre-cut-wafer-with-convex-it-flange-1-3-4-stoma-1-1-4-80f.jpg
SKU: CNVT4131-84 | ConvaTec Sur-Fit Natura Durahesive Pre-Cut Wafer with Convex-It, Flange 1 3/4" Stoma 13/8" | Sur-Fit Natura Durahesive Pre-Cut Wafer with Convex-It, Flange 1Â¾" Stoma 13/8". | sur-fit-natura-durahesive-pre-cut-wafer-with-convex-it-flange-1-3-4-stoma-13-8-262.jpg
SKU: CNVT4133-12 | ConvaTec Sur-Fit Natura Drainable Pouch With Invisiclose, 1 3/4" | Sur-Fit Natura Drainable Pouch With Invisiclose, 1 3/4". | sur-fit-natura-drainable-pouch-with-invisiclose-1-3-4-4a4.jpg
SKU: CNVT8390-01 | ConvaTec Eakin Cohesive Seals, Large, 4", 98mm | Eakin Cohesive Seals, Large, 4", 98mm. | eakin-cohesive-seals-large-4-98mm-348.jpg
SKU: HOLS3229 | Hollister 1 3/4" Drainable Pouch, 12", Barrier Opening 1-3/8" | Drainable Pouch, Karaya 5 (standard wear) , Skin Barrierâ€”Convex, Tape Border, Without Integrated Filter, Pouch Clamp Closure, Odor-Barrier Film, Belt Tabs, Without, ComfortWear Panels. | 1-3-4-drainable-pouch-12-barrier-opening-1-3-8-6ba.png
SKU: COLP450A | Coloplast Self-Cath Straight Tipped in Curved Packaging, 16", 14 Fr, Male, Green | Single use catheter designed for intermittent self-catheterization specially packaged in curved packaging. Manufactured with high quality standards of medical-grade, latex-free PVC material. Fire polished eyelets and siliconized surface allow smooth insertion and reduce the risk of urethral trauma. 16" long catheter is individually packaged sterile in curved packaging. | self-cath-straight-tipped-in-curved-packaging-16-14-fr-male-green-515.jpg
SKU: HOLS7300 | Hollister Adjustable Ostomy Belts, Medium, 23" - 43" | Attaches securely to an ostomy pouch to hold the pouch firmly in place. Belt attaches easily to the pouch belt adapter. High quality elastic material is washable; 1 1/8" wide belt is soft and comfortable and prevents rolling. Each belt is continuously adjustable and fits all sizes. | adjustable-ostomy-belts-medium-23-43-c3f.jpg
SKU: COLP808 | Coloplast Self-Cath Olive Tip Coude With Guide Stripe, Sterile, Male, 16", 8 Fr | Latex-free intermittent catheter features an olive coudÃ© tip for difficult-to-navigate urethral passages.Unique Guide StripeÂ® indicator assures proper placement of the angled olive coudÃ© tip by allowing the user to monitor the catheterization process. Eyelets are positioned on either side of the catheter for greater comfort and ease of insertion. Available in a wide range of French sizes in both male and female lengths. Color Code Blue. | self-cath-olive-tip-coude-with-guide-stripe-sterile-male-16-8-fr-196.jpg
SKU: COLP612 | Coloplast Self-Cath Tiemann Tapered Tip Coude with Guide Stripe, White, 12 Fr | Latex-free intermittent catheter features a tapered coudÃ© tip for difficult-to-navigate urethral passages. Available unique Guide Stripeindicator assures proper placement of the angled coudÃ© tip by allowing the user to monitor the catheterization process. Eyelets are positioned on either side of the catheter for greater comfort and ease of insertion. | self-cath-tiemann-tapered-tip-coude-with-guide-stripe-white-12-fr-1db.jpg
SKU: COLP818 | Coloplast Self-Cath Olive Tip Coud With Guide Stripe, Pink, 18 Fr | Latex-free intermittent catheter features an olive coudÃ© tip for difficult-to-navigate urethral passages.Unique Guide Stripeindicator assures proper placement of the angled olive coudÃ© tip by allowing the user to monitor the catheterization process. Eyelets are positioned on either side of the catheter for greater comfort and ease of insertion. Available in a wide range of French sizes in both male and female lengths. | self-cath-olive-tip-coud-with-guide-stripe-pink-18-fr-f63.jpg
SKU: CNVT839002 | ConvaTec Eakin Cohesive Seal, Small, 2" diameter and 1/6" thick | Moldable, pectin-based rings allow stomas and fistulas of all shapes and sizes to be protected. No cutting needed. Absorbs moisture, acts as a physical and waterproof barrier. Compatible with most ostomy devices. Replaces many types of rings and pastes. | eakin-cohesive-seal-small-2-diameter-and-1-6-thick-f2f.jpg
SKU: CVN6176LL | Covidien Dover Urine Drainage Bag Add A Foley Tray | Dover Urine Drainage Bag Add A Foley Tray Luer-Lock Sampling Anti-Reflux Device. | dover-urine-drainage-bag-add-a-foley-tray-b73.jpg
SKU: CVN76010 | Covidien Dover Universal Catheterization Tray 10 cc PVP Swab | Features items necessary for successful catheterization, and complies with aseptic technique. Nitrile gloves are latex-free; lubricant and pre-filled syringe are sterile. Choose catheter separately for a customized kit. Tray Includes: 1 Fenestrated Towel, 1 Waterproof Drape, Sterile Lubricant, Cuffed Nitrile Gloves, Pre-Filled Syringe. | dover-universal-catheterization-tray-10-cc-pvp-swab-27b.jpg
SKU: MKS31481900 | McKesson Enteral Irrigation System Medi-Pakâ„¢ 60 mL | Enteral Irrigation System Medi-Pakâ„¢ 60 mL. | enteral-irrigation-system-medi-paktrade-60-ml-44a.jpg
SKU: CRFU5251 | CareFusion Modudose Unit Dose Saline, 3 ml | 0.9% sodium chloride for inhalation. Easy open twist and pull packet. Contains no preservatives. | modudose-unit-dose-saline-3-ml-d11.jpg
SKU: MDIM30296 | Medimark Unit Dose Irrigation Solutions, 100 cc | Use sterile water and sterile saline for irrigation or suctioning. 0.9% Sterile Saline in 100 cc Plastic Jar. | unit-dose-irrigation-solutions-100-cc-fcf.jpg
SKU: MDIM30296 | Medimark Unit Dose Irrigation Solutions, 100 cc | Use sterile water and sterile saline for irrigation or suctioning. 0.9% Sterile Saline in 100 cc Plastic Jar. | unit-dose-irrigation-solutions-100-cc-fcf.jpg
SKU: ADC891M-10 | ADC Male Metal Luer Connector | Connectors permit quick connection of various inflation systems or components. | male-metal-luer-connector-e4e.jpg
SKU: GF3936 14 | Graham Field Silicone Tubing - 1/8" I.D., 1/4" O.D., 1/16" Wall | Silicone tubing - 1/8" i.d., Â¼" o.d., 1/16" wall | silicone-tubing-1-8-id-1-4-od-1-16-wall-8e6.jpg
SKU: GF3938 38 | Graham Field Silicone Tubing - 1/4" I.D., 3/8" O.D., 1/16" Wall | Silicone tubing - Â¼" i.d., 3/8" o.d., 1/16" wall | silicone-tubing-1-4-id-3-8-od-1-16-wall-047.jpg
SKU: GF3943 | Graham Field Tygon Tubing, Hospital/Surgical Formulation S-50-HL - 1/4" I.D. | Tygon tubing, hospital/surgical formulation s-50-hl - Â¼" i.d. | tygon-tubing-hospital-surgical-formulation-s-50-hl-1-4-id-62a.jpg
SKU: GF3953 1/2 | Graham Field Penrose Draining Tubing - 1/2" Diameter, 18" Length | Penrose draining tubing - Â½" diameter, 18" length | penrose-draining-tubing-1-2-diameter-18-length-acd.jpg
SKU: GF3953 1/4 | Graham Field Penrose Draining Tubing - 1/4" Diameter, 18" Length | Penrose draining tubing - Â¼" diameter, 18" length | penrose-draining-tubing-1-4-diameter-18-length-4db.jpg
SKU: GF3953 3/4 | Graham Field Penrose Draining Tubing - 3/4" Diameter, 18" Length | Penrose draining tubing - Â¾" diameter, 18" length | penrose-draining-tubing-3-4-diameter-18-length-466.jpg
SKU: CNVT8390-02 | ConvaTec Eakin Cohesive Seals, Small, 2", 48mm | Eakin Cohesive Seals, Small, 2", 48mm | eakin-cohesive-seals-small-2-48mm-f16.jpg
SKU: HUD1800404 | Hudson RCI Softflex Tube with Rigid Connector | Same tube as Item Code 1800402 but with rigid 15-mm ID patient connector. | softflex-tube-with-rigid-connector-7e7.jpg
SKU: HUD1420 | Hudson RCI Tubing Connector | Couples oxygen supply tubing using 5- to 7-mm end connectors. | tubing-connector-588.jpg
SKU: HUD2555 | Hudson RCI Nipple And Nut Adaptor | Hose adaptor for standard DISS oxygen outlets | nipple-and-nut-adaptor-f0e.jpg
SKU: ADDT2219 | Addto Catheter / Syringe Adapter | Sterile, disposable connector for attaching syringe to tubing locks on syringe quickly and positively with standard or LuerLok fitting. Adapts syringe to all flexible tubing with lumina from 3 mm (1/8") through 8 mm (5/16"), including standard 7 mm (9/32"). May be used in general catheterization techniques, irrigation, and aspiration; injection of medicines, anesthetics, or contrast media; any application where attachment of syringe to tubing is desired. Tapered inner diameter for standard metal, glass tip, and disposable syringes. Latex-free. Sterile. Packaged individually. Dimensions: 38 mm (11/32") length overall Tapered O.D. from 3 mm to 9.5 mm (1/8") to (3/8") , With positive-gripping ridges; Lumen 2.35 mm (3/32") minimum. | catheter-syringe-adapter-b2d.jpg
SKU: RLMZRLB18ET | ReliaMed Extension Tubing with Connector, Sterile, Latex-Free 18" | Extension Tubing with Connector, Sterile, Latex-Free. | extension-tubing-with-connector-sterile-latex-free-18-31d.jpg
SKU: RLMZR614ST | ReliaMed Suction Connection Tubing Sterile 6"L X 1/4" | ReliaMed Suction Connection Tubing. Available in various lengths and diameters. Include two female connectors and one straight male connector. Sterile 6' long x 1/4" diameter. | suction-connection-tubing-sterile-6l-x-1-4-1a1.jpg
SKU: RLMZROT7 | ReliaMed 7' Oxygen Tubing with Two Standard Connectors, Non-Sterile | ReliaMed 7' Oxygen Tubing. Crush resistant star lumen tubing with soft connectors for easy fastening. Non-Sterile. | 7-oxygen-tubing-with-two-standard-connectors-non-sterile-44d.jpg
SKU: MKS60011900 | McKesson Irrigation Bulb Syringe Medi-Pak 60 mL Disposable Sterile | Irrigation Bulb Syringe Medi-Pak 60 mL Disposable Sterile. | irrigation-bulb-syringe-medi-pak-60-ml-disposable-sterile-ae8.jpg
SKU: CNVT1839-10 | ConvaTec Stomahesive Paste, 2 oz | Stomahesive Paste, 2 oz. | stomahesive-paste-2-oz-971.jpg
SKU: HOLS79300 | Hollister ADAPT Paste, 2 oz Tube | Ostomy pouch seal paste caulks and fills in skin crevices and contours near the stoma to create a flatter, smoother surface. Prevents ostomy drainage from getting under the pouch seal and causing irritation to the skin or stoma, while extending the life of the skin barrier. Low-alcohol formula minimizes stinging to healthy tissue. Comes off when pouch is removed. Soft, easy-to-squeeze tube is ideal for people with limited dexterity. Distinctive red cap is easy to see. | adapt-paste-2-oz-tube-a5f.jpg
SKU: CNVT25510 | ConvaTec Stomahesive Protective Powder, 1 oz | Prevents leakage under skin barrier to extend wear time. | stomahesive-protective-powder-1-oz-0e8.jpg
SKU: HOLS7910 | Hollister Karaya Paste, 4.5 oz Tube | Skin is protected from stomal discharge by Karaya, a natural hydrocolloid offering unique chemical properties. Convenient to use; fills in depressions and evens out skin contours under a skin barrier. Prolongs both skin barrier and stoma seal wear time. | karaya-paste-45-oz-tube-597.jpg
SKU: HOLS8460 | Hollister Premier Urostomy Pouch, Cut-to-Fit -1/2" - 2 1/2" | Features Flextend Extended Wear Skin Barrier That Protects The Skin Over Extended Wearing Time From Irritating Discharge, Ideal For Urostomies And Ileostomies. Also Features Internal Non-Reflux Valves And A Drain Valve That Allows Regulation Of Flow Rate, Providing Security, Confidence, And Ease Of Use. | premier-urostomy-pouch-cut-to-fit-1-2-2-1-2-b47.jpg
SKU: HOLS8611 | Hollister Drainable Pouches with Convex Barriers, Barrier Opening 7/8", 12" | Drainable Pouch, Flextend (extended wear) Skin Barrier, With Tape Border, Without Integrated Filter, Clamp Closure, Odor-Barrier Rustle-Free Film, With Belt Tabs, With ComfortWear Panel â€” Body Side Only. | drainable-pouches-with-convex-barriers-barrier-opening-7-8-12-ae8.jpg
SKU: HOLS85211 | Hollister Drainable Pouches with Convex Barriers, Transparent, Barrier Opening up to 2", 12" | Drainable Pouchm, Flextend (extended wear) Skin Barrier, With Tape Border, Without Integrated Filter, Lock 'n Roll Closure, Odor-Barrier Rustle-Free Film, With Belt Tabs, With ComfortWear Panels, Transparent â€” Body Side Only. | drainable-pouches-with-convex-barriers-transparent-barrier-opening-up-to-2-12-539.jpg
SKU: CNVT401502 | ConvaTec SUR-FIT Natura Two-Piece Drainable Pouch, Opaque | 12" Pouch with 2-sided comfort panel. Includes 2 tail closures. Opaque. Color Code Green. Flange 1 3/4". | sur-fit-natura-two-piece-drainable-pouch-opaque-161.jpg
SKU: CNVT411361 | ConvaTec SUR-FIT Natura Drainable Pouch with Filter, 2 1/4", Red | 12" Pouch with InvisiClose Clipless Closure, with filter, 1-sided comfort panel. Transparent. | sur-fit-natura-drainable-pouch-with-filter-2-1-4-red-30e.jpg
SKU: CNVT411360 | ConvaTec SUR-FIT Natura Drainable Pouch with Filter, Green, 1 3/4" | 12" Pouch with InvisiClose Clipless Closure, with filter, 1-sided comfort panel. Transparent. | sur-fit-natura-drainable-pouch-with-filter-green-1-3-4-73e.jpg
SKU: KCC0112-22 | Kimberly-Clark MIC Gastrostomy Feeding Tubes 22FR | Medical Grade Silicone Construction. | mic-gastrostomy-feeding-tubes-22fr-aa9.jpg
SKU: CVN461412 | Covidien Kangaroo Polyurethane Feeding Tube Radiopaque Line Safe Enteral Connections 5 Fr/Ch (1.7 mm) x 20" (51 cm) | The feeding port is incompatible with luer lock or I.V. connections, reducing the risk of accidental connection or infusion. Available with safe enteral connections to address the 2006 JCAHO Tubing Misconnections Sentinel Alert. | kangaroo-polyurethane-feeding-tube-radiopaque-line-safe-enteral-connections-5-fr-ch-17-mm-x-20-51-cm-840.jpg
SKU: BBN313005 | B Braun Medical UniSpike Connector Distal Flexible Connector | Irrigation Set, UniSpikeâ„¢ Connector, 0.188" ID Tubing, Drip Chamber, Roller Clamp, Distal Connector, 4Â½" Distal Connector, 79"L Latex Free (LF), For Use with PICâ„¢ Plastic Irrigation Containers. | unispike-connector-distal-flexible-connector-424.jpg
SKU: CVN8890700811 | Covidien Sovereign Sterile Feeding Tube and Urethral Catheters | Sterile feeding tubes and urethral catheters | sovereign-sterile-feeding-tube-and-urethral-catheters-9ff.jpg
SKU: DRVCON550 | Drive Medical Ridged Tubing Extension Connector | Ridge tubing extension connector, | ridged-tubing-extension-connector-90e.jpg
SKU: BBN456501 | B Braun Medical High Flow Four way Stopcock with ULTRAPORT Stopcock Stopcock Priming volume: 0.5 mL Sideport priming volume: 0.15 mL | B. Braun offers a full range of stopcocks to assist you in controlling fluid flow through IV delivery systems. High-flow options are available in multiple configurations to meet all your IV therapy needs. All options are lipid resistant with a transparent housing for clear view of the fluid path. | high-flow-four-way-stopcock-with-ultraport-stopcock-stopcock-priming-volume-05-ml-sideport-priming-volume-015-ml-3bd.jpg
SKU: SAMPA8072 | Sammons Preston Outrigger Line Connectors | A professional, time-efficient way to attach finger loops or slings to outrigger line, eliminating the need to tie knots. | outrigger-line-connectors-e36.jpg
SKU: CVN8888261008 | Covidien Feeding Tube, 5FR x 36"L PVC, 50/cs | Thermosensitive material with Slide-Tex finish. Colored x-ray opaque SENTINEL LINE. Two eyes. Funnel connector. Attached cap. Sterile. | feeding-tube-5fr-x-36l-pvc-50-cs-4bb.jpg
SKU: CVN8888260406 | Covidien Feeding Tube, 8FR x 42"L PVC, 50/cs | Thermosensitive material with Slide-Tex finish. Colored x-ray opaque SENTINEL LINE. Two eyes. Funnel connector. Attached cap. Sterile. | feeding-tube-8fr-x-42l-pvc-50-cs-e43.jpg
SKU: CVN8888260711 | Covidien Feeding Tube, 6.5FR x 16"L PVC, 50/cs | Thermosensitive material with Slide-Tex finish. Colored x-ray opaque SENTINEL LINE. Two eyes. Funnel connector. Attached cap. Sterile. | feeding-tube-65fr-x-16l-pvc-50-cs-032.jpg
SKU: KCC0121-12G | Halyard Accessories: Extension Set Secur-Lok 12" Right Angle Connector 2 Port "Y" & Clamp - Each | HALYARD MICÂ® GASTROSTOMY FEEDING TUBES | accessories-extension-set-secur-lok-12-right-angle-connector-2-port-y-amp-clamp-each-776.jpg
SKU: KCC0121-24G | Halyard Accessories: Extension Set Secur-Lok 24" Right Angle Connector 2 Port "Y" & Clamp - Each | HALYARD MICÂ® GASTROSTOMY FEEDING TUBES | accessories-extension-set-secur-lok-24-right-angle-connector-2-port-y-amp-clamp-each-776.jpg
SKU: KCC0123-12G | Halyard Bolus Extension Set with Catheter Tip Secur-Lok Straight Connector & Clamp - Each | HALYARD MICÂ® BOLUS EXTENSION SET | bolus-extension-set-with-catheter-tip-secur-lok-straight-connector-amp-clamp-each-ae3.jpg
SKU: CVN8884711246E | Covidien Nasogastric Feeding Tube 7G 12FR x 43"L No Stylet DEPH-Free ENFit Connection | Dual port enteral connector engineered to reduce risk of tubing misconnection. | nasogastric-feeding-tube-7g-12fr-x-43l-no-stylet-deph-free-enfit-connection-d3a.jpg
SKU: CVN8884710842E | Covidien Nasogastric Feeding Tube 7G 8FR x 43"L No Stylet DEPH-Free ENFit Connection | Dual port enteral connector engineered to reduce risk of tubing misconnection. | nasogastric-feeding-tube-7g-8fr-x-43l-no-stylet-deph-free-enfit-connection-a4f.jpg
SKU: CVN8884710859E | Covidien Nasogastric Feeding Tube 7G 8FR x 43"L Stylet DEPH-Free ENFit Connection | Dual port enteral connector engineered to reduce risk of tubing misconnection. Purple color to denote enteral feeding. Weighted feeding tubes with and without flow-through stylets. Radiopaque polyurethane material with CM markings. MRI conditional once stylet is removed. | nasogastric-feeding-tube-7g-8fr-x-43l-stylet-deph-free-enfit-connection-09b.jpg
SKU: CVN8884710826E | Covidien Nasogastric Feeding Tube 7G 8 FR x 55"L Stylet DEPH Free ENFit Connection | Dual port enteral connector engineered to reduce risk of tubing misconnection. Purple color to denote enteral feeding. Weighted feeding tubes with and without flow-through stylets. Radiopaque polyurethane material with CM markings. MRI conditional once stylet is removed. | nasogastric-feeding-tube-7g-8-fr-x-55l-stylet-deph-free-enfit-connection-337.jpg
SKU: CVN8884711006E | Covidien Nasogastric Feeding Tube 7G 10FR x 43"L Stylet DEPH-Free ENFit Connection | Dual port enteral connector engineered to reduce risk of tubing misconnection. | nasogastric-feeding-tube-7g-10fr-x-43l-stylet-deph-free-enfit-connection-eeb.jpg
SKU: CVN8884711253E | Covidien Nasogastric Feeding Tube 7G 12FR x 43"L Stylet DEPH-Free ENFit Connection | Dual port enteral connector engineered to reduce risk of tubing misconnection. Purple color to denote enteral feeding. Weighted feeding tubes with and without flow-through stylets. Radiopaque polyurethane material with CM markings. MRI conditional once stylet is removed. | nasogastric-feeding-tube-7g-12fr-x-43l-stylet-deph-free-enfit-connection-3e9.jpg
SKU: CVN8884710867E | Covidien Nasogastric Feeding Tube 5G 8FR x 43"L Stylet DEPH-Free ENFit Connection | Dual port enteral connector engineered to reduce risk of tubing misconnection. Purple color to denote enteral feeding. Weighted feeding tubes with and without flow-through stylets. Radiopaque polyurethane material with CM markings. MRI conditional once stylet is removed. | nasogastric-feeding-tube-5g-8fr-x-43l-stylet-deph-free-enfit-connection-ce7.jpg
SKU: CAH718450- | Cardinal Health Balloon SLG 18FR x 4.5cm | Enteral connector engineered to reduce risk of tubing misconnections. Purple color denotes enteral feeding. 100% silicone material. Durable balloon construction. Raised feet design. ClipStarâ„¢ enteral security clip. Large range of sizes available. DEPH-Free. NutriPort Kit Contents: Skin level gastrostomy device, step-up shim, bolus feeding set, continuous feeding set with ClipStarâ„¢ enteral security clip, 60cc irrigation syringe, 12cc syringe and gauze pads. | balloon-slg-18fr-x-45cm-457.jpg
SKU: CAH718300- | Cardinal Health Balloon SLG 18FR x 3.0cm | Enteral connector engineered to reduce risk of tubing misconnections. Purple color denotes enteral feeding. 100% silicone material. Durable balloon construction. Raised feet design. ClipStarâ„¢ enteral security clip. Large range of sizes available. DEPH-Free. NutriPort Kit Contents: Skin level gastrostomy device, step-up shim, bolus feeding set, continuous feeding set with ClipStarâ„¢ enteral security clip, 60cc irrigation syringe, 12cc syringe and gauze pads. | balloon-slg-18fr-x-30cm-5ab.jpg
SKU: CAH718350- | Cardinal Health Balloon SLG 18FR x 3.5cm | Enteral connector engineered to reduce risk of tubing misconnections. Purple color denotes enteral feeding. 100% silicone material. Durable balloon construction. Raised feet design. ClipStarâ„¢ enteral security clip. Large range of sizes available. DEPH-Free. NutriPort Kit Contents: Skin level gastrostomy device, step-up shim, bolus feeding set, continuous feeding set with ClipStarâ„¢ enteral security clip, 60cc irrigation syringe, 12cc syringe and gauze pads. | balloon-slg-18fr-x-35cm-27d.jpg
SKU: CAH718250- | Cardinal Health Balloon SLG 18FR x 2.5cm | Enteral connector engineered to reduce risk of tubing misconnections. Purple color denotes enteral feeding. 100% silicone material. Durable balloon construction. Raised feet design. ClipStarâ„¢ enteral security clip. Large range of sizes available. DEPH-Free. NutriPort Kit Contents: Skin level gastrostomy device, step-up shim, bolus feeding set, continuous feeding set with ClipStarâ„¢ enteral security clip, 60cc irrigation syringe, 12cc syringe and gauze pads. | balloon-slg-18fr-x-25cm-a44.jpg
SKU: CAH718150- | Cardinal Health Balloon SLG 18FR x 1.5cm | Enteral connector engineered to reduce risk of tubing misconnections. Purple color denotes enteral feeding. 100% silicone material. Durable balloon construction. Raised feet design. ClipStarâ„¢ enteral security clip. Large range of sizes available. DEPH-Free. NutriPort Kit Contents: Skin level gastrostomy device, step-up shim, bolus feeding set, continuous feeding set with ClipStarâ„¢ enteral security clip, 60cc irrigation syringe, 12cc syringe and gauze pads. | balloon-slg-18fr-x-15cm-bf2.jpg
SKU: CVN8884720189 | Covidien Kangaroo Gastrostomy Feeding Tube with Y-Ports 20 ml | The feeding port is incompatible with luer lock or IV connections, reducing the risk of accidental connection or infusion. Available with safe enteral connections to address the 2006 JCAHO Tubing Misconnections Sentinel Event alert. The Kangaroo gastrostomy tube is constructed of a durable silicone that allows for optimal performance and longevity. The replaceable Y-port allows you to change the port rather than the entire tube. | kangaroo-gastrostomy-feeding-tube-with-y-ports-20-ml-6b2.jpg
SKU: CVN8884720189 | Covidien Kangaroo Gastrostomy Feeding Tube with Y-Ports 20 ml | The feeding port is incompatible with luer lock or IV connections, reducing the risk of accidental connection or infusion. Available with safe enteral connections to address the 2006 JCAHO Tubing Misconnections Sentinel Event alert. The Kangaroo gastrostomy tube is constructed of a durable silicone that allows for optimal performance and longevity. The replaceable Y-port allows you to change the port rather than the entire tube. | kangaroo-gastrostomy-feeding-tube-with-y-ports-20-ml-6b2.jpg
SKU: CVN8884720189 | Covidien Kangaroo Gastrostomy Feeding Tube with Y-Ports 20 ml | The feeding port is incompatible with luer lock or IV connections, reducing the risk of accidental connection or infusion. Available with safe enteral connections to address the 2006 JCAHO Tubing Misconnections Sentinel Event alert. The Kangaroo gastrostomy tube is constructed of a durable silicone that allows for optimal performance and longevity. The replaceable Y-port allows you to change the port rather than the entire tube. | kangaroo-gastrostomy-feeding-tube-with-y-ports-20-ml-6b2.jpg
SKU: KCC0120-16-2.5 | Kimberly-Clark MIC-KEY Low Profile Gastrostomy Feeding Tube 16Fr 2.5cm Stoma Length | Kit Includes: 1-MIC-KEY Low-Profile Feeding Tube, 1-MIC-KEY Extension Set with SECUR-LOK Right Angle Connector and 2 Port "Y" and Clamp - 12in. Length, 1-MIC-KEY Bolus Extension Set with Cath Tip, SECUR-LOK Straight Connector and Clamp - 12in. Length, 1-6ml Syringe, 1-35ml Catheter Tip Syringe, 4-Gauze Pads. | mic-key-low-profile-gastrostomy-feeding-tube-16fr-25cm-stoma-length-aa8.jpg
SKU: KCC0120-16-3.0 | Kimberly-Clark MIC-KEY Low Profile Gastrostomy Feeding Tube 16 Fr 3.0cm Stoma Length | Kit Includes: 1-MIC-KEY Low-Profile Feeding Tube, 1-MIC-KEY Extension Set with SECUR-LOK Right Angle Connector and 2 Port "Y" and Clamp - 12in. Length, 1-MIC-KEY Bolus Extension Set with Cath Tip, SECUR-LOK Straight Connector and Clamp - 12in. Length, 1-6ml Syringe, 1-35ml Catheter Tip Syringe, 4-Gauze Pads. | mic-key-low-profile-gastrostomy-feeding-tube-16-fr-30cm-stoma-length-194.jpg
SKU: CVN8884715122 | Covidien Kangaroo Gastrostomy Feeding Tube with Y-Ports 5 ml | The feeding port is incompatible with luer lock or IV connections, reducing the risk of accidental connection or infusion. Available with safe enteral connections to address the 2006 JCAHO Tubing Misconnections Sentinel Event alert. The Kangaroo gastrostomy tube is constructed of a durable silicone that allows for optimal performance and longevity. The replaceable Y-port allows you to change the port rather than the entire tube. | kangaroo-gastrostomy-feeding-tube-with-y-ports-5-ml-74f.jpg
SKU: CVN8884715122 | Covidien Kangaroo Gastrostomy Feeding Tube with Y-Ports 5 ml | The feeding port is incompatible with luer lock or IV connections, reducing the risk of accidental connection or infusion. Available with safe enteral connections to address the 2006 JCAHO Tubing Misconnections Sentinel Event alert. The Kangaroo gastrostomy tube is constructed of a durable silicone that allows for optimal performance and longevity. The replaceable Y-port allows you to change the port rather than the entire tube. | kangaroo-gastrostomy-feeding-tube-with-y-ports-5-ml-74f.jpg
SKU: CVN8884720189 | Covidien Kangaroo Gastrostomy Feeding Tube with Y-Ports 20 ml | The feeding port is incompatible with luer lock or IV connections, reducing the risk of accidental connection or infusion. Available with safe enteral connections to address the 2006 JCAHO Tubing Misconnections Sentinel Event alert. The Kangaroo gastrostomy tube is constructed of a durable silicone that allows for optimal performance and longevity. The replaceable Y-port allows you to change the port rather than the entire tube. | kangaroo-gastrostomy-feeding-tube-with-y-ports-20-ml-6b2.jpg
SKU: CVN8884720189 | Covidien Kangaroo Gastrostomy Feeding Tube with Y-Ports 20 ml | The feeding port is incompatible with luer lock or IV connections, reducing the risk of accidental connection or infusion. Available with safe enteral connections to address the 2006 JCAHO Tubing Misconnections Sentinel Event alert. The Kangaroo gastrostomy tube is constructed of a durable silicone that allows for optimal performance and longevity. The replaceable Y-port allows you to change the port rather than the entire tube. | kangaroo-gastrostomy-feeding-tube-with-y-ports-20-ml-6b2.jpg
SKU: KCC0120-14-3.0 | Kimberly-Clark MIC-KEY Low Profile Gastrostomy Feeding Tube 14Fr 3.0cm Stoma Length | Kit Includes: 1-MIC-KEY Low-Profile Feeding Tube, 1-MIC-KEY Extension Set with SECUR-LOK Right Angle Connector and 2 Port "Y" and Clamp - 12in. Length, 1-MIC-KEY Bolus Extension Set with Cath Tip, SECUR-LOK Straight Connector and Clamp - 12in. Length, 1-6ml Syringe, 1-35ml Catheter Tip Syringe, 4-Gauze Pads. | mic-key-low-profile-gastrostomy-feeding-tube-14fr-30cm-stoma-length-414.jpg
SKU: KCC0120-14-4.0 | Kimberly-Clark MIC-KEY Low Profile Gastrostomy Feeding Tube 14Fr 4.0cm Stoma Length | Kit Includes: 1-MIC-KEY Low-Profile Feeding Tube, 1-MIC-KEY Extension Set with SECUR-LOK Right Angle Connector and 2 Port "Y" and Clamp - 12in. Length, 1-MIC-KEY Bolus Extension Set with Cath Tip, SECUR-LOK Straight Connector and Clamp - 12in. Length, 1-6ml Syringe, 1-35ml Catheter Tip Syringe, 4-Gauze Pads. | mic-key-low-profile-gastrostomy-feeding-tube-14fr-40cm-stoma-length-47d.jpg
SKU: KCC0120-16-4.0 | Kimberly-Clark MIC-KEY Low Profile Gastrostomy Feeding Tube 16Fr 4.0cm Stoma Length | Kit Includes: 1-MIC-KEY Low-Profile Feeding Tube, 1-MIC-KEY Extension Set with SECUR-LOK Right Angle Connector and 2 Port "Y" and Clamp - 12in. Length, 1-MIC-KEY Bolus Extension Set with Cath Tip, SECUR-LOK Straight Connector and Clamp - 12in. Length, 1-6ml Syringe, 1-35ml Catheter Tip Syringe, 4-Gauze Pads. | mic-key-low-profile-gastrostomy-feeding-tube-16fr-40cm-stoma-length-707.jpg
SKU: KCC0120-18-4.0 | Kimberly-Clark MIC-KEY Low Profile Gastrostomy Feeding Tube 18 Fr 4.0cm Stoma Length | Kit Includes: 1-MIC-KEY Low-Profile Feeding Tube, 1-MIC-KEY Extension Set with SECUR-LOK Right Angle Connector and 2 Port "Y" and Clamp - 12in. Length, 1-MIC-KEY Bolus Extension Set with Cath Tip, SECUR-LOK Straight Connector and Clamp - 12in. Length, 1-6ml Syringe, 1-35ml Catheter Tip Syringe, 4-Gauze Pads. | mic-key-low-profile-gastrostomy-feeding-tube-18-fr-40cm-stoma-length-1d3.jpg
SKU: KCC0120-20-4.0 | Kimberly-Clark MIC-KEY Low Profile Gastrostomy Feeding Tube 20Fr 4.0cm Stoma Length | Kit Includes: 1-MIC-KEY Low-Profile Feeding Tube, 1-MIC-KEY Extension Set with SECUR-LOK Right Angle Connector and 2 Port "Y" and Clamp - 12in. Length, 1-MIC-KEY Bolus Extension Set with Cath Tip, SECUR-LOK Straight Connector and Clamp - 12in. Length, 1-6ml Syringe, 1-35ml Catheter Tip Syringe, 4-Gauze Pads. | mic-key-low-profile-gastrostomy-feeding-tube-20fr-40cm-stoma-length-5ea.jpg
SKU: KCC0120-20-4.5 | Kimberly-Clark MIC-KEY Low Profile Gastrostomy Feeding Tube 20Fr 4.5 cm Stoma Length | Kit Includes: 1-MIC-KEY Low-Profile Feeding Tube, 1-MIC-KEY Extension Set with SECUR-LOK Right Angle Connector and 2 Port "Y" and Clamp - 12in. Length, 1-MIC-KEY Bolus Extension Set with Cath Tip, SECUR-LOK Straight Connector and Clamp - 12in. Length, 1-6ml Syringe, 1-35ml Catheter Tip Syringe, 4-Gauze Pads. | mic-key-low-profile-gastrostomy-feeding-tube-20fr-45-cm-stoma-length-94d.jpg
SKU: KCC0120-24-3.0 | Kimberly-Clark MIC-KEY Low Profile Gastrostomy Feeding Tube 24 Fr 3.0cm Stoma Length | Kit Includes: 1-MIC-KEY Low-Profile Feeding Tube, 1-MIC-KEY Extension Set with SECUR-LOK Right Angle Connector and 2 Port "Y" and Clamp - 12in. Length, 1-MIC-KEY Bolus Extension Set with Cath Tip, SECUR-LOK Straight Connector and Clamp - 12in. Length, 1-6ml Syringe, 1-35ml Catheter Tip Syringe, 4-Gauze Pads. | mic-key-low-profile-gastrostomy-feeding-tube-24-fr-30cm-stoma-length-234.jpg
SKU: BD352070 | BD Tube Centrifuge Polypropylene 50mL High-Clarity 16000 RCF Rating Sterile | Approximate dimensions: 30 mm O.D.; 115 mm length.Sterilized by gamma irradiation and non-pyrogenic.Dark blue printed graduations and white writing patch.Polyethylene flat-top screw cap allows one hand manipulation and provides a level writing area.Modified polystyrene offers improved stress resistance. | tube-centrifuge-polypropylene-50ml-high-clarity-16000-rcf-rating-sterile-624.jpg
SKU: CVN8890701017 | Covidien Feeding Tube 10FR x 16" | The feeding port is incompatible with luer lock or IV connections, reducing the risk of accidental connection or infusion. | feeding-tube-10fr-x-16-af6.jpg
SKU: CVN8890701215 | Covidien Feeding Tube 12FR x 16" | The feeding port is incompatible with luer lock or IV connections, reducing the risk of accidental connection or infusion. | feeding-tube-12fr-x-16-ea6.jpg
SKU: CVN8890710810 | Covidien Feeding Tube 8FR x 22" | The feeding port is incompatible with luer lock or IV connections, reducing the risk of accidental connection or infusion. Available with safe enteral connections to address the 2006 JCAHO Tubing Misconnections Sentinel Event alert. | feeding-tube-8fr-x-22--0ba.jpg
SKU: CVN8888266197 | Covidien Salem Sump Anti Reflux Valve | The Covidien Salem Sump Anti Reflux Valve is sesigned with a gastric reflux prevention valve. With the exclusive Pressure Activated Air Buffer feature, (PAAB) the sterile valvet provides clinicians and patients with the highest quality of NG tube care. | salem-sump-anti-reflux-valve-6f9.jpg
SKU: CVN8888260208 | Covidien Feeding Tube 10 FR x 42"L PVC | Thermosensitive material with Slide-Tex finish. | feeding-tube-10-fr-x-42l-pvc--1fd.jpg
SKU: KCC0121-12 | Kimberly-Clark Extension Set with Secur-Lok Right Angle Connector and 2 Port "Y" and Clamp | Extension Set with Secur-Lok | extension-set-with-secur-lok-right-angle-connector-and-2-port-y-and-clamp-b98.jpg
SKU: BLDM0121-12 | Ballard Medical Mickey Extension Set With Secur Lok Right Angle Connector And 2 Port "Y" And Clamp | For use with MIC-KEY Low Profile Gastrostomy Tubes. | mickey-extension-set-with-secur-lok-right-angle-connector-and-2-port-y-and-clamp-2a4.jpg
SKU: CVN155711 | Covidien Argyle Stomach Tube Levin Type 14 Fr | The Argyleâ„¢ Levin type stomach tubes are a single lumen clear PVC nasogastric tube. | argyle-stomach-tube-levin-type-14-fr-fe0.jpg
SKU: CVN8884710826 | Covidien Nasogastric Feeding Tube 7G 8 FR x 55"L Stylet | The original, weighted polyurethane feeding tube designed for nasogastric and naso dueodenal feeding. Large bolus tip facilitates passage and helps maintain placement. The feeding port is incompatible with luer lock or IV connectors, reducing the risk of accidental connection or infusion. Available with safe enteral connections to address the 2006 JCAHO Tubing Misconnections Sentinel Event alert. | nasogastric-feeding-tube-7g-8-fr-x-55quotl-stylet-95a.jpg
SKU: KCC0120-18-1.7 | Kimberly-Clark Low Profile Gastrostomy Feeding Tube, 18 Fr, 1.7 cm Stoma Length | Kit Includes: 1-MIC-KEY* Low-Profile Feeding Tube, 1-MIC-KEY* Extension Set with SECUR-LOK* Right Angle Connector and 2 Port "Y" and Clamp - 12in. Length, 1-MIC-KEY* Bolus Extension Set with Cath Tip, SECUR-LOK* Straight Connector and Clamp - 12in. Length, 1-6ml Syringe, 1-35ml Catheter Tip Syringe, 4-Gauze Pads | low-profile-gastrostomy-feeding-tube-18-fr-17-cm-stoma-length-d92.jpg
SKU: KCC0120-18-2.5 | Kimberly-Clark Low Profile Gastrostomy Feeding Tube, 18 Fr, 2.5 cm Stoma Length | Kit Includes: 1-MIC-KEY* Low-Profile Feeding Tube, 1-MIC-KEY* Extension Set with SECUR-LOK* Right Angle Connector and 2 Port "Y" and Clamp - 12in. Length, 1-MIC-KEY* Bolus Extension Set with Cath Tip, SECUR-LOK* Straight Connector and Clamp - 12in. Length, 1-6ml Syringe, 1-35ml Catheter Tip Syringe, 4-Gauze Pads | low-profile-gastrostomy-feeding-tube-18-fr-25-cm-stoma-length-9e9.jpg
SKU: SCH2.100901 | Schiller Silicone Adapter | Silicone adapter for spirometry sensor. | silicone-adapter-c1d.png
SKU: SCH2.155032 | Schiller SNAP CLIP Adapter for Resting ECG | SCHILLER ECG Adapter Clips for use with electrodes (Part # 2.155031). | snap-clip-adapter-for-resting-ecg-3c2.png
SKU: BLDM0120-12-0.8 | Ballard Medical Gastro Mic Key Kit 12 Fr 0.8Cm | The KIMBERLY-CLARK MIC-KEY Low-Profile Gastrostomy Feeding Tube is unobtrusive and easy to conceal. | gastro-mic-key-kit-12-fr-08cm-deb.jpg
SKU: BLDM0120-12-1.0 | Ballard Medical Gastro Mic-Key Kit 1.0Cm, 12Fr | The Kimberly-Clark Mic-Key Low-Profile Gastrostomy Feeding Tube Is Unobtrusive And Easy To Conceal. Minimal External Surface Area Allows Air Circulation Around The Stoma. Ease Of Care Encourages Patient Involvement And Self-Sufficiency. Range Of 62 Sizes Helps Ensure A Comfortable, Proper Fit To Minimize The Chance Of Gastric Leakage. Proximal Anti-Reflux Valve. Tapered Distal Tip Recessed At 5Ml. Medical Grade Silicone Construction Low Profile Design Tapered Distal Tip Silicone Internal Retention Balloon Recessed Distal Tip Recommended Fill Proximal Anti-Reflux Valve Secur-Lok Extension Set Connector Mechanism Wide Variety Of Extension Sets Available | gastro-mic-key-kit-10cm-12fr--f18.jpg
SKU: BLDM0120-12-1.2 | Ballard Medical MIC-KEY Low Profile Gastrostomy Feeding Tube, 12 Fr, 1.2 cm Stoma Length | Kit Includes: 1-MIC-KEY Low-Profile Feeding Tube, 1-MIC-KEY Extension Set with SECUR-LOK Right Angle Connector and 2 Port "Y" and Clamp - 12in. Length, 1-MIC-KEY Bolus Extension Set with Cath Tip, SECUR-LOK Straight Connector and Clamp - 12in. Length, 1-6ml Syringe, 1-35ml Catheter Tip Syringe, 4-Gauze Pads. Low Profile Design. Silicon Internal Retention Balloon. Proximal Anti-Reflux Valve. SECUR-LOK Extension Set Connector. Tapered Distal Tip. Recessed Distal Tip at Recommended Fill Volume of 3ml. Radiopaque Stripe. | mic-key-low-profile-gastrostomy-feeding-tube-12-fr-12-cm-stoma-length-b8b.jpg
SKU: BLDM0120-12-1.5 | Ballard Medical MIC-KEY Low Profile Gastrostomy Feeding Tube, 12 Fr, 1.5 cm Stoma Length | Kit Includes: 1-MIC-KEY Low-Profile Feeding Tube, 1-MIC-KEY Extension Set with SECUR-LOK Right Angle Connector and 2 Port "Y" and Clamp - 12in. Length, 1-MIC-KEY Bolus Extension Set with Cath Tip, SECUR-LOK Straight Connector and Clamp - 12in. Length, 1-6ml Syringe, 1-35ml Catheter Tip Syringe, 4-Gauze Pads. Low Profile Design. Silicon Internal Retention Balloon. Proximal Anti-Reflux Valve. SECUR-LOK Extension Set Connector. Tapered Distal Tip. Recessed Distal Tip at Recommended Fill Volume of 3ml. Radiopaque Stripe. | mic-key-low-profile-gastrostomy-feeding-tube-12-fr-15-cm-stoma-length-50b.jpg
SKU: BLDM0120-14-0.8 | Ballard Medical MIC-KEY Low Profile Gastrostomy Feeding Tube, 14 Fr, 0.8 cm Stoma Length | Kit Includes: 1-MIC-KEY Low-Profile Feeding Tube, 1-MIC-KEY Extension Set with SECUR-LOK Right Angle Connector and 2 Port "Y" and Clamp - 12in. Length, 1-MIC-KEY Bolus Extension Set with Cath Tip, SECUR-LOK Straight Connector and Clamp - 12in. Length, 1-6ml Syringe, 1-35ml Catheter Tip Syringe, 4-Gauze Pads. Low Profile Design. Silicon Internal Retention Balloon. Proximal Anti-Reflux Valve. SECUR-LOK Extension Set Connector. Tapered Distal Tip. Recessed Distal Tip at Recommended Fill Volume of 5ml. Radiopaque Stripe. | mic-key-low-profile-gastrostomy-feeding-tube-14-fr-08-cm-stoma-length-ac2.jpg
SKU: BLDM0120-14-1.0 | Ballard Medical MIC-KEY Low Profile Gastrostomy Feeding Tube, 14 Fr, 1.0 cm Stoma Length | Kit Includes: 1-MIC-KEY Low-Profile Feeding Tube, 1-MIC-KEY* Extension Set with SECUR-LOK Right Angle Connector and 2 Port "Y" and Clamp - 12in. Length, 1-MIC-KEY Bolus Extension Set with Cath Tip, SECUR-LOK Straight Connector and Clamp - 12in. Length, 1-6ml Syringe, 1-35ml Catheter Tip Syringe, 4-Gauze Pads. Low Profile Design. Silicon Internal Retention Balloon. Proximal Anti-Reflux Valve. SECUR-LOK Extension Set Connector. Tapered Distal Tip. Recessed Distal Tip at Recommended Fill Volume of 5ml. Radiopaque Stripe. | mic-key-low-profile-gastrostomy-feeding-tube-14-fr-10-cm-stoma-length-ddc.jpg
SKU: BLDM0120-14-1.2 | Ballard Medical MIC-KEY Low Profile Gastrostomy Feeding Tube, 14 Fr, 1.2 cm Stoma Length | Kit Includes: 1-MIC-KEY Low-Profile Feeding Tube, 1-MIC-KEY Extension Set with SECUR-LOK Right Angle Connector and 2 Port "Y" and Clamp - 12in. Length, 1-MIC-KEY Bolus Extension Set with Cath Tip, SECUR-LOK Straight Connector and Clamp - 12in. Length, 1-6ml Syringe, 1-35ml Catheter Tip Syringe, 4-Gauze Pads. Low Profile Design. Silicon Internal Retention Balloon. Proximal Anti-Reflux Valve. SECUR-LOK Extension Set Connector. Tapered Distal Tip. Recessed Distal Tip at Recommended Fill Volume of 5ml. Radiopaque Stripe. | mic-key-low-profile-gastrostomy-feeding-tube-14-fr-12-cm-stoma-length-d2b.jpg
SKU: BLDM0120-14-1.5 | Ballard Medical MIC-KEY Low Profile Gastrostomy Feeding Tube, 14 Fr, 1.5 cm Stoma Length | Kit Includes: 1-MIC-KEY Low-Profile Feeding Tube, 1-MIC-KEY Extension Set with SECUR-LOK Right Angle Connector and 2 Port "Y" and Clamp - 12in. Length, 1-MIC-KEY Bolus Extension Set with Cath Tip, SECUR-LOK Straight Connector and Clamp - 12in. Length, 1-6ml Syringe, 1-35ml Catheter Tip Syringe, 4-Gauze Pads. Low Profile Design. Silicon Internal Retention Balloon. Proximal Anti-Reflux Valve. SECUR-LOK Extension Set Connector. Tapered Distal Tip. Recessed Distal Tip at Recommended Fill Volume of 5ml. Radiopaque Stripe. | mic-key-low-profile-gastrostomy-feeding-tube-14-fr-15-cm-stoma-length-bfd.jpg
SKU: BLDM0120-14-1.7 | Ballard Medical MIC-KEY Low Profile Gastrostomy Feeding Tube, 14 Fr, 1.7 cm Stoma Length | Kit Includes: 1-MIC-KEY Low-Profile Feeding Tube, 1-MIC-KEY Extension Set with SECUR-LOK Right Angle Connector and 2 Port "Y" and Clamp - 12in. Length, 1-MIC-KEY Bolus Extension Set with Cath Tip, SECUR-LOK Straight Connector and Clamp - 12in. Length, 1-6ml Syringe, 1-35ml Catheter Tip Syringe, 4-Gauze Pads. Low Profile Design. Silicon Internal Retention Balloon. Proximal Anti-Reflux Valve. SECUR-LOK Extension Set Connector. Tapered Distal Tip. Recessed Distal Tip at Recommended Fill Volume of 5ml. Radiopaque Stripe. | mic-key-low-profile-gastrostomy-feeding-tube-14-fr-17-cm-stoma-length-d5f.jpg
SKU: BLDM0120-14-2.3 | Ballard Medical MIC-KEY Low Profile Gastrostomy Feeding Tube, 14 Fr, 2.3 cm Stoma Length | Kit Includes: 1-MIC-KEY Low-Profile Feeding Tube, 1-MIC-KEY Extension Set with SECUR-LOK Right Angle Connector and 2 Port "Y" and Clamp - 12in. Length, 1-MIC-KEY Bolus Extension Set with Cath Tip, SECUR-LOK Straight Connector and Clamp - 12in. Length, 1-6ml Syringe, 1-35ml Catheter Tip Syringe, 4-Gauze Pads. Low Profile Design. Silicon Internal Retention Balloon. Proximal Anti-Reflux Valve. SECUR-LOK Extension Set Connector. Tapered Distal Tip. Recessed Distal Tip at Recommended Fill Volume of 5ml. Radiopaque Stripe. | mic-key-low-profile-gastrostomy-feeding-tube-14-fr-23-cm-stoma-length-c6f.jpg
SKU: BLDM0120-16-1.0 | Ballard Medical MIC-KEY Low Profile Gastrostomy Feeding Tube, 16 Fr, 1.0 cm Stoma Length | Kit Includes: 1-MIC-KEY Low-Profile Feeding Tube, 1-MIC-KEY Extension Set with SECUR-LOK Right Angle Connector and 2 Port "Y" and Clamp - 12in. Length, 1-MIC-KEY Bolus Extension Set with Cath Tip, SECUR-LOK Straight Connector and Clamp - 12in. Length, 1-6ml Syringe, 1-35ml Catheter Tip Syringe, 4-Gauze Pads. Low Profile Design. Silicon Internal Retention Balloon. Proximal Anti-Reflux Valve. SECUR-LOK Extension Set Connector. Tapered Distal Tip. Recessed Distal Tip at Recommended Fill Volume of 5ml. Radiopaque Stripe. | mic-key-low-profile-gastrostomy-feeding-tube-16-fr-10-cm-stoma-length-7b0.jpg
SKU: BLDM0120-16-1.7 | Ballard Medical MIC-KEY Low Profile Gastrostomy Feeding Tube, 16 Fr, 1.7 cm Stoma Length | Kit Includes: 1-MIC-KEY Low-Profile Feeding Tube, 1-MIC-KEY Extension Set with SECUR-LOK Right Angle Connector and 2 Port "Y" and Clamp - 12in. Length, 1-MIC-KEY Bolus Extension Set with Cath Tip, SECUR-LOK Straight Connector and Clamp - 12in. Length, 1-6ml Syringe, 1-35ml Catheter Tip Syringe, 4-Gauze Pads. Low Profile Design. Silicon Internal Retention Balloon. Proximal Anti-Reflux Valve. SECUR-LOK Extension Set Connector. Tapered Distal Tip. Recessed Distal Tip at Recommended Fill Volume of 5ml. Radiopaque Stripe. | mic-key-low-profile-gastrostomy-feeding-tube-16-fr-17-cm-stoma-length-1c0.jpg
SKU: BLDM0120-16-2.0 | Ballard Medical MIC-KEY Low Profile Gastrostomy Feeding Tube, 16 Fr, 2.0 cm Stoma Length | Kit Includes: 1-MIC-KEY Low-Profile Feeding Tube, 1-MIC-KEY Extension Set with SECUR-LOK Right Angle Connector and 2 Port "Y" and Clamp - 12in. Length, 1-MIC-KEY Bolus Extension Set with Cath Tip, SECUR-LOK Straight Connector and Clamp - 12in. Length, 1-6ml Syringe, 1-35ml Catheter Tip Syringe, 4-Gauze Pads. Low Profile Design. Silicon Internal Retention Balloon. Proximal Anti-Reflux Valve. SECUR-LOK Extension Set Connector. Tapered Distal Tip. Recessed Distal Tip at Recommended Fill Volume of 5ml. Radiopaque Stripe. | mic-key-low-profile-gastrostomy-feeding-tube-16-fr-20-cm-stoma-length-ecb.jpg
SKU: BLDM0120-18-1.5 | Ballard Medical MIC-KEY Low Profile Gastrostomy Feeding Tube, 18 Fr, 1.5 cm Stoma Length | Kit Includes: 1-MIC-KEY Low-Profile Feeding Tube, 1-MIC-KEY Extension Set with SECUR-LOK Right Angle Connector and 2 Port "Y" and Clamp - 12in. Length, 1-MIC-KEY Bolus Extension Set with Cath Tip, SECUR-LOK Straight Connector and Clamp - 12in. Length, 1-6ml Syringe, 1-35ml Catheter Tip Syringe, 4-Gauze Pads. Low Profile Design. Silicon Internal Retention Balloon. Proximal Anti-Reflux Valve. SECUR-LOK Extension Set Connector. Tapered Distal Tip. Recessed Distal Tip at Recommended Fill Volume of 5ml. Radiopaque Stripe. | mic-key-low-profile-gastrostomy-feeding-tube-18-fr-15-cm-stoma-length-20b.jpg
SKU: BLDM0120-18-2.0 | Ballard Medical MIC-KEY Low Profile Gastrostomy Feeding Tube, 18 Fr, 2.0 cm Stoma Length | Kit Includes: 1-MIC-KEY Low-Profile Feeding Tube, 1-MIC-KEY Extension Set with SECUR-LOK Right Angle Connector and 2 Port "Y" and Clamp - 12in. Length, 1-MIC-KEY Bolus Extension Set with Cath Tip, SECUR-LOK Straight Connector and Clamp - 12in. Length, 1-6ml Syringe, 1-35ml Catheter Tip Syringe, 4-Gauze Pads. Low Profile Design. Silicon Internal Retention Balloon. Proximal Anti-Reflux Valve. SECUR-LOK Extension Set Connector. Tapered Distal Tip. Recessed Distal Tip at Recommended Fill Volume of 5ml. Radiopaque Stripe. | mic-key-low-profile-gastrostomy-feeding-tube-18-fr-20-cm-stoma-length-9ad.jpg
SKU: BLDM0120-18-3.0 | Ballard Medical MIC-KEY Low Profile Gastrostomy Feeding Tube, 18 Fr, 3.0 cm Stoma Length | Kit Includes: 1-MIC-KEY Low-Profile Feeding Tube, 1-MIC-KEY Extension Set with SECUR-LOK Right Angle Connector and 2 Port "Y" and Clamp - 12in. Length, 1-MIC-KEY Bolus Extension Set with Cath Tip, SECUR-LOK Straight Connector and Clamp - 12in. Length, 1-6ml Syringe, 1-35ml Catheter Tip Syringe, 4-Gauze Pads. Low Profile Design. Silicon Internal Retention Balloon. Proximal Anti-Reflux Valve. SECUR-LOK Extension Set Connector. Tapered Distal Tip. Recessed Distal Tip at Recommended Fill Volume of 5ml. Radiopaque Stripe. | mic-key-low-profile-gastrostomy-feeding-tube-18-fr-30-cm-stoma-length-9c6.jpg
SKU: BLDM0120-20-2.5 | Ballard Medical MIC-KEY Low Profile Gastrostomy Feeding Tube, 20 Fr, 2.5 cm Stoma Length | Kit Includes: 1-MIC-KEY Low-Profile Feeding Tube, 1-MIC-KEY Extension Set with SECUR-LOK Right Angle Connector and 2 Port "Y" and Clamp - 12in. Length, 1-MIC-KEY Bolus Extension Set with Cath Tip, SECUR-LOK Straight Connector and Clamp - 12in. Length, 1-6ml Syringe, 1-35ml Catheter Tip Syringe, 4-Gauze Pads. Low Profile Design. Silicon Internal Retention Balloon. Proximal Anti-Reflux Valve. SECUR-LOK Extension Set Connector. Tapered Distal Tip. Recessed Distal Tip at Recommended Fill Volume of 5ml. Radiopaque Stripe. | mic-key-low-profile-gastrostomy-feeding-tube-20-fr-25-cm-stoma-length-afd.jpg
SKU: BLDM0120-20-3.5 | Ballard Medical MIC-KEY Low Profile Gastrostomy Feeding Tube, 20 Fr, 3.5 cm Stoma Length | Kit Includes: 1-MIC-KEY Low-Profile Feeding Tube, 1-MIC-KEY Extension Set with SECUR-LOK Right Angle Connector and 2 Port "Y" and Clamp - 12in. Length, 1-MIC-KEY Bolus Extension Set with Cath Tip, SECUR-LOK Straight Connector and Clamp - 12in. Length, 1-6ml Syringe, 1-35ml Catheter Tip Syringe, 4-Gauze Pads. Low Profile Design. Silicon Internal Retention Balloon. Proximal Anti-Reflux Valve. SECUR-LOK Extension Set Connector. Tapered Distal Tip. Recessed Distal Tip at Recommended Fill Volume of 5ml. Radiopaque Stripe. | mic-key-low-profile-gastrostomy-feeding-tube-20-fr-35-cm-stoma-length-1d3.jpg
SKU: BLDM0123-24 | Ballard Medical MIC-KEY BOLUS Extension Set With Cath Tip, Secur-Lok Straight Connector & Clamp | MIC-KEY BOLUS Extension Set With Cath Tip, Secur-Lok Straight Connector & Clamp. Length of 24 inches. Non-Sterile. Packaging contains 5 eaches | mic-key-bolus-extension-set-with-cath-tip-secur-lok-straight-connector-clamp-c16.jpg
SKU: BLDM0124-24 | Ballard Medical MIC-KEY Extension Set with Cath Tip, Secur-Lok Right Angle Connector and Clamp | MIC-KEY Extension Set with Cath Tip, Secur-Lok Right Angle Connector and Clamp. Length of 24 inches. Non-Sterile. Packaging contains 5 eaches. | mic-key-extension-set-with-cath-tip-secur-lok-right-angle-connector-and-clamp-11f.jpg
SKU: BLDM0120-14-2.0 | Ballard Medical MIC-KEY Low Profile Gastrostomy Feeding Tube, 14 Fr, 2.0 cm Stoma Length | Kit Includes: 1-MIC-KEY Low-Profile Feeding Tube, 1-MIC-KEY Extension Set with SECUR-LOK Right Angle Connector and 2 Port "Y" and Clamp - 12in. Length, 1-MIC-KEY* Bolus Extension Set with Cath Tip, SECUR-LOK Straight Connector and Clamp - 12in. Length, 1-6ml Syringe, 1-35ml Catheter Tip Syringe, 4-Gauze Pads. Low Profile Design. Silicon Internal Retention Balloon. Proximal Anti-Reflux Valve. SECUR-LOK Extension Set Connector. Tapered Distal Tip. Recessed Distal Tip at Recommended Fill Volume of 5ml. Radiopaque Stripe | mic-key-low-profile-gastrostomy-feeding-tube-14-fr-20-cm-stoma-length-c0d.jpg
SKU: BLDM0120-16-1.5 | Ballard Medical MIC-KEY Low Profile Gastrostomy Feeding Tube, 16 Fr, 1.5 cm Stoma Length | Kit Includes: 1-MIC-KEY Low-Profile Feeding Tube, 1-MIC-KEY* Extension Set with SECUR-LOK Right Angle Connector and 2 Port "Y" and Clamp - 12in. Length, 1-MIC-KEY Bolus Extension Set with Cath Tip, SECUR-LOK Straight Connector and Clamp - 12in. Length, 1-6ml Syringe, 1-35ml Catheter Tip Syringe, 4-Gauze Pads | mic-key-low-profile-gastrostomy-feeding-tube-16-fr-15-cm-stoma-length-28d.jpg
SKU: BLDM0120-18-1.7 | Ballard Medical MIC-KEY Low Profile Gastrostomy Feeding Tube, 18 Fr, 1.7 cm Stoma Length | Kit Includes: 1-MIC-KEY Low-Profile Feeding Tube, 1-MIC-KEY Extension Set with SECUR-LOK Right Angle Connector and 2 Port "Y" and Clamp - 12in. Length, 1-MIC-KEY Bolus Extension Set with Cath Tip, SECUR-LOK Straight Connector and Clamp - 12in. Length, 1-6ml Syringe, 1-35ml Catheter Tip Syringe, 4-Gauze Pads | mic-key-low-profile-gastrostomy-feeding-tube-18-fr-17-cm-stoma-length-580.jpg
SKU: BLDM0120-18-2.5 | Ballard Medical MIC-KEY Low Profile Gastrostomy Feeding Tube, 18 Fr, 2.5 cm Stoma Length | Kit Includes: 1-MIC-KEY* Low-Profile Feeding Tube, 1-MIC-KEY Extension Set with SECUR-LOK Right Angle Connector and 2 Port "Y" and Clamp - 12in. Length, 1-MIC-KEY Bolus Extension Set with Cath Tip, SECUR-LOK Straight Connector and Clamp - 12in. Length, 1-6ml Syringe, 1-35ml Catheter Tip Syringe, 4-Gauze Pads. | mic-key-low-profile-gastrostomy-feeding-tube-18-fr-25-cm-stoma-length-34a.jpg
SKU: BLDM0121-24 | Ballard Medical MIC-KEY Extension Set With Secur-Lok Right Angle Connector And 2 Port "Y" And Clamp | MIC-KEY Extension Set With Secur-Lok Right Angle Connector And 2 Port "Y" And Clamp. Length of 24 inches. Non-Sterile. Packaging contains 5 eaches. | mic-key-extension-set-with-secur-lok-right-angle-connector-and-2-port-y-and-clamp-e67.jpg
SKU: BLDM0123-12 | Ballard Medical MIC-KEY BOLUS Extension Set With Cath Tip, Secur-Lok Straight Connector And Clamp | MIC-KEY BOLUS Extension Set With Cath Tip, Secur-Lok Straight Connector And Clamp. Length of 12 inches. Non-Sterile. Packaging contains 5 eaches. | mic-key-bolus-extension-set-with-cath-tip-secur-lok-straight-connector-and-clamp-ee1.jpg
SKU: CRFU3222 | CareFusion AirLife Omni-Flex Oxygen Connector, Adult, 15 mm O.D. x 22 mm O.D. | Airlife connectors for Omni-Flex systems provide an additional length of tubing for vertical circuit for increased flexibility and mobility. Connects a patient's endotracheal or tracheostomy tube and ventilator circuit Y-connection or HME. Precision-molded tolerances to assure critical fits. Connectors expand from 5 cm to 6.5 cm. Latex-free. | airlife-omni-flex-oxygen-connector-adult-15-mm-od-x-22-mm-od-e77.jpg
SKU: CRFU002061 | CareFusion Adapter Valved Tee 22 Mm Od/Id | Now you can connect your nebulized medication without having to disconnect your tubing! Used in conjunction with a nebulizer, the valved tee adapter offers a safe and convenient way to introduce medication into the circuit. | adapter-valved-tee-22-mm-od-id--834.jpg
SKU: STL1005 | Salter Labs Tender Grips Pair | A unique skin fixation system designed to hold the cannula head tubing and facepiece in position. It is easy to apply, allows the skin to breathe, holds securely and leaves the fixed object clean without messy residues. | tender-grips-pair-9fd.jpg
SKU: CRFU4081 | CareFusion U/Adapt-It Disposable Straight Connectors, Open Oxygen/Monitor Stem, Sterile, 22 mm | The U/Adapt-It straight connectors without base feature a 22 mm outer diameter at one end and 22 mm inner diameter at the other end with open oxygen monitor stem. Latex-free. Connectors are shipped clean and ready to use. | u-adapt-it-disposable-straight-connectors-open-oxygen-monitor-stem-sterile-22-mm-6bf.jpg
SKU: CRFU1501 | CareFusion AirLife Trach Tee Adapters / Mouthpieces | Constructed of clear, break-resistant plastic and can be used with or without drainage. One-way valves assist the therapist in ventilator monitoring setups and various pulmonary function measurements. Universal mouthpieces are designed to fit all manifolds and flexitubes. With 500cc drainage bag. | airlife-trach-tee-adapters-mouthpieces-f22.jpg
SKU: CRFU3215 | CareFusion AirLife Omni-Flex Oxygen Connector, Pediatric, 15 mm O.D. x 15 mm I.D | Airlife connectors for Omni-Flexsystems provide an additional length of tubing for vertical circuit for increased flexibility and mobility. Connects a patient's endotracheal or tracheostomy tube and ventilator circuit Y-connection or HME. Precision-molded tolerances to assure critical fits. Connectors expand from 5 cm to 6.5 cm. Latex-free. | airlife-omni-flex-oxygen-connector-pediatric-15-mm-od-x-15-mm-id-dad.jpg
SKU: KCC12112 | Kimberly-Clark MIC-KEY Extension Set Right Angle 12" | For use with MIC-KEY Low Profile gastrostomy Tubes. | mic-key-extension-set-right-angle-12-ddf.jpg
SKU: KCC12312 | Kimberly-Clark Mic-Key Extension Set, Straight 12", Bolus Set with Cath Tip & Clamp | For use with MIC-KEY Low Profile gastrostomy Tubes. Features SECUR-LOK 'key' connection mechanism. Non-sterile. | mic-key-extension-set-straight-12-bolus-set-with-cath-tip-clamp-67f.jpg
SKU: CVN5-18537 | Covidien Esophageal/ Tracheal Double-Lumen Airway Standard Trays 37FR | Mallinckrodt Evac Oral Tracheal Tube Seal Guard, Murphy Eye. For intubation of the trachea, and for evacuation or drainage of the subglottic space. | esophageal-tracheal-double-lumen-airway-standard-trays-37fr-1c5.jpg
SKU: KCC0120-16-1.5 | Kimberly-Clark MIC-KEY Low Profile Gastrostomy Feeding Tube, 16 Fr, 1.5 cm Stoma Length | Kit Includes: 1-MIC-KEY* Low-Profile Feeding Tube, 1-MIC-KEY* Extension Set with SECUR-LOK* Right Angle Connector and 2 Port "Y" and Clamp - 12in. Length, 1-MIC-KEY* Bolus Extension Set with Cath Tip, SECUR-LOK* Straight Connector and Clamp - 12in. Length, 1-6ml Syringe, 1-35ml Catheter Tip Syringe, 4-Gauze Pads | mic-key-low-profile-gastrostomy-feeding-tube-16-fr-15-cm-stoma-length-e91.jpg
SKU: SMTH625191 | Smiths Medical Fiber-Optic Bronchoscope Dual-Axis Swivel Adapter, 15 mm Termination | Pneupac offers a variety of swivel adapters to meet your needs. The PEEP-Keep dual-axis swivel adapter helps reduce potential for oxygen deprivation and resulting cardiopulmonary distress. Permits suctioning without disconnecting the ventilator circuit. Standard dual-axis swivel adapter is for use when maintenance of PEEP is not critical. Standard Single Swivel Adapter is ideal for use with closed suction catheter system. The fiber-optic bronchoscope dual-axis swivel adapter allows bronchoscope access to the airway while maintaining ventilation, oxygenation, and PEEP. All Pneupac swivel adapters are latex-free. | fiber-optic-bronchoscope-dual-axis-swivel-adapter-15-mm-termination-53c.jpg
SKU: CRFU2438 | CareFusion AirLife Misty Max 10 Medication Nebulizers Without Mask | Disposable nebulizers constructed of high impact plastic to resist breakage deliver fast and effective treatment more efficiently to a wide range of patients. | airlife-misty-max-10-medication-nebulizers-without-mask-c09.jpg
SKU: BLDM220135 | Ballard Medical KIMVENT Closed Suction Systems for Adults | KIMVENT Closed Suction Systems for Adults, 14Fr T-Piece, Tracheostomy Length, Swivel Adapter. 14 French T-Piece 12in/30.5cm (Trach Length) 22mm x 22mm Flex Tube (4") 15mm Swivel Adapter. | kimvent-closed-suction-systems-for-adults--888.jpg
SKU: BLDM2201358 | Ballard Medical KIMVENT Closed Suction Systems for Adults, 14Fr T-Piece, Tracheostomy Length, MDI, Swivel Adapter | KIMVENT Closed Suction Systems for Adults, 14Fr T-Piece, Tracheostomy Length, MDI, Swivel Adapter. 14 French T-Piece 12in/30.5cm (Trach Length) Metered Dose Inhaler (MDI) Port 22mm x 22mm Flex Tube (4") 15mm Swivel Adapter. | kimvent-closed-suction-systems-for-adults-14fr-t-piece-tracheostomy-length-mdi-swivel-adapter-c64.jpg
SKU: STL1220 | Salter Labs Salter Labs Male-Male Oxygen Swivel Connector | Leak-proof, plastic swivel connector eliminates twisting, tangling and kinking of oxygen tubing. 360Â° rotation provides added safety, mobility and convenience for the patient and care provider in a multitude of applications. | salter-labs-male-male-oxygen-swivel-connector-1f2.jpg
SKU: CVN8888268060 | Covidien Sump Tube 24" 6FR | Covidien's Salem Sump nasogastric tubes enjoy world wide brand name recognition. The 10fr Gientri port and 10fr Silicone Gientri port are available with safe enteral connections. | sump-tube-24quot-6fr-7e9.jpg
SKU: KCC0120-14-2.0 | Kimberly-Clark Low Profile Gastrostomy Feeding Tube, 14 Fr, 2.0 cm Stoma Length | Kit Includes: 1-MIC-KEY* Low-Profile Feeding Tube, 1-MIC-KEY* Extension Set with SECUR-LOK* Right Angle Connector and 2 Port "Y" and Clamp - 12in. Length, 1-MIC-KEY* Bolus Extension Set with Cath Tip, SECUR-LOK* Straight Connector and Clamp - 12in. Length, 1-6ml Syringe, 1-35ml Catheter Tip Syringe, 4-Gauze Pads | low-profile-gastrostomy-feeding-tube-14-fr-20-cm-stoma-length-306.jpg
SKU: NEN19925500 | Nestle Healthcare Nutrition Compact DualFlo Enteral Feeding Pump | An advanced delivery system designed to administer tube feeding formula and water for patient hydration. Users can program the pump to provide individualized patient hydration protocols, automatic flushes of the feeding tube or formula at pre-set strength. Its delivery set security doors reduce the chance of set dislodgement and enable the immediate detection of a free flow. Audio-visual alarms indicate empty container, occluded line, dose delivered, low battery, and open delivery set door. Also features automatic priming of the delivery set. | compact-dualflo-enteral-feeding-pump--b87.png
SKU: CVN383400 | Covidien Enteral Feeding Pump Pole Clamp | The Kangaroo Joeyâ„¢ Enteral Feeding Pump is a portable, easy-to-use enteral feed pump allows for continuous feeding, intermittent feeding, and feed-and-flush programming. Smart pump technology recognizes the type of feeding set that is loaded and the intuitive ATM style interface makes programming quick and easy. Safety features include accurate volumetric delivery, over-infusion safeguard, lock-out feature and audio and visual alarms. Memory retains all rate and volume settings until cleared with a 72-hour delivery history. Machine will pump in any orientation with attitude-idependent technology. A small, lightweight, and compact design is optimal for ambulatory patients and is fully portable with a backpack that allows for convenient and discrete use. 1-year warranty. | enteral-feeding-pump-pole-clamp-201.jpg
SKU: CVN773662G | Covidien Feed Set 1000mL 1000mL Flush Bag Non-Sterile - Each | Overinfusion safeguard (when used with 224, 324, PET or Control Pumps). Fits Kangaroo 224, 324, Pet and Control Pumps. Non-IV compatible connectors. | feed-set-1000ml-1000ml-flush-bag-non-sterile-each-5f8.jpg
SKU: CVN8884700207G | Covidien Pump Set 4 ft Tubing Extension Non-Sterile - Each | Overinfusion safeguard (when used with Kangaroo 224, 324, control or PET pumps). Fits Kangaroo 224, 324, and Control PET Pumps. Non-IV compatible connectors. | pump-set-4-ft-tubing-extension-non-sterile-each-7be.jpg
SKU: CVN383400R | Covidien Kangaroo Joey Enteral Feed and Flush Pump with Pole Clamp Programmable Refurbished | The Kangarooâ„¢ Joey enteral feeding pump provides feeding and flushing in a completely portable device. This feeding pump is the first hydrating and ambulatory enteral device available. It assures clinicians of accurate and reliable function while providing patients with freedom and mobility. | kangaroo-joey-enteral-feed-and-flush-pump-with-pole-clamp-programmable-refurbished-547.jpg
SKU: CVN412SE | Covidien Oral Syringe Purple 12 mL ENFit Connection Sterile | Larger stepped connector to help prevent connection to IV tubes while still providing a secure fit with feeding tubes. Feeding ports are incompatible with luer lock or IV connections, reducing the risk of accidental connection or infusion. Purple color to indicate nutritional port, not for IV access. Feeding tubes are transparent, with purple Sentinel Lineâ„¢ and Sentinel Eyeâ„¢ radiopaque markings to assist in proper tube placement. Feeding tubes have markings placed every centimeter from 5-25 cm providing a visual indicator to assist in tube placement and to check migration. Bifurcated extension sets provide a section port for irrigation and medication delivery, preventing the clinician from having to disconnect the extension set. | oral-syringe-purple-12-ml-enfit-connection-sterile-b6b.png
SKU: CVN46312 | Covidien Syringe Transfer Bag ENFit | Larger stepped connector to help prevent connection to IV tubes while still providing a secure fit with feeding tubes. Feeding ports are incompatible with luer lock or IV connections, reducing the risk of accidental connection or infusion. Purple color to indicate nutritional port, not for IV access. Feeding tubes are transparent, with purple Sentinel Lineâ„¢ and Sentinel Eyeâ„¢ radiopaque markings to assist in proper tube placement. Feeding tubes have markings placed every centimeter from 5-25 cm providing a visual indicator to assist in tube placement and to check migration. Bifurcated extension sets provide a section port for irrigation and medication delivery, preventing the clinician from having to disconnect the extension set. | syringe-transfer-bag-enfit-040.jpg
SKU: ALCSS-3000-IU | Alcor Scientific SENTINELplus Enteral Pump | The SENTINELplusÂ® Enteral Feeding Pump is a revised version of our popular SENTINELÂ® product. The lighter, more compact design brings the same simplicity and reliability of its predecessor. Contact us to learn more! | sentinelplus-enteral-pump-572.png
SKU: CAH155723 | Cardinal Health Feeding Tube 5FR 42" | Larger stepped connector to help prevent connection to IV tubes while still providing a secure fit with feeding tubes. Feeding ports are incompatible with luer lock or IV connections, reducing the risk of accidental connection or infusion. Purple color to indicate nutritional port, not for IV access. Feeding tubes are transparent, with purple Sentinel Lineâ„¢ and Sentinel Eyeâ„¢ radiopaque markings to assist in proper tube placement. Feeding tubes have markings placed every centimeter from 5-25 cm providing a visual indicator to assist in tube placement and to check migration. Bifurcated extension sets provide a section port for irrigation and medication delivery, preventing the clinician from having to disconnect the extension set. | feeding-tube-5fr-42-e8a.jpg
SKU: CVN461503 | Covidien Feeding Tube with Safe Enteral Connections 5FR 36"L Purple | The feeding port is incompatible with luer lock or IV connections, reducing the risk of accidental connection or infusion. Available with safe enteral connections to address the 2006 JCAHO Tubing Misconnections Sentinel Alert. | feeding-tube-with-safe-enteral-connections-5fr-36l-purple-472.jpg
SKU: CVN461420 | Covidien Kangaroo Polyurethane Feeding Tube | The feeding port is incompatible with luer lock or IV connections, reducing the risk of accidental connection or infusion. Available with safe enteral connections to address the 2006 JCAHO Tubing Misconnections Sentinel Alert. | kangaroo-polyurethane-feeding-tube--281.jpg
SKU: CVN382491 | Covidien Power Cord for the Kangaroo ePump Enteral Feeding Pump | The latest innovation in enteral feeding pump technology. When patients require nutrition through continuous feeding, intermittent feeding or feeding and flushing, it delivers in one compact, easy-to-use device. | power-cord-for-the-kangaroo-epump-enteral-feeding-pump-455.jpg
SKU: CVN410S | Covidien Monoject Oral Syringe 10mL Purple Non-Sterile | Larger stepped connector to help prevent connection to IV tubes while still providing a secure fit with feeding tubes. Feeding ports are incompatible with luer lock or IV connections, reducing the risk of accidental connection or infusion. Purple color to indicate nutritional port, not for IV access. Feeding tubes are transparent, with purple Sentinel Line | monoject-oral-syringe-10ml-purple-non-sterile-79c.jpg
SKU: CVN461701 | Covidien Kangaroo Polyurethane Feeding Tube Radiopaque Line | The feeding port is incompatible with luer lock or IV connections, reducing the risk of accidental connection or infusion. Available with safe enteral connections to address the 2006 JCAHO Tubing Misconnections Sentinel Alert. | kangaroo-polyurethane-feeding-tube-radiopaque-line-418.jpg
SKU: CVN461701 | Covidien Kangaroo Polyurethane Feeding Tube Radiopaque Line | The feeding port is incompatible with luer lock or IV connections, reducing the risk of accidental connection or infusion. Available with safe enteral connections to address the 2006 JCAHO Tubing Misconnections Sentinel Alert. | kangaroo-polyurethane-feeding-tube-radiopaque-line-418.jpg
SKU: CVN461701 | Covidien Kangaroo Polyurethane Feeding Tube Radiopaque Line | The feeding port is incompatible with luer lock or IV connections, reducing the risk of accidental connection or infusion. Available with safe enteral connections to address the 2006 JCAHO Tubing Misconnections Sentinel Alert. | kangaroo-polyurethane-feeding-tube-radiopaque-line-418.jpg
SKU: CVN392455 | Covidien Kangaroo 924 Enteral Feeding Pump with Pole Clamp | The Kangaroo 924 Enteral Feeding Pump features pre-set volume and overflow infusion safeguards to ensure the correct and consistent delivery of nutrition. The easy-to-use controls make set-up and operation of the unit intuitive. The Kangaroo 924 pump is used exclusively with the Kangaroo 924 pump sets. | kangaroo-924-enteral-feeding-pump-with-pole-clamp-b24.jpg
SKU: CVN382400 | Covidien Kangaroo Enteral Feeding Pump | The Kangarooâ„¢ ePump system is the latest innovation in enteral feeding pump technology. When patients require nutrition through continuous feeding, intermittent feeding or feeding and flushing, Kangarooâ„¢ ePump enteral feeding pump delivers in one compact, easy-to-use device.Â Pump set drip chamber has been eliminated which alleviates the hassle of keeping pump in an upright position and is ideal for hospital, home care, nursing home and ambulatory use.The Kangarooâ„¢ ePump enteral feeding pump gives the clinician the ability to accurately track the amount of formula and fluid delivered to a patient ensuring the prescribed formula and fluid is received by the patient.Easy to Use - The "Smart" technology identifies the pump set and allows programming for only that type of pump set. | kangaroo-enteral-feeding-pump--7b0.jpg
SKU: CVN383493 | Covidien Accessories: Pole Clamp | Provides feeding and flushing in a completely portable device. This feeding pump is the first hydrating and ambulatory enteral device available. It assures clinicians of accurate and reliable function while providing patients with freedom and mobility. | accessories-pole-clamp-ffd.jpg
SKU: RLMAME1200 | ReliaMed Alcor Scientific Enteral Feeding Bag Pump Set 1200ml | Ready-to-use enteral bag pump set for prefilled containers. | alcor-scientific-enteral-feeding-bag-pump-set-1200ml-d30.jpg
SKU: CVN461355 | Covidien Kangaroo Polyurethane Feeding Tube Radiopaque Line | The feeding port is incompatible with luer lock or IV connections, reducing the risk of accidental connection or infusion. Available with safe enteral connections to address the 2006 JCAHO Tubing Misconnections Sentinel Alert. | kangaroo-polyurethane-feeding-tube-radiopaque-line-9e1.jpg
SKU: CVN461355 | Covidien Kangaroo Polyurethane Feeding Tube Radiopaque Line | The feeding port is incompatible with luer lock or IV connections, reducing the risk of accidental connection or infusion. Available with safe enteral connections to address the 2006 JCAHO Tubing Misconnections Sentinel Alert. | kangaroo-polyurethane-feeding-tube-radiopaque-line-9e1.jpg
SKU: CVN60EY | Covidien Argyle Indwell Feeding Tube 60 Inches Bifurcated Extension Set | Covidien/Medical Supplies 60EY Bifurcated Extension Set with Safe Enteral Connections. | argyle-indwell-feeding-tube-60-inches-bifurcated-extension-set-0c3.png
SKU: CVN401S | Covidien Kangaroo Purple Enteral Feeding Syringe with Tip Cap 1 ml | Clean, single-use polypropylene syringes with separate purple tip caps; polypropylene barrel and plunger rod, latex-free plunger tip; dual graduations in milliliters and teaspoons; oral feeding luer tip (will not accept hypodermic needle); 1, 3, 6, 10 12, 35, and 60 ml sizes; purple tint. | kangaroo-purple-enteral-feeding-syringe-with-tip-cap-1-ml-8af.jpg
SKU: CVN403S | Covidien Kangaroo Purple Enteral Feeding Syringe with Tip Cap 3 ml | Clean, single-use polypropylene syringes with separate purple tip caps; polypropylene barrel and plunger rod, latex-free plunger tip; dual graduations in milliliters and teaspoons; oral feeding luer tip (will not accept hypodermic needle); 1, 3, 6, 10 12, 35, and 60 ml sizes; purple tint. | kangaroo-purple-enteral-feeding-syringe-with-tip-cap-3-ml-95e.jpg
SKU: CVN406S | Covidien Kangaroo Oral Enteral Syringes Non sterile 6 ml | Clean, single-use polypropylene syringes with separate purple tip caps, polypropylene barrel and plunger rod, latex-free plunger tip, dual graduations in milliliters and teaspoons, oral feeding luer tip (will not accept hypodermic needle. | kangaroo-oral-enteral-syringes-non-sterile-6-ml-3a7.jpg
SKU: CVN435SG | Covidien Monoject Enteral Syringe with Tip Cap Sterile 35 ml | Clean, single-use polypropylene syringes with separate purple tip caps; polypropylene barrel and plunger rod, latex-free plunger tip; dual graduations in milliliters and teaspoons; oral feeding luer tip (will not accept hypodermic needle); 1, 3, 6, 10 12, 35, and 60 ml sizes; purple tint. | monoject-enteral-syringe-with-tip-cap-sterile-35-ml-ff4.jpg
SKU: CVN460SG | Covidien Monoject Enteral Syringe with Tip Cap Sterile 60 ml | Clean, single-use polypropylene syringes with separate purple tip caps; polypropylene barrel and plunger rod, latex-free plunger tip; dual graduations in milliliters and teaspoons; oral feeding luer tip (will not accept hypodermic needle); 1, 3, 6, 10 12, 35, and 60 ml sizes; purple tint. | monoject-enteral-syringe-with-tip-cap-sterile-60-ml-761.jpg
SKU: CVN401SG | Covidien Monoject Enteral Syringe with Tip Cap Sterile 1 ml | Clean, single-use polypropylene syringes with separate purple tip caps; polypropylene barrel and plunger rod, latex-free plunger tip; dual graduations in milliliters and teaspoons; oral feeding luer tip (will not accept hypodermic needle); 1, 3, 6, 10 12, 35, and 60 ml sizes; purple tint. | monoject-enteral-syringe-with-tip-cap-sterile-1-ml-1c0.jpg
SKU: CVN406SG | Covidien Monoject Enteral Syringe with Tip Cap Sterile 6 ml | Clean, single-use polypropylene syringes with separate purple tip caps; polypropylene barrel and plunger rod, latex-free plunger tip; dual graduations in milliliters and teaspoons; oral feeding luer tip (will not accept hypodermic needle); 1, 3, 6, 10 12, 35, and 60 ml sizes; purple tint. | monoject-enteral-syringe-with-tip-cap-sterile-6-ml-58a.jpg
SKU: CVN412SG | Covidien Monoject Enteral Syringe with Tip Cap Sterile. | Clean, single-use polypropylene syringes with separate purple tip caps; polypropylene barrel and plunger rod, latex-free plunger tip; dual graduations in milliliters and teaspoons; oral feeding luer tip (WILL NOT ACCEPT HYPODERMIC NEEDLE); 1, 3, 6, 10 12, 35, and 60 mL sizes; purple tint. | monoject-enteral-syringe-with-tip-cap-sterile-2be.jpg
SKU: CVN8884704805 | Covidien Kangaroo Pump Set Easy-Cap 1600ml, Nonsterile | Pump Sets for use with all Kangaroo 224, Kangaroo 324, Kangaroo PET and Kangaroo Control Enteral Feeding Pumps. The PVC materials on the DEHP-Free Pump Sets eliminates the use of the compound/chemical DEHP. The Anti-Free-Flow (AFF) Device incorporates continuous protection for the patient from the possible of a free flow incident. | kangaroo-pump-set-easy-cap-1600ml-nonsterile-7ce.jpg
SKU: NEN18580100 | Nestle Healthcare Nutrition Fibersourceâ„¢ HN SpikeRightâ„¢ 1000mL Closed System Containers | A high-protein, standard nutritional support with fiber. It contains 1.2 calories per mL and 62g of protein in a complete feeding. Protected by NutriShieldÂ® - a proprietary combination of microbial inhibitors protecting from harmful bacteria, especially in open system. | fibersourcetrade-hn-spikerighttrade-1000ml-closed-system-containers-417.jpg
SKU: NEN18150000 | Nestle Healthcare Nutrition IsosourceÂ® 1.5 Cal Unflavored 250mL Tetra Prisma | A high-calorie, high-nitrogen, complete liquid formula with fiber, for short- and long-term feeding in patients with high caloric and protein need and/or limited volume tolerance. | isosourcereg-15-cal-unflavored-250ml-tetra-prisma-a62.jpg
SKU: NEN18450000 | Nestle Healthcare Nutrition IsosourceÂ® HN Unflavored 250mL Tetra Prisma | A high-protein, standard nutritional support. | isosourcereg-hn-unflavored-250ml-tetra-prisma-89c.jpg
SKU: NEN27600000 | Nestle Healthcare Nutrition ResourceÂ® 2.0 Vanilla CrÃ¨me | Appropriate for medication pass supplement programs, total enteral feeding, and wound prevention and treatment programs. | resourcereg-20-vanilla-cregraveme-f84.jpg
SKU: NEN18600000 | Nestle Healthcare Nutrition ResourceÂ® Breeze Variety-Pak 8 fl oz Brik Paks | A delicious fruit-flavored, fat-free nutritional supplement for patients who cannot consume a sufficient intake of food to meet their nutritional requirements. | resourcereg-breeze-variety-pak-8-fl-oz-brik-paks-6a7.jpg
SKU: NEN35983000 | Nestle Healthcare Nutrition ResourceÂ® Arginaidâ„¢ Orange Flavored 9.2g Packets | An arginine-intensive powder formulated for patients recovering from burns, surgery or chronic wounds. Each serving contains 4.5 g of L-arginine along with supplemental vitamins C and E. It mixes easily with water and is available in three delicious fruit flavors: lemon, orange and cherry. | resourcereg-arginaidtrade-orange-flavored-92g-packets-c6e.jpg
SKU: NEN9871622390 | Nestle Healthcare Nutrition NutrenÂ® GlytrolÂ® UltraPakÂ® SpikeRightâ„¢ 1000mL | A balanced nutritional formula which meets the Dietary Guidelines of the American Diabetes Association for patients requiring blood glucose control. The unique carbohydrate blend includes amylose starch and a mixture of soluble and insoluble fibers. MCT constitutes approximately 20% of the fat source, with the remainder as high-oleic safflower oil and canola oil to provide a diet high in MUFA. UltraPakÂ® System is packaged in a prefilled, non air-dependent closed system to reduce set-up time, minimize the potential for bacterial contamination, decrease waste, and provide the flexibility of a hang time of up to 48 hours. Balanced fat profile provides 42% of total calories. Moderate carbohydrate content (40% of total calories). Contains fructose. 2:1 ratio of soluble to insoluble fiber. Meets or exceeds 100% of the RDI for 20 key vitamins and minerals in 1400 mL. Sucrose-free, lactose-free, gluten-free. | nutrenreg-glytrolreg-ultrapakreg-spikerighttrade-1000ml-8b9.jpg
SKU: NEN28410000 | Nestle Healthcare Nutrition Resource Instant Protein Powder 8 oz Cans | A concentrated source of high-quality protein. It contains 100% whey protein. Designed to mix instantly into a wide variety of foods and beverages without compromising taste or texture. For use with individuals who require additional protein to bolster their regular diet to help promote skin health, wound healing, immune response, and muscle strength. Mixes without clumping for hassle-free tube feeding flushes. Contains no fillers, sweeteners or artificial flavoring. | resource-instant-protein-powder-8-oz-cans-cee.jpg
SKU: NEN36020000 | Nestle Healthcare Nutrition BoostÂ® Glucose Control Chocolate 8 oz Tetra Brik | A balanced nutritional supplement, containing a unique blend of carbohydrates designed to help manage blood glucose levels for persons with diabetes. | boostreg-glucose-control-chocolate-8-oz-tetra-brik-21c.jpg
SKU: LLRN54859-555-01 | Proteinex W/C Liquid 1oz Apple Banana | Description: ProteinexÂ® is a predigested protein supplement specially formulated to contain all indispensible amino acids making it a complete protein source. It is â€œpredigestedâ€ by being broken down into its simplest form of building block amino acids. | w-c-liquid-1oz-apple-banana-487.jpg
SKU: LLRN54859-820-16 | Proteinex Fiberex Liq. 16oz 15 grams of dietary Fiber Natural Prune Concentrated | Fiberex is a liquid dietary fiber supplement with FOS and Prune Juice concentrate. This product has been designed to help maintain bowel regularity. | fiberex-liq-16oz-15-grams-of-dietary-fiber-natural-prune-concentrated-b85.jpeg
SKU: NEN4390038074 | Nestle Healthcare Nutrition COMPLEAT Pediatric Reduced Calorie Tube Feeding Formula Unflavored 250ml | Reduced Calorie Enteral Nutrition Formula for Pediatric Patients with Decreased Caloric Needs.CalciLock is a combination of essential nutrients to help build and maintain strong bones. This nutrient blend includes calcium, phosphorus, magnesium, zinc, and vitamins D, C & K and is designed to help support healthy bone development.Dietary Reference Intakes (DRIs) are nutrient reference values developed by the Institute of Medicine and represent the Recommended Dietary Allowance (RDA) value unless unavailable, in which case Adequate Intake (AI) value was used. | compleat-pediatric-reduced-calorie-tube-feeding-formula-unflavored-250ml-493.png
SKU: MKS70031200 | McKesson Spoon General Purpose White Polypropylene | Spoon General Purpose White Polypropylene. | spoon-general-purpose-white-polypropylene-a4b.jpg
SKU: NEN4390014183 | Nestle Healthcare Nutrition COMPLEAT UltraPak System 1500ml Tube Feeding Formula with Real Food Ingredients | Tube Feeding Formula with Real Food Ingredients. Developed for Patients Who Desire a Real Food Component. | compleat-ultrapak-system-1500ml-tube-feeding-formula-with-real-food-ingredients-d46.png
SKU: NEN4390018583 | Nestle Healthcare Nutrition FIBERSOURCE HN UltraPak System 1500ml Lactose-free Gluten-free | Nutritionally Complete Liquid Formula, High Protein, Fiber-Containing Tube Feeding Formula. | fibersource-hn-ultrapak-system-1500ml-lactose-free-gluten-free-450.png
SKU: NEN4390036583 | Nestle Healthcare Nutrition DIABETISOURCE AC UltraPak System 1500ml Lactose-free Gluten-free | Advanced Control Tube Feeding. Designed to Meet the Unique Nutritional Needs of Patients with Diabetes and Stress-Induced Hyperglycemia. | diabetisource-ac-ultrapak-system-1500ml-lactose-free-gluten-free-e3b.png
SKU: NEN9871636416 | Nestle Healthcare Nutrition PEPTAMEN JUNIOR with PREBIO Chocolate 250ml | Complete Peptide-Based Nutrition With Prebio Soluble Fiber for the Nutritional Management of Impaired GI Function in Children Ages 1-13. PEPTAMEN JUNIOR formula contains milk protein. Not appropriate for individuals with cow's milk protein allergy. | peptamen-junior-with-prebio-chocolate-250ml-be2.jpg
SKU: NEN4390028466 | Nestle Healthcare Nutrition ISOSOURCE HN UltraPak System 1500ml Lactose-free Gluten-free | High-Nitrogen Complete Liquid Formula, Standard Tube Feeding Formula. Closed system with SpikeRight plus port, the first available proximal-end enteral connector system designed to be incompatible with IV equipment. | isosource-hn-ultrapak-system-1500ml-lactose-free-gluten-free-eb6.png
SKU: NEN4390028182 | Nestle Healthcare Nutrition ISOSOURCE 1.5 CAL UltraPak System 1500ml Lactose Intolerance Gluten-free | Calorically Dense, Complete Liquid Formula, Calorically Dense, Fiber-Containing for Tube Feeding. | isosource-15-cal-ultrapak-system-1500ml-lactose-intolerance-gluten-free-3f4.png
SKU: NEN4390034958 | Nestle Healthcare Nutrition PEPTAMEN 1.5 with PREBIO Vanilla 250ml | Complete Calorically Dense Peptide-Based Formula. The Evidence-Based, Well-Tolerated, Calorically Dense GI Formula with Soluble Fiber. PEPTAMEN 1.5 WITH PREBIO contains milk protein. Not appropriate for individuals with cow's milk protein allergy. | peptamen-15-with-prebio-vanilla-250ml-f85.png
SKU: NEN4390034957 | Nestle Healthcare Nutrition PEPTAMEN 1.5 with PREBIO Ultrapak System 1000ml | Complete Calorically Dense Peptide-Based Formula. The Evidence-Based, Well-Tolerated, Calorically Dense GI Formula with Soluble Fiber. PEPTAMEN 1.5 WITH PREBIO contains milk protein. Not appropriate for individuals with cow's milk protein allergy. | peptamen-15-with-prebio-ultrapak-system-1000ml-270.png
SKU: NEN33510000 | Nestle Healthcare Nutrition Boost Kid Essentials Very Vanilla 8 fl oz Tetra Brik | Specially Designed Formula And Packaging For Children Ages 1-13. Contains Calcilock Blend Of Essential Nutrients, Including Calcium And Vitamin D, To Help Support Healthy Bone Development. Nutritionally Complete Formula For Tube Feeding Or Oral Use. For The Nutritional Management Of: Failure To Thrive / Growth Failure, Gluten Intolerance / Celiac Disease / Lactose Intolerance, Inadequate Oral Intake / Reduced Appetite, Pre/Post-Surgery, Injury/Trauma, Chronic Illness, Increased Energy Needs, Malnutrition, Weight Maintenance. | boost-kid-essentials-very-vanilla-8-fl-oz-tetra-brik-1a4.jpg
SKU: NEN33520000 | Nestle Healthcare Nutrition Boost Kid Essentials, Rich Chocolate, 8 fl oz Tetra Brik | Specially designed formula and packaging for children ages 1-13. Contains CalciLockâ„¢ blend of essential nutrients, including calcium and Vitamin D, to help support healthy bone development. Nutritionally complete formula for tube feeding or oral use. For The Nutritional Management Of: Failure To Thrive / Growth Failure, Gluten Intolerance / Celiac Disease / Lactose Intolerance, Inadequate Oral Intake / Reduced Appetite, Pre/Post-Surgery, Injury/Trauma, Chronic Illness, Increased Energy Needs, Malnutrition, Weight Maintenance. Calories 237 / 237 ml. | boost-kid-essentials-rich-chocolate-8-fl-oz-tetra-brik-d9a.jpg
SKU: NEN9871616220 | Nestle Healthcare Nutrition Nutren 1.5, Vanilla, 250 ml Tetra Prisma | Nutritionally balanced, calorically dense tube feeding for increased energy requirements and/or restricted fluid volume. 50% of fat source is MCT to decrease potential for fat malabsorption. | nutren-15-vanilla-250-ml-tetra-prisma-14b.jpg
SKU: NEN9871616249 | Nestle Healthcare Nutrition Replete, Vanilla, 250 ml Tetra Prisma | Complete liquid nutrition for advanced wound management. Elevated protein and vitamin and mineral profile to help meet wound management requirements. Nutritionally complete formula for tube feeding or oral supplementation.Calories 250 / 250 ml. | replete-vanilla-250-ml-tetra-prisma-d68.jpg
SKU: NEN9871616269 | Nestle Healthcare Nutrition Tube Feeding Peptamen Unflavored 250 mL | The evidence-based well tolerated peptide-based formula. Contains enzymatically hydrolyzed 100% whey protein. 70% of fat from MCT to decrease potential for fat malabsorption. Calories 250/ 250 ml. | tube-feeding-peptamen-unflavored-250-ml-124.jpg
SKU: NEN9871618192 | Nestle Healthcare Nutrition Tube Feeding Peptamen 1.5 Unflavored 250 mL | The evidence-based, well-tolerated, calorically dense peptide-based formula that contains enzymatically hydrolyzed 100% whey protein. 70% of fat from MCT to decrease potential for fat malabsorption. Not for parenteral use. Not for individuals with galactosemia. Peptamen diets contain ingredients (e.g., partially hydrolyzed whey protein from cow's milk) that may not be appropriate for individuals with food allergies.Calories 375 / 250 ml. | tube-feeding-peptamen-15-unflavored-250-ml--38f.jpg
SKU: NEN9871666370 | Nestle Healthcare Nutrition Tube Feeding Peptamen Af Unflavored | A moderately high calorie, very high protein, 100% whey, enzymatically hydrolyzed, complete elemental medical food for GI-compromised patients. Featuring a balanced peptide profile, a comprehensive antioxidant system and lipid and fiber blends, PEPTAMEN AF is designed to meet the needs of the highly stressed individual where oxidative stress, inflammation and feeding intolerance are prevalent. Contains no added arginine and is a formula option for critically ill patients in which high arginine products may not be desirable. | tube-feeding-peptamen-af-unflavored--a2a.jpg
SKU: NEN9871617363 | Nestle Healthcare Nutrition Peptamen Junior 1.5, Unflavored, | For The Nutritional Management Of Children Ages 1-13 With Impaired Gi Function. 1.5 Kcal/Ml Pediatric Peptide-Based Formula Contains 100% Whey, Enzymatically Hydrolyzed Protein. Contains Calcilock Blend Of Essential Nutrients , Including Calcium And Vitamin D, To Support Healthy Bone Development. 60% Mct To Decrease Potential For Fat Malabsorption.Â Calories 250/ 250 ml. | peptamen-junior-15-unflavored--420.jpg
SKU: NEN36250000 | Nestle Healthcare Nutrition Tube Feeding Vivonex RTF Unflavored | A complete elemental formula for oral or tube feeding. It is a 100% free amino acids diet for total enteral nutrition. Useful in stressed, catabolic patients. May be used post-operatively as an enteral alternative to TPN and may also benefit patients with gastrointestinal impairment. | tube-feeding-vivonex-rtf-unflavored--fd0.jpg
SKU: NEN33530000 | Nestle Healthcare Nutrition Boost Kid Essentials, Creamy Strawberry, 8 fl oz Tetra Brik | Specially Designed Formula And Packaging For Children Ages 1-13. Contains Calcilock Blend Of Essential Nutrients, Including Calcium And Vitamin D, To Help Support Healthy Bone Development. Nutritionally Complete Formula For Tube Feeding Or Oral Use. For The Nutritional Management Of: Failure To Thrive / Growth Failure, Gluten Intolerance / Celiac Disease / Lactose Intolerance, Inadequate Oral Intake / Reduced Appetite, Pre/Post-Surgery, Injury/Trauma, Chronic Illness, Increased Energy Needs, Malnutrition, Weight Maintenance. Calories 237 / 237 ml. | boost-kid-essentials-creamy-strawberry-8-fl-oz-tetra-brik-190.jpg
SKU: NEN33500000 | Nestle Healthcare Nutrition Boost Kid Essentials 1.5, Very Vanilla, 8 fl oz Tetra Brik | Specially Designed Packaging And Formula For Children Ages 1â€“13. Boost Kid Essentials 1.5 Delivers More Calories Per Serving Than Standard 1 Calorie/Ml Formulas. Contains Calcilock Blend Of Essential Nutrients, Including Calcium And Vitamin D, To Help Support Healthy Bone Development. Nutritionally Complete Formula For Tube Feeding Or Oral Use. For The Nutritional Management Of: Reduced Appetite / Inadequate Oral Intake / Elevated Caloric Needs, Volume Intolerance, Constipation, Diarrhea, Failure To Thrive / Growth Failure, Oral Surgery, Gluten Intolerance / Celiac Disease / Lactose Intolerance, Malnutrition,Pediatric Fluid Restrictions / Shortened Feeding Schedules,Unintentional Weight Loss. | boost-kid-essentials-15-very-vanilla-8-fl-oz-tetra-brik-9ef.jpg
SKU: NEN33540000 | Nestle Healthcare Nutrition Boost Kid Essentials 1.5, Very Vanilla, 8 fl oz Tetra Brik, 355 / 237 ml | Specially Designed Packaging And Formula For Children Ages 1â€“13. Boost Kid Essentials 1.5 Delivers More Calories Per Serving Than Standard 1 Calorie/Ml Formulas. Contains Calcilock Blend Of Essential Nutrients, Including Calcium And Vitamin D, To Help Support Healthy Bone Development. Nutritionally Complete Formula For Tube Feeding Or Oral Use. For The Nutritional Management Of: Reduced Appetite / Inadequate Oral Intake / Elevated Caloric Needs, Volume Intolerance, Constipation, Diarrhea, Failure To Thrive / Growth Failure, Oral Surgery, Gluten Intolerance / Celiac Disease / Lactose Intolerance, Malnutrition,Pediatric Fluid Restrictions / Shortened Feeding Schedules,Unintentional Weight Loss. | boost-kid-essentials-15-very-vanilla-8-fl-oz-tetra-brik-355-237-ml-764.jpg
SKU: NEN5000048650 | Nestle Healthcare Nutrition Strawberry Sensation, 1.26 oz envelopes, 10-count envelope pack, 6pk/bx | A milk-based oral supplement for those who require additional nutrition in conjunction with their regular diet. A nutritious beverage for all age groups. When mixed with lowfat milk, it provides a well-balanced nutritional supplement and the fresh, wholesome flavor enhances compliance. Rich in calcium and iron. | strawberry-sensation-126-oz-envelopes-10-count-envelope-pack-6pk-bx-06f.jpg
SKU: NEN9871616210 | Nestle Healthcare Nutrition Nutren 1.0, Vanilla, 250 mL Tetra Prisma | Nutren 1.0 Complete Liquid Nutrition Can Be Used For Complete Or Supplemental Nutrition Support. Nutren 1.0 Diet Is An Ideal Short- Or Long-Term Tube Feeding For Patients With Normal Protein And Calorie Needs. Lactose-Free, Gluten-Free, Low-Residue, Kosher. Not For Individuals With Galactosemia. For Use Under The Care Of A Medical Professional. For The Nutritional Management Of Conditions Such As: Gluten Intolerance / Celiac Disease, General Malnutrition, Stroke / Cerebrovascular Accident, Oncology, Lactose Intolerance, Dysphagia.Calories 250 / 250 ml. | nutren-10-vanilla-250-ml-tetra-prisma-2bb.jpg
SKU: NEN9871616230 | Nestle Healthcare Nutrition Nutren 2.0, Vanilla, 250 ml Tetra Prisma | Nutritionally balanced, calorically dense tube feeding for increased energy requirements and/or restricted fluid volume. 75% of fat source as MCT to decrease potential for fat malabsorption. | nutren-20-vanilla-250-ml-tetra-prisma-b8c.jpg
SKU: NEN9871616275 | Nestle Healthcare Nutrition Glytrol, Vanilla, 250 mL Tetra Prisma | A balanced formulation to support glycemic control. Elevated protein to support lean body mass. Fiber blend includes Prebio1 soluble fiber to help promote the growth of beneficial bacteria and insoluble fiber to help support normal bowel function.Calories 250 / 250 ml | glytrol-vanilla-250-ml-tetra-prisma-fc7.jpg
SKU: NEN9871616260 | Nestle Healthcare Nutrition Peptamen, Vanilla, 250 ml Tetra Prisma | The evidence-based well tolerated peptide-based formula. Contains enzymatically hydrolyzed 100% whey protein. 70% of fat from MCT to decrease potential for fat malabsorption. Calories 250/ 250 ml. | peptamen-vanilla-250-ml-tetra-prisma-98d.jpg
SKU: NEN9871618190 | Nestle Healthcare Nutrition Oral Supplement / Tube Feeding Peptamen 1.5 Vanilla | The evidence-based, well-tolerated, calorically dense peptide-based formula that contains enzymatically hydrolyzed 100% whey protein. 70% of fat from MCT to decrease potential for fat malabsorption. Not for parenteral use. Not for individuals with galactosemia. | oral-supplement-tube-feeding-peptamen-15-vanilla-a7e.jpg
SKU: NEN9871660210 | Nestle Healthcare Nutrition Oral Peptamen Jr. with Fiber, Vanilla, 250mL, 24/cs | Provides a specifically designed protein, lipid, vitamin and mineral profile for children ages 1 to 10 with impaired gastrointestinal function. Designed to be well tolerated by your most challenging pediatric patients. A unique prebiotic fiber blend and insoluble fiber. Prebiotics may support gut integrity and a healthy gut microbiota. Insoluble fiber may positively influence stool consistency and bowel patterns, that can be extended to individuals requiring long term enteral feeds. Designed for the nutritional management of children with malabsorption, growth failure, short-bowel syndrome, bowel transplants, cerebral palsy, Crohn's disease, HIV/AIDS and cystic fibrosis. Provides complete or supplemental nutrition support and may also be used as a dual feeding with TPN or as a transition diet from TPN. | oral-peptamen-jr-with-fiber-vanilla-250ml-24-cs-db9.jpg
SKU: NEN9871618185 | Nestle Healthcare Nutrition Oral Supplement / Tube Feeding Peptamen with Prebio1 | The well-tolerated peptide-based formula with a unique blend of prebiotic fibers to help support digestive health. Contains enzymatically hydrolyzed 100% whey protein, which may facilitate gastric emptying. 70% of fat from MCT to decrease potential for fat malabsorption.For The Nutritional Management Of Conditions Such As: Chronic Diarrhea, Short-Bowel Syndrome,Chronic Pancreatitis, Delayed Gastric Emptying,Hiv / Aids, Radiation Enteritis, Malabsorption, Hypoalbuminemia, Cystic Fibrosis. Calories 250 / 250 ml. | oral-supplement-tube-feeding-peptamen-with-prebio1-009.jpg
SKU: MNU40064 | Medical Nutrition Natural Flavor, 30 oz, 6/cs | A high nitrogen, fruit enzyme - hydrolyzed, tryptophan-fortified, collagen protein supplement providing all essential and non-essential amino acids. 15g of hydrolyzed protein and 60 calories per 30mL serving. | natural-flavor-30-oz-6-cs-60e.jpg
SKU: NEN4390067438 | Nestle Healthcare Nutrition Oral Supplement Boosr Very Vanilla 8 oz. | A great-tasting source of supplemental nutrition for those who are unable to consume adequate nutrients from food alone. Its delicious taste promotes compliance to help patients achieve positive outcomes. 26 vitamins and minerals, including antioxidants for immune system support. Now available in convenient plastic bottles. | oral-supplement-boosr-very-vanilla-8-oz--cfc.jpg
SKU: NEN4390093138 | Nestle Healthcare Nutrition Oral Supplement Boost Plus Very Vanilla 8 oz. | A high-calorie, nutritionally complete oral supplement drink. It provides 50% more calories and 40% more protein than regular BOOST Nutritional Energy Drink to help volume-restricted patients get the calories they need. Now available in convenient plastic bottles. | oral-supplement-boost-plus-very-vanilla-8-oz--6c1.jpg
SKU: NEN4390018216 | Nestle Healthcare Nutrition Lactose Free VHC Vanilla | Combines nutrient density and taste to address unintentional weight loss and support Med Pass Program success. Each 250mL can provides 560 calories and 22.5 grams of protein, making it a nutritional solution for diminished appetites and fluid-restricted diets. | lactose-free-vhc-vanilla-66d.jpg
SKU: ROSS51882 | Abbot Nutrition PediaSure, Chocolate, 8 oz Can | PediaSure is a source of Complete, Balanced Nutrition especially designed for the oral feeding of children 1 to 13 years of age. | pediasure-chocolate-8-oz-can-9c2.jpg
SKU: ROSS57430 | Abbot Nutrition Similac Expert Care NeoSure, 13.1 oz Can | Milk-based formula designed for babies who were born prematurely. Helps support babies' developing immune systems with a unique blend of nucleotides. Aslo features DHA (docosahexaenoic acid) and ARA (arachidonic acid), nutrients also found in breast milk that promote brain and eye development, as well as MCT oil, an easily-digested fat source. Helps premies catch up in their growth and development. Recommended fopr use under the care of a medical professionalCalories :22 / fl oz | similac-expert-care-neosure-131-oz-can--fcd.jpg
SKU: ROSS62119 | Abbot Nutrition PediaSure Peptide, Vanilla, 8 fl oz bottles | A peptide-based formula for the nutritional needs of children ages 1-13 years with malabsorption, maldigestion, and other GI conditions. Vital jr. is designed to enhance macronutrient delivery. Calories : 237/ 8 fl oz | pediasure-peptide-vanilla-8-fl-oz-bottles-af7.jpg
SKU: ROSS57663 | Abbot Nutrition Similac Expert Care Alimentum Unflavored 20 Fluid Ounce Powder | A nutritionally complete, hypoallergenic formula for infants, including those with colic symptoms due to protein sensitivity. Features hydrolyzed casein supplemented with free amino acids for infants with severe food allergies, sensitivity to intact protein, protein maldigestion, or fat malabsorption. Contains DHA (docosahexaenoic acid) and ARA (arachidonic acid), nutrients also found in breast milk that promote brain and eye development. Also contains a unique blend of carbohydrates and MCT oils that are easily absorbed to minimize risk of malabsorption. Most infants experience relief of colic symptoms due to protein sensitivity within 24 hours. Best if used under the advice of a medical professional. | similac-expert-care-alimentum-unflavored-20-fluid-ounce-powder-6bd.jpg
SKU: NEN181500 | Nestle Healthcare Nutrition Isosource 1.5 Cal, 375 / 250 ml, Vanilla | High calorie, nutritionally complete tube feeding formula with fiber to help support digestive health and normal bowel function. For the nutritional management of conditions such as: Congestive Heart Failure,Gluten Intolerance / Celiac Disease,Respiratory Disease,Ventilator Dependency,Oncology,Cerebrovascular Accident / Stroke,Dysphagia,Unintentional Weight Loss,Fluid Restriction,Shortened Feeding Schedules. | isosource-15-cal-375-250-ml-vanilla-23b.jpg
SKU: NEN9313900 | Nestle Healthcare Nutrition Boost Plus, Very Vanilla, 8 fl oz Tetra Brik | High-Calorie, Nutritionally Complete Drink. Contains Calcilock Blend Of Essential Nutrients, Including Calcium And Vitamin D, To Help Support Bone Health.Â | boost-plus-very-vanilla-8-fl-oz-tetra-brik-ca2.jpg
SKU: NEN5000002318 | Nestle Healthcare Nutrition Infant Formula Gerber Good Start Nurser 3 fl oz | Infant Formula Gerber Good Start Nurser 3 fl oz | infant-formula-gerber-good-start-nurser-3-fl-oz-964.jpg
SKU: NEN67438 | Nestle Healthcare Nutrition Boost, Very Vanilla, 240/ 237 ml | Complete nutritional drink that contains 10 g of high-quality protein and 26 vitamins and minerals. Contains CalciLock blend of essential nutrients, including calcium and Vitamin D, to help support bone health. For the Nutritional Management of: Failure to Thrive / Growth Failure ,Oncology â€¢ Inadequate Oral Intake ,Lactose Intolerance, Reduced Appetite, Surgery: Oral Surgery, Disease-Related Anorexia, Malnutrition , Anorexia, Cachexia Lactose-free, Gluten-free, Low-residue, Kosher. | boost-very-vanilla-240-237-ml-cfe.jpg
SKU: NEN67538800 | Nestle Healthcare Nutrition Boost, 240/ 237 ml , Rich Chocolate | Complete nutritional drink that contains 10 g of high-quality protein and 26 vitamins and minerals. Contains CalciLock blend of essential nutrients, including calcium and Vitamin D, to help support bone health. For the Nutritional Management of: Failure to Thrive / Growth Failure , Oncology , Inadequate Oral Intake , Lactose Intolerance, Reduced Appetite. Surgery: Oral Surgery, Disease-Related Anorexia, Malnutrition , Anorexia , Cachexia Lactose-free, Gluten-free, Low-residue, Kosher. | boost-240-237-ml-rich-chocolate-c56.jpg
SKU: NEN67639 | Nestle Healthcare Nutrition Boost, 240/237 ml,Creamy Strawberry | Complete nutritional drink that contains 10 g of high-quality protein and 26 vitamins and minerals. Contains CalciLock blend of essential nutrients, including calcium and Vitamin D, to help support bone health.For the Nutritional Management of Failure to Thrive / Growth Failure, Oncology,Inadequate Oral Intake,Lactose Intolerance, Reduced Appetite,Surgery: Oral Surgery, Disease-Related Anorexia,Malnutrition, Anorexia,Cachexia Lactose-free, Gluten-free, Low-residue, Kosher, Not for individuals with galactosemia. | boost-240-237-mlcreamy-strawberry-c23.jpg
SKU: MKS65712509 | McKesson Binaural Stethoscope entrust Performance Pink 1-Tube 22 Inch Dual Head | Binaural Stethoscope entrust Performance Pink 1-Tube 22 Inch Dual Head | binaural-stethoscope-entrust-performance-pink-1-tube-22-inch-dual-head-c09.jpg
SKU: NEN12250482 | Nestle Healthcare Nutrition Administration Set EnteraLiteÂ® InfinityÂ® 500mL Bag Pump Set Pre-Attached ENFit Transitional Connector | ENFit Transitional Administration Sets for CompatÂ® and EnteraLiteÂ® InfinityÂ® pumps. All ENFit Transitional Administrion sets have a white, pre-attached, stepped transitional connector that allows the administration set to be compatible with the feed ports on existing feeding tubes. By removing the transitional connector, the same sets will be compatible with feeding tubes with ENFit compatible ports. The pre-attached connector eliminates the need for an additional connector at the point of use, helping to lower the risk of feeding delays. | administration-set-enteralitereg-infinityreg-500ml-bag-pump-set-pre-attached-enfit-transitional-connector-67c.png
SKU: BD302837 | BD 20mL Enteral syringe with BD UniVia connector | The BD Enteral syringe offers an amber colored plunger rod and unique non-luer BD UniViaâ„¢ Connection | 20ml-enteral-syringe-with-bd-univia-connector-25d.jpg
SKU: CVN8884702500 | Covidien Kangaroo Gravity Feeding Bag 1000 ml | Kangaroo Enteral Feeding Gravity Sets is a high quality set that has been built with care. | kangaroo-gravity-feeding-bag-1000-ml-12d.jpg
SKU: CVN702505 | Covidien Gravity Set 1000mL Large Bore | Feature Kangaroo Enteral Feeding Gravity Sets are available in large bore, 1000ml and with a proximal spike They are also available in sterile and non-sterile and also DEHP-Free Kangaroo Enteral Feeding Gravity Sets are to be used in the absence of an enteral feeding pump Kangaroo Large Bore Gravity Set, Non-sterile | gravity-set-1000ml-large-bore-8b2.jpg
SKU: NEN19931200 | Nestle Healthcare Nutrition Administration Set 500mL Container Preattached Pump Set | A top filled, semi-rigid container with pre-attached delivery set. The 58mm top-fill opening minimizes spills and waste. The sure-grip, semi-rigid container is shaped for convenient filling and hanging with easy view graduations for accurate readings. | administration-set-500ml-container-preattached-pump-set-f40.jpg
SKU: CNMDFESP2000 | Conmed Entake Peg Labeling | Manufacturer's name and PEG tube French size, used to determine quickly which replacement component is requiredNumbers printed every 1cm up to 10cm â€“ to identify bolster position, and detection of tube migrationIncludes both linear and star bolster | entake-peg-labeling--11e.jpg
SKU: ECGP45251-MPC | Encompass Group Atlantis Pacifica Collection Patient Gown Mauve Pacifica | Our Atlantis/Pacifica Collection provides a versatile offering of durable, quality patient apparel in shades of blue, red, and green for a less institutional look. | atlantis-pacifica-collection-patient-gown-mauve-pacifica-806.png
SKU: MNUS8114-D | Medicom Form Fit Isolation Gown Bright Blue Extra Large | A line of protective apparel complete with lab coats, jackets and isolation gowns. | form-fit-isolation-gown-bright-blue-extra-large-0ee.jpg
SKU: CMSK525GP | Salk Incorporated Thermagown Patient Gown Blue Green Plaid | Thermagown Patient Gown Blue Green Plaid. | thermagown-patient-gown-blue-green-plaid-d06.jpg
SKU: ECGP46960-117 | Encompass Group SafeCare Broadcloth Precaution Cover Gowns Large Heavweight Yellow | SafeCareÂ® Broadcloth Precaution/Cover Gowns | safecare-broadcloth-precaution-cover-gowns-large-heavweight-yellow-5a2.jpg
SKU: CLDT702-PGBT | Calderon Textiles Patient Gown Broadcloth Back Tie 58" Sweep | Dignity and comfort are the hallmarks of our patient gown collection, which includes IV/telemetry and bariatric options, a wide variety of fabrics and attractive unisex prints. | patient-gown-broadcloth-back-tie-58-sweep--82f.jpg
SKU: GMP241 | Graham Medical Isolation Gown 30" x 42" Yellow Elastic Cuff | Linen-soft nonwoven gown provides comfort modesty and warmth. Front/back opening with elastic cuffs. | isolation-gown-30-x-42-yellow-elastic-cuff-456.jpg
SKU: AMDR8009G | AMD-Ritmed Isolation Gown Regular Yellow - 10 per Bag | AMD MEDICOM ISOLATION GOWNS | isolation-gown-regular-yellow-10-per-bag-38d.jpg
SKU: AMDR8023G | AMD-Ritmed Isolation Gown Regular Blue - 10 per Bag | AMD MEDICOM ISOLATION GOWNS | isolation-gown-regular-blue-10-per-bag-c09.jpg
SKU: AMDR8022G | AMD-Ritmed Impervious Gown Regular White - 10 per Bag | AMD MEDICOM IMPERVIOUS GOWNS | impervious-gown-regular-white-10-per-bag-7dd.jpg
SKU: AMDR8024G | AMD-Ritmed Impervious Gown X-Large White - 10 per Bag | AMD MEDICOM IMPERVIOUS GOWNS | impervious-gown-x-large-white-10-per-bag-7dd.jpg
SKU: KCC69987G | Halyard Cover Gown Blue X-Large - Bag | Non-sterile. Elastic cuffs. Protective 3-layer fabric. Exposure anticipated: potential for light fluid contact and contact isolation. | cover-gown-blue-x-large-bag-31c.jpg
SKU: KCC69600G | Halyard Impervious Gown Knit Cuffs Blue Open Back Universal - Each | Non-sterile. Film laminate. Exposure anticipated: potential for soaking for heavy fluid contact in front. | impervious-gown-knit-cuffs-blue-open-back-universal-each-627.jpg
SKU: KCC90012G | Halyard Surgical Gown Towel Sterile Large - Each | HALYARD STANDARD SURGICAL GOWNS | surgical-gown-towel-sterile-large-each-7ea.jpg
SKU: KCC90042G | Halyard Surgical Gown Towel Sterile X-Large - Each | HALYARD STANDARD SURGICAL GOWNS | surgical-gown-towel-sterile-x-large-each-ea4.jpg
SKU: KCC90042G | Halyard Surgical Gown Towel Sterile X-Large - Each | HALYARD STANDARD SURGICAL GOWNS | surgical-gown-towel-sterile-x-large-each-ea4.jpg
SKU: KCC69025G | Halyard Procedure Gown Universal - Each | Protective, fluid-resistant 3-layer fabric. Potential for light to moderate fluid contact. Blue with knit cuffs, full back, and VELCROÂ® neck closure. | procedure-gown-universal-each-91b.jpg
SKU: CRSTXNBGG | Crosstex Impervious Gown Open Back 29 1/2" x 40" Blue - Bag | Latex free. Made of a special combination of 100% non-woven spunbonded polypropylene with a polyethylene coating. Non-irritating, odorless and fiberglass free. Long sleeves - elastic cuffs to fit over gloves. Impervious to most liquids and aerosols. Touch-TabTM Velcro closure neckline and hand-sewn ties at waist. Open back keeps wearer cool. Light blue | impervious-gown-open-back-29-1-2-x-40-blue-bag-f14.jpg
SKU: AMDRD8009-OTH | AMD-Ritmed Isolation Gown Over The Head Regular Yellow | For procedures requiring protection from spray and splatter, fluid-repellent design provides added protectionagainst cross contamination. | isolation-gown-over-the-head-regular-yellow--758.jpg
SKU: CERPPRO-958 | Core Products Youth Patient Gown Small Medium | Ideal for young patients, this fun Youth Gown may help kids relax. | youth-patient-gown-small-medium-7f4.jpeg
SKU: CMSK540LPG | Salk Incorporated Ladylace Reusable Gown Garden Print Long Sleeve | Ladylace Reusable Gown Garden Print Long Sleeve. | ladylace-reusable-gown-garden-print-long-sleeve-188.jpg
SKU: CM7417 | Complete Medical Reusable Adult Convalescent Gown | This heavy weight 4 ounce per square yard twill washable hospital gown is blended 55% cotton and 45% polyester | reusable-adult-convalescent-gown-4ae.jpg
SKU: CMSK500LPP | Salk Incorporated Snapwrap Gown Reusable Pink/Rosebud | Deluxe wrap-around style with a generous back overlap for full coverage and freedom of movement, Snap closures on shoulders. | snapwrap-gown-reusable-pink-rosebud-10c.jpg
SKU: CMSK500MP | Salk Incorporated Snapwrap Gown Reusable Green Geometric Print | Feature Geometric Deluxe wrap-around style with a generous back overlap for full coverage and freedom of movement Snap closures on shoulders One size fits all One gown per package | snapwrap-gown-reusable-green-geometric-print-be9.jpg
SKU: CMSK560LGXL | Salk Incorporated Sleep Shirt Patient Gown-Men Large-Extra Large Blue Plaid | Feature Large - X-Large 50/50 poly/cotton V-neck styling with the comfortable look of shirttails Wraparound design short sleeves One gown per package Blue plaid | sleep-shirt-patient-gown-men-large-extra-large-blue-plaid-9a0.jpg
SKU: CMSK550LPP | Salk Incorporated Tie Back Adult Gown Pink Rosebud Print | Pink Rosebud Print. | tie-back-adult-gown-pink-rosebud-print-2e7.jpg
SKU: CMSK520MP | Salk Incorporated Patient I.V. Gown Geometric Print | Geometric Feature of snap closures on shoulders and sleeves which allows for easy accessibility when nursing care is needed. | patient-iv-gown-geometric-print-794.jpg
SKU: CMSK540LPP | Salk Incorporated Ladylace Reusable Gown Pink Rosebud Long Sleeve | Feature Long Sleeve Pink Rosebud Lace trimmed yoke puckered sleeves and a gently fitted bustline Practical wrap-around design with snap closures One size fits all One gown per package | ladylace-reusable-gown-pink-rosebud-long-sleeve-589.jpg
SKU: BDSPZZR100GSMLNB | Body Sport Cloth Gown With Hook & Loop Closure | BodyMedÂ® Cloth Gown. 100% cotton gown features hook-and-loop closures and a full back opening. Washable. 43" long. Navy Blue. Small | cloth-gown-with-hook-loop-closure-cc8.jpg
SKU: BDSPZZR114 | Body Sport Exam Gowns | Tissue/poly. Tie at the waist. Include a belt. White. 30â€ x 42â€. 50 per case | exam-gowns-887.jpg
SKU: AVLN811 | Avalon Standard Exam White Gown | Standard exam gown in white. | standard-exam-white-gown-aed.jpg
SKU: BDSPZZR100GSMLNB | Body Sport Cloth Gown With Hook & Loop Closure | BodyMedÂ® Cloth Gown. 100% cotton gown features hook-and-loop closures and a full back opening. Washable. 43" long. Navy Blue. Small | cloth-gown-with-hook-loop-closure-cc8.jpg
SKU: BDSPZZR100GSMLNB | Body Sport Cloth Gown With Hook & Loop Closure | BodyMedÂ® Cloth Gown. 100% cotton gown features hook-and-loop closures and a full back opening. Washable. 43" long. Navy Blue. Small | cloth-gown-with-hook-loop-closure-cc8.jpg
SKU: BDSPZZR100GLRGNB | Body Sport Cloth Gown With Hook & Loop Closure | BodyMedÂ® Cloth Gown. 100% cotton gown features hook-and-loop closures and a full back opening. Washable. 43" long. Navy Blue. Large | cloth-gown-with-hook-loop-closure-801.jpg
SKU: BDSPZZR100GLRGNB | Body Sport Cloth Gown With Hook & Loop Closure | BodyMedÂ® Cloth Gown. 100% cotton gown features hook-and-loop closures and a full back opening. Washable. 43" long. Navy Blue. Large | cloth-gown-with-hook-loop-closure-801.jpg
SKU: BDSPZZR100GLRGNB | Body Sport Cloth Gown With Hook & Loop Closure | BodyMedÂ® Cloth Gown. 100% cotton gown features hook-and-loop closures and a full back opening. Washable. 43" long. Navy Blue. Large | cloth-gown-with-hook-loop-closure-801.jpg
SKU: BDSPZZR112 | Body Sport Exam Cape | Tissue. White | exam-cape-6f3.gif
SKU: BDSPZZR113 | Body Sport Exam Cape Poly Tissue | Tissue/poly. Blue | exam-cape-poly-tissue-7bc.gif
SKU: BDSPZZR128XLG | Body Sport Exam Gowns, Scrim Reinforced | Scrim reinforced. Tie at the waist. Include a belt. Blue. 45â€ x 72â€. 25 per case | exam-gowns-scrim-reinforced-ed2.gif
SKU: MKS10841100 | McKesson Exam Gown 30 X 42 Inch | Exam Gown McKesson Tissue / Poly / Tissue White Adult | exam-gown-30-x-42-inch-6f9.jpg
SKU: MKS21101100 | McKesson Medi Pak Performance Fluid Resistant Gown | Fluid-Resistant Gown Medi-Pak Performance One Size Fits Most Polyethylene coated Polypropylene White | medi-pak-performance-fluid-resistant-gown-603.jpg
SKU: MKS30201101 | McKesson Medi Pak Performance Isolation Gown | Fluid-Resistant Isolation Gown Medi-Pak Performance Yellow One Size Fits Most Adult Elastic Cuff Disposable. | medi-pak-performance-isolation-gown-b56.jpg
SKU: MKS88401100 | McKesson Exam Gown Tissue / Poly / Tissue White Adult 30X42 WHT 50EA/CS | Exam Gown Tissue / Poly / Tissue White Adult 30X42 WHT 50EA/CS. | exam-gown-tissue-poly-tissue-white-adult-30x42-wht-50ea-cs-6fa.jpeg
SKU: MKS10001700 | McKesson Medi-Pak Shower Cap One Size Fits Most Clear | Shower Cap Medi-Pak One Size Fits Most Clear | medi-pak-shower-cap-one-size-fits-most-clear-548.jpg
SKU: CVNCT5502 | Covidien ChemoPlus Maxiumum Protection Chemo Gown, Medium | Chemotherapy gowns are poly-coated for maximum protection. The gowns are lightweight, and made from non-linting fabric with long sleeves and knit cuffs. The ChemoPlus gowns feature a closed back design for enhanced protection. The ChemoPlus open back gowns feature an open back design for increased ventilation. All Chemotherapy Maximum Protection gowns meet ASHP and ONS recommendations for wearing a gown while preparing or administering chemotherapy drugs. Latex Free. | chemoplus-maxiumum-protection-chemo-gown-medium-c40.jpg
SKU: CVNCT5503 | Covidien ChemoPlus Maxiumum Protection Chemo Gown, Large | hemotherapy gowns are poly-coated for maximum protection. The gowns are lightweight, and made from non-linting fabric with long sleeves and knit cuffs. The ChemoPlus gowns feature a closed back design for enhanced protection. The ChemoPlus open back gowns feature an open back design for increased ventilation. All Chemotherapy Maximum Protection gowns meet ASHP and ONS recommendations for wearing a gown while preparing or administering chemotherapy drugs. Latex Free. | chemoplus-maxiumum-protection-chemo-gown-large-95e.jpg
SKU: CVNCT5504 | Covidien ChemoPlus Maxiumum Protection Chemo Gown, X-Large | Chemotherapy gowns are poly-coated for maximum protection. The gowns are lightweight, and made from non-linting fabric with long sleeves and knit cuffs. The ChemoPlus gowns feature a closed back design for enhanced protection. The ChemoPlus open back gowns feature an open back design for increased ventilation. All Chemotherapy Maximum Protection gowns meet ASHP and ONS recommendations for wearing a gown while preparing or administering chemotherapy drugs. Latex Free. | chemoplus-maxiumum-protection-chemo-gown-x-large-c43.jpg
SKU: TIDI8575 | TIDI Products Safety Plus Polyethylene Gown, Universal, Light Blue | For those looking for the right gown at the right price, the SafetyPlus Polyethylene Gown is the perfect solution. This gown offers durable barrier protection from hazardous materials and infectious diseases at an economy price without sacrificing safety or comfort. Made of lightweight, fluid resistant soft embossed polyethylene material, the SafetyPlus Polyethylene Gown is a great multi-use hospital gown that is best used in moderate exposure situations such as General Medical, ER, Labs, Patient Care, and Critical Care Units. | safety-plus-polyethylene-gown-universal-light-blue-674.jpg
SKU: KCC99284 | Kimberly-Clark KC100 Surgical Gown Large Sterile | SMS FabricRaglan SleevesAdjustable Hook-and-Loop Neckline Closure | kc100-surgical-gown-large-sterile-85c.jpg
SKU: KCC99285 | Kimberly-Clark KC100 Surgical Gown X- Large Sterile | SMS FabricRaglan SleevesAdjustable Hook-and-Loop Neckline Closure | kc100-surgical-gown-x-large-sterile-4d0.jpg
SKU: CVNCT5505 | Covidien ChemoPlus Maxiumum Protection Chemo Gown, XX-Large | Chemotherapy gowns are poly-coated for maximum protection. The gowns are lightweight, and made from non-linting fabric with long sleeves and knit cuffs. The ChemoPlus gowns feature a closed back design for enhanced protection. The ChemoPlus open back gowns feature an open back design for increased ventilation. All Chemotherapy Maximum Protection gowns meet ASHP and ONS recommendations for wearing a gown while preparing or administering chemotherapy drugs. Latex Free. | chemoplus-maxiumum-protection-chemo-gown-xx-large-716.jpg
SKU: KCC13961 | Kimberly-Clark Spuncare Aami 2 Cover Gown With Elastic Cuffs Yellow XL | Lightweight 3-Layer Sms Fabric.Potential For Minimal Fluid Contact And Contact Isolation.Tape-Tab Neck Closure.Tie Waist. | spuncare-aami-2-cover-gown-with-elastic-cuffs-yellow-xl-9d7.jpg
SKU: KCC95311 | Kimberly-Clark Kimberly-Clark Ultra Zoned-Impervious Surgical Gown Large | Plastic-Reinforced Front Panel and Sleeves.Raglan Sleeves.Adjustable Neckline with Orange Neck Binding - Hook and Loop.Generous Cut.Book Fold. | kimberly-clark-ultra-zoned-impervious-surgical-gown-large-ff3.jpg
SKU: KCC35460 | Kimberly-Clark Tri-Layer Isolation Gown Layer Fabric Elastic Cuff Yellow | Our Isolation Gown portfolio provides protection based on AAMI guidelines, the most widely accepted system of classification, determined by liquid barrier performance, for protective apparel and surgical drapes. Three levels of protection allow you to select the right gown for the procedure at the right price. | tri-layer-isolation-gown-layer-fabric-elastic-cuff-yellow-c21.jpg
SKU: KCC95321 | Kimberly-Clark Kimberly-Clark Ultra Zoned-Impervious Surgical Gown X-Large | Plastic-Reinforced Front Panel and Sleeves.Raglan Sleeves.Adjustable Neckline with Orange Neck Binding - Hook and Loop.Generous Cut.Book Fold. | kimberly-clark-ultra-zoned-impervious-surgical-gown-x-large-16e.jpg
SKU: CERPPRO-959 | Core Products Youth Patient Gown Large Extra Large | Ideal for young patients, this fun Youth Gown may help kids relax. Hook and loop closure is easy for kids to use, while providing accessibility | youth-patient-gown-large-extra-large-864.jpeg
SKU: BMCIBB-001 | Bowman Bouffant Cap or Shoe Cover Dispenser | Bouffant Cap or Shoe Cover DispenserHolds a box of bouffant caps or shoe covers. | bouffant-cap-or-shoe-cover-dispenser-ead.jpeg
SKU: BMCIBB-001 | Bowman Bouffant Cap or Shoe Cover Dispenser | Bouffant Cap or Shoe Cover DispenserHolds a box of bouffant caps or shoe covers. | bouffant-cap-or-shoe-cover-dispenser-ead.jpeg
SKU: CNMD7-796-7 | Conmed Dispersive Patient Plate, 8 ft Cord, All Models Except Hyfrecator 2000 |  | dispersive-patient-plate-8-ft-cord-all-models-except-hyfrecator-2000-6d0.jpg
SKU: CERPPRO-953 | Core Products Patient Gown - Full Open | Made with a high quality, cotton/polyester blend, our patient gowns are comfortable and durable, withstanding repeated washings. Convenient hook and loop closure for easy accessibility. Generous sizing for patient comfort. The Â¾ Open Patient Gown offers full coverage for total patient modesty. Our Open Patient Gown opens at back with convenient hook and loop closures at neck and mid-back. Available in S, M, L, XL, 2X, 3X, 4X, 5X or 6X. Measure at widest circumference of chest. | patient-gown-full-open-db1.jpg
SKU: CERPPRO-954 | Core Products Patient Gown - 3/4 Open | Made with a high quality, cotton/polyester blend, our patient gowns are comfortable and durable, withstanding repeated washings. Convenient hook and loop closure for easy accessibility. Generous sizing for patient comfort. The Â¾ Open Patient Gown offers full coverage for total patient modesty. Our Open Patient Gown opens at back with convenient hook and loop closures at neck and mid-back. Available in S, M, L, XL, 2X, 3X, 4X, 5X or 6X. Measure at widest circumference of chest. | patient-gown-3-4-open-01f.jpg
SKU: CERPPRO-956 | Core Products Patient Shorts Blue | The perfect alternative when a gown is impractical. Our Patient Shorts allow quick access to affected area, exposing patientâ€™s treatment area only. Made of a cotton/polyester fabric, these shorts are comfortable, durable and machine washable. Elastic waist with hook and loop closure for convenience. Available in XS, S, M, L, XL or 2X. | patient-shorts-blue-9c5.jpg
SKU: KCC69028 | Kimberly-Clark Procedure Gown with Knit Cuffs Full Back Velcro Neck Closure SMS | Procedure Gown with Knit Cuffs, Full Back, Velcro Neck Closure, SMS, Blue, XL | procedure-gown-with-knit-cuffs-full-back-velcro-neck-closure-sms--bf3.jpg
SKU: BMCILD-063 | Bowman Protection Organizer - Double Gown | Keyholes for wall mounting or may be used with one of our optional hangersMade of Quartz ABS plastic | protection-organizer-double-gown-3cf.jpg
SKU: AMDR8023 | AMD-Ritmed Isolation Gown, Regular, Blue | Isolation Gown, Regular, Blue | isolation-gown-regular-blue-921.jpg
SKU: BMCIBB-001 | Bowman Bouffant Cap or Shoe Cover Dispenser | Bouffant Cap or Shoe Cover DispenserHolds a box of bouffant caps or shoe covers. | bouffant-cap-or-shoe-cover-dispenser-ead.jpeg
SKU: AMDR8024 | AMD-Ritmed Impervious Gown, XL, White | Impervious Gown, XL, White | impervious-gown-xl-white-5b0.jpg
SKU: AMDR8025 | AMD-Ritmed Impervious Gown Regular Blue Poly Thumb Loop Gown | Impervious Gown, Regular, Blue, Poly Thumb Loop Gown | impervious-gown-regular-blue-poly-thumb-loop-gown-23a.jpg
SKU: BMCIBB-001 | Bowman Bouffant Cap or Shoe Cover Dispenser | Bouffant Cap or Shoe Cover DispenserHolds a box of bouffant caps or shoe covers. | bouffant-cap-or-shoe-cover-dispenser-ead.jpeg
SKU: KCC90012 | Kimberly-Clark Non-Reinforced Gown, Sterile, Large | Non-Reinforced Gown, Sterile, Large | non-reinforced-gown-sterile-large-eaf.jpg
SKU: KCC92358 | Kimberly-Clark Kc400 Microcool Surgical Gown With Secure-Fit Technology, Sterile, Xx-Large | Breathable Impervious Fabric. Raglan Sleeves with SECURE-FIT Technology. Hook-and-Loop Adjustable Neckline with Orange. Neck Binding. Book Fold. | kc400-microcool-surgical-gown-with-secure-fit-technology-sterile-xx-large-73a.jpg
SKU: KCC90142 | Kimberly-Clark Fabric Reinforced Surgical Gown, Sterile, X-Large | Fabric Reinforced Surgical Gown, Sterile, X-Large. | fabric-reinforced-surgical-gown-sterile-x-large-bee.jpg
SKU: KCC69600 | Kimberly-Clark Impervious Comfort Gown, Knit Cuffs, Perforated Open Back, Blue, Universal | Impervious Film Laminate.Potential For Soaking And Heavy Fluid Contact In Front.Perforated Open Back | impervious-comfort-gown-knit-cuffs-perforated-open-back-blue-universal-af3.jpg
SKU: KCC69025 | Kimberly-Clark Procedure Gown Universal | Protective 3-Layer Sms Fabric.Potential For Light To Moderate Fluid Contact.Knit Cuff.Velcro Neck Closure.Tie Waist.Full Back. | procedure-gown-universal-187.jpg
SKU: KCC10550 | Kimberly-Clark Surgical Gown with Secure-Fit Sterile X-Large | Impervious with secure-fit coating on the forearm of each sleeve (keeps gloves in place reducing cross contamination). | surgical-gown-with-secure-fit-sterile-x-large-839.jpg
SKU: SKIL909369 | Skil Care ChairPro UnderSeat Alarm (U.S. Patent No. 6,963,286) | Under Seat Alarm | chairpro-underseat-alarm-us-patent-no-6963286-0ce.jpg
SKU: TIDI980962 | TIDI Products Adult Bib Poly With Pocket 16" x 24" White | Embossed poly bib, front full-width pocket with ties. | adult-bib-poly-with-pocket-16-x-24-white-cea.jpg
SKU: TIDI917493 | TIDI Products Bib Extra Large Oral Surgery Bib T/P/T 29" x 42" Blue | Feature Creates optimal absorbency and barrier protection Contour neck extends to the waist for exceptional patient coverageColor Print BlueSize 29" x 42" | bib-extra-large-oral-surgery-bib-t-p-t-29-x-42-blue-519.jpg
SKU: TIDI917341 | TIDI Products Contour Bib 17" x 18" White | High absorbency plus a contour neck provide patients with confidence and comfort during exams. | contour-bib-17-x-18-white-a04.jpg
SKU: MKS89621100 | McKesson Bib Neck Ties Disposable Poly 16X24 W/POCKET | Bib Neck Ties Disposable Poly 16X24 W/POCKET. | bib-neck-ties-disposable-poly-16x24-w-pocket-6a9.jpg
SKU: MKS96601100 | McKesson Bib Slipover Disposable Tissue / Poly, BIB 20X29 TISSUE/POLY | Bib McKesson Slipover Disposable Tissue / Poly, BIB 20X29 TISSUE/POLY BLU 500/CS MCK BRAND | bib-slipover-disposable-tissue-poly-bib-20x29-tissue-poly--cf7.jpg
SKU: MKS18441201 | McKesson General Purpose Apron Bib, APRON DISP 28X46 WHT | McKesson General Purpose Apron Bib, APRON DISP 28X46 WHT 100EA/PK MCK BRAND. | general-purpose-apron-bib-apron-disp-28x46-wht-94f.jpg
SKU: MKS96401100 | McKesson Bib Neck Ties Disposable Tissue / Poly, 16X32 TISS/POLY | Bib McKesson Neck Ties Disposable Tissue / Poly, BIB 16X32 TISS/POLY WHT 300/CS MCK BRAND. | bib-neck-ties-disposable-tissue-poly-16x32-tiss-poly-c95.jpg
SKU: ALI80624 | Alimed Protective Bib | Protective Bib Offers basic protection and easy cleaning to make feeding and self-feeding easier. Reversible, with one side absorptive terry cloth and the other vinyl. Fastens easily behind the neck. Won't slide to either side. Wide enough to cover entire front of garment, but leaves arms and hands free. Extra length helps cover entire lap while client is sitting. 18"W x 36"L. | protective-bib-9aa.jpg
SKU: GF3810 | Grafco Anti Skid Shoe Cover Light Blue | Anti-skid shoe cover light blue | anti-skid-shoe-cover-light-blue-0f7.jpg
SKU: ABH80106 | Albahealth Single Tread Slip Resistant Patient Safety Footwear Adult X Large | Meeting your footwear challenges, AlbahealthÂ® offers an extensive line of slip-resistant safety footwear for acute care, outpatient and long-term care patients. | single-tread-slip-resistant-patient-safety-footwear-adult-x-large-473.jpg
SKU: ALPISH-12523-B | Alpha Protech SureGrip Shoe Cover Blue Extra Large Conductive Serged Seam | Proven in the marketplace, our SureGrip shoe covers have established themselves as the shoe cover of choice for a wide range of floor surfaces and in many different applications. Combining durability and cleanliness with outstanding anti-skid properties, SureGrip provides you with a blend of unmatched performance and overall value. | suregrip-shoe-cover-blue-extra-large-conductive-serged-seam--098.jpg
SKU: MKS35581100 | McKesson Shoe Cover Medi Pak Performance 2 X-Large Non-Skid Blue Non Sterile | Medi-Pakâ„¢ Performance Shoe Covers - Skid-Resistant, Made of durable, spunbonded polypropylene that is fluid-resistant. Designed with non-skid strips applied to the soles that help cut down on accidental slips and falls. | shoe-cover-medi-pak-performance-2-x-large-non-skid-blue-non-sterile-021.jpg
SKU: ABH80104 | Albahealth Single Tread Slip Resistant Patient Safety Footwear Adult Large Beige | Meeting your footwear challenges, AlbahealthÂ® offers an extensive line of slip-resistant safety footwear for acute care, outpatient and long-term care patients. | single-tread-slip-resistant-patient-safety-footwear-adult-large-beige-002.jpg
SKU: ABH80108 | Albahealth Single Tread Slip Resistant Patient Safety Footwear Adult 2X Large | Meeting your footwear challenges, AlbahealthÂ® offers an extensive line of slip-resistant safety footwear for acute care, outpatient andlong-term care patients. | single-tread-slip-resistant-patient-safety-footwear-adult-2x-large--e36.jpg
SKU: MKS10991200 | McKesson Bariatric Slipper Socks Medi Pak Performance Extra Wide Above the Ankle | Medi-Pakâ„¢ Performance Terries Slipper Socks. Premium-quality terry cloth. Constructed with loops on the inside, next to the wearer's skin, for comfort. Full-sole imprint safety tread for maximum contact with floor, helps reduce the risk of slips and falls. Premium-quality terry cloth. Constructed with loops on the inside, next to the wearer's skin, for comfort. | bariatric-slipper-socks-medi-pak-performance-extra-wide-above-the-ankle-8f3.jpg
SKU: KCC69253 | Kimberly-Clark Ankle Guard Shoe Cover Universal | Exposure anticipated: moderate fluid contamination with splashing or spraying above the shoe. | ankle-guard-shoe-cover-universal--23c.jpg
SKU: DKL350G | Dukal Shoe Covers Non-Skid Blue - 100 per Box | Made of a durable spunbonded material which makes them fluid repellant and rugged. They are latex free and a non-skid option is available. | shoe-covers-non-skid-blue-100-per-box-606.jpg
SKU: DKL350EG | Dukal Shoe Covers Economy Regular Blue - 100 per Box | Made of a durable spunbonded material which makes them fluid repellant and rugged. They are latex free and a non-skid option is available. | shoe-covers-economy-regular-blue-100-per-box-606.jpg
SKU: AMDR8008G | AMD-Ritmed Shoe Cover Regular Blue - 100 per Box | Premium quality. Fluid resistant. Sewn seams offering greater tear strength and elastic opening. | shoe-cover-regular-blue-100-per-box-ec6.jpg
SKU: AMDR8007G | AMD-Ritmed Shoe Cover Non-Skid Blue - 100 per Box | Premium quality. Fluid resistant. Sewn seams offering greater tear strength and elastic opening. | shoe-cover-non-skid-blue-100-per-box-d61.jpg
SKU: AMDR8006G | AMD-Ritmed Shoe Cover Non-Skid Blue X-Large - 100 per Box | Premium quality. Fluid resistant. Sewn seams offering greater tear strength and elastic opening. | shoe-cover-non-skid-blue-x-large-100-per-box-d61.jpg
SKU: AMDR8008XLG | AMD-Ritmed Shoe Cover X-Large Blue - 100 per Box | Premium quality. Fluid resistant. Sewn seams offering greater tear strength and elastic opening. | shoe-cover-x-large-blue-100-per-box-ec6.jpg
SKU: KCC69252G | Halyard X-TRA TRACTIONâ„¢ Shoe Cover Universal - 100 per Box | Protective 3-layer fabric. Adhesive traction strips. Exposure anticipated: light fluid contamination. | x-tra-tractiontrade-shoe-cover-universal-100-per-box-fe0.jpg
SKU: KCC69254G | Halyard Xtra Traction Shoe Cover Extra Large | The Halyard Health Footwear product line features innovative fabrics and styling to deliver the right amount of protection for the task. | xtra-traction-shoe-cover-extra-large-fe0.jpg
SKU: KCC69671G | Halyard Regular Full-Coverage Boot X-Large - 50 per Box | Shoe and lower leg coverage. Protective 3-layer fabric. Coated fabric on foot area. Adhesive traction strips. Exposure anticipated: potential for moderate fluid contamination with splashing. | regular-full-coverage-boot-x-large-50-per-box-950.jpg
SKU: KCC69572G | Halyard Ultra Full Coverage Boot Universal - 30 per Box | Shoe and lower leg coverage. Protective 3-layer fabric. Coated fabric on foot area. Adhesive traction strips. Exposure anticipated: potential for moderate fluid contamination with splashing. | ultra-full-coverage-boot-universal-30-per-box-43d.jpg
SKU: KCC69672G | Halyard Ultra Full-Coverage Boot X-Large - 30 per Box | Shoe and lower leg coverage. Plastic film coating over 3-layer fabric. Coated fabric on foot area. Adhesive traction strips. Exposure anticipated: potential for heavy fluid contamination with splashing. | ultra-full-coverage-boot-x-large-30-per-box-da5.jpg
SKU: KCC69114G | Halyard Shoe Cover with Traction Blue X-Large - 100 per Box | HALYARD SHOE COVER | shoe-cover-with-traction-blue-x-large-100-per-box-930.jpg
SKU: MYDTSC-5000 | Mydent Anti-Skid Shoe Covers Blue 1 Size Fits All | Shoe cover elastic pulls around top of shoe for better fit. Non-skid. Opening stretches to approximately 16? heel to toe. One size fits all. | anti-skid-shoe-covers-blue-1-size-fits-all-c59.jpg
SKU: ABH80102 | Albahealth Single Tread Slip Resistant Patient Slippers Child | Meeting your footwear challenges, AlbahealthÂ® offers an extensive line of slip-resistant safety footwear for acute care, outpatient and long-term care patients. | single-tread-slip-resistant-patient-slippers-child-ef9.jpg
SKU: MKS30051100 | McKesson Medi-Pak Performance Shoe Cover | Made of durable, spunbonded polypropylene that is fluid-resistant. Designed with non-skid strips applied to the soles that help cut down on accidental slips and falls. | medi-pak-performance-shoe-cover-d4a.jpg
SKU: MKS40281200 | McKesson Slipper Socks Performance Teal Above the Ankle Adult Shoe 5 to 7 | Medi-Pakâ„¢ Performance Terries Slipper Socks Performance Teal Above the Ankle, Adult Shoe 5 to 7. | slipper-socks-performance-teal-above-the-ankle-adult-shoe-5-to-7-5a0.jpg
SKU: KCC69114 | Kimberly-Clark Shoe Cover Spunbond with Traction X-Large Blue | Blue1-Layer Spunbond FabricNo Potential Fluid ContactTractionRegular Size | shoe-cover-spunbond-with-traction-x-large-blue-930.jpg
SKU: MKS30491100 | McKesson Medi-Pak Performance Shoe Cover | McKesson Shoe Covers - StandardSize: Universal Blue Made of durable, spunbonded polypropylene that is fluid-resistant. | medi-pak-performance-shoe-cover-9ce.jpg
SKU: MKS30491100 | McKesson Medi-Pak Performance Shoe Cover | McKesson Shoe Covers - StandardSize: Universal Blue Made of durable, spunbonded polypropylene that is fluid-resistant. | medi-pak-performance-shoe-cover-9ce.jpg
SKU: MKS81971100 | McKesson Pillowcase Standard White Disposable | Tissue/poly pillowcases provide a soft tissue outside for patient comfort with an inner poly moisture barrier to protect the pillow. | pillowcase-standard-white-disposable-83e.jpg
SKU: MKS10691200 | McKesson Slipper Socks Medi Pak Performance Teal Above the Ankle | Medi-Pakâ„¢ Performance Terries Slipper Socks, Full-sole imprint safety tread for maximum contact with floor, helps reduce the risk of slips and falls. | slipper-socks-medi-pak-performance-teal-above-the-ankle-eee.jpg
SKU: MKS28381200 | McKesson Slipper Socks Performance Teal Above the Ankle | Slipper Socks Medi-Pakâ„¢ Performance Teal Above the Ankle. Full-sole imprint safety tread for maximum contact with floor, helps reduce the risk of slips and falls. Premium-quality terry cloth. Constructed with loops on the inside, next to the wearer's skin, for comfort. Highly-elastic, comfortable cuff and body help provide a secure fit without being constrictive. | slipper-socks-performance-teal-above-the-ankle-75e.jpg
SKU: MKS37011200 | McKesson Performance Non Conductive Regular Shoe Cover Impervious Blue, NonSterile | Performance Non Conductive Regular Shoe Cover Impervious Blue, NonSterile. | performance-non-conductive-regular-shoe-cover-impervious-blue-nonsterile-c71.jpg
SKU: MKS37011200 | McKesson Performance Non Conductive Regular Shoe Cover Impervious Blue, NonSterile | Performance Non Conductive Regular Shoe Cover Impervious Blue, NonSterile. | performance-non-conductive-regular-shoe-cover-impervious-blue-nonsterile-c71.jpg
SKU: MKS37011250 | McKesson Shoe Cover Performance One Size Fits Most No Traction Blue NonSterile | Shoe Cover Medi-Pakâ„¢ Performance One Size Fits Most No Traction Blue NonSterile. | shoe-cover-performance-one-size-fits-most-no-traction-blue-nonsterile-2a9.jpg
SKU: MKS37061200 | McKesson Shoe Cover Performance One Size Fits Most Non Skid | Shoe Cover Medi-Pakâ„¢ Performance One Size Fits Most Skid resistant shoe covers. | shoe-cover-performance-one-size-fits-most-non-skid--632.jpg
SKU: MKS37061201 | McKesson Shoe Cover Performance One Size Fits Most Non-Skid Blue NonSterile, Elastic | Shoe Cover Performance One Size Fits Most Non-Skid Blue NonSterile, Elastic. | shoe-cover-performance-one-size-fits-most-non-skid-blue-nonsterile-elastic-5d6.jpg
SKU: MKS38001200 | McKesson Slipper Socks Terries Adult 2 Extra Large Gray Above the Ankle | Slipper Socks Medi-Pak Performance Adult 2 X-Large Gray Above the Ankle. Full-sole imprint safety tread for maximum contact with floor, helps reduce the risk of slips and falls. Premium-quality terry cloth. Constructed with loops on the inside, next to the wearer's skin, for comfort. | slipper-socks-terries-adult-2-extra-large-gray-above-the-ankle-02b.jpg
SKU: MKS38161200 | McKesson Slipper Socks Performance Adult Extra Large Royal Blue Above the Ankle | Medi-Pakâ„¢ Performance Terries Slipper Socks. | slipper-socks-performance-adult-extra-large-royal-blue-above-the-ankle-179.jpg
SKU: MKS38491200 | McKesson Slipper Socks Performance Light Blue Above the Ankle | Slipper Socks Medi-Pak Performance Light Blue Above the Ankle. | slipper-socks-performance-light-blue-above-the-ankle-700.jpg
SKU: MKS40111200 | McKesson Slipper Socks Performance Adult X-Large Red Above the Ankle | Medi-Pakâ„¢ Performance Terries Slipper Socks. Double-printed slippers assure that skid-resistant tread is always in contact with the walking surface. Premium-quality terry cloth. Constructed with loops on the inside, next to the wearer's skin, for comfort. | slipper-socks-performance-adult-x-large-red-above-the-ankle-0ac.jpg
SKU: MKS40161200 | McKesson Slipper Socks Performance Adult X-Large Tan Above the Ankle | Slipper Socks Performance Adult X-Large Tan Above the Ankle. | slipper-socks-performance-adult-x-large-tan-above-the-ankle-4a8.jpg
SKU: MKS40381200 | McKesson Slipper Socks Performance Adult 2 X-Large Gray Above the Ankle | Slipper Socks Performance Adult 2 X-Large Gray Above the Ankle. Double-printed slippers assure that skid-resistant tread is always in contact with the walking surface. Premium-quality terry cloth. Constructed with loops on the inside, next to the wearer's skin, for comfort. | slipper-socks-performance-adult-2-x-large-gray-above-the-ankle-924.jpg
SKU: MKS38491200 | McKesson Slipper Socks Performance Light Blue Above the Ankle | Slipper Socks Medi-Pak Performance Light Blue Above the Ankle. | slipper-socks-performance-light-blue-above-the-ankle-700.jpg
SKU: MKS40991200 | McKesson Slipper Socks Medi-Pak Performance Bariatric Extra Wide Royal Blue Above the Ankle | Slipper Socks Performance Bariatric, Extra Wide Royal Blue Above the Ankle. Premium-quality terry cloth. Constructed with loops on the inside, next to the wearer's skin, for comfort. | slipper-socks-medi-pak-performance-bariatric-extra-wide-royal-blue-above-the-ankle-eb2.jpg
SKU: ECGP80106 | Encompass Group Single Tread Slip-Resistant Slippers Adult Extra Large | Meeting your footwear challenges, AlbahealthÂ® offers an extensive line of slip-resistant safety footwear for acute care, outpatient and long-term care patients. | single-tread-slip-resistant-slippers-adult-extra-large--b10.jpg
SKU: ABH80112 | Albahealth Toddler Slippers Single Tread | Meeting your footwear challenges, AlbahealthÂ® offers an extensive line of slip-resistant safety footwear for acute care, outpatient and long-term care patients. | toddler-slippers-single-tread--b10.png
SKU: ECGPFT420 | Encompass Group Shoe Cover Universal Blue | Shoe Cover | shoe-cover-universal-blue-f48.jpg
SKU: IHCI72-300 | Innovative Healthcare DermAssist Sox, Disposable Footwear, Beige, Large | Soxa, provide lightweight, comfortable, yet durable patient footwear, with rubberized gripper soles. Multidirectional stretchability, graduated sizing and elastic cuffs offer easy donning and comfort, even in cases of swelling. Easy to distinguish color-coded sizes. | dermassist-sox-disposable-footwear-beige-large-d80.jpg
SKU: AMDR8007 | AMD-Ritmed Shoe Covers Non-Skid Blue | Shoe Cover This premium quality non skid shoe cover has an universal size expandable to 15 (men), is fluid resistant, and offers an easy elastic opening. Provides resistence against slipping on wet or dry floors. Nonconductive. | shoe-covers-non-skid-blue-d61.jpg
SKU: DKL350E | Dukal Shoe Cover, Blue - Economy | The Shoe Covers are made of a durable spunbonded polypropylene which makes them fluid repellent and rugged. They are latex free and a non-skid option is available. | shoe-cover-blue-economy-d06.jpg
SKU: AMDR8008XL | AMD-Ritmed Shoe Covers, Non-Conductive, Blue, XL | Shoe Covers, Non-Conductive, Blue, XL | shoe-covers-non-conductive-blue-xl-d27.jpg
SKU: KCC69254 | Kimberly-Clark X-Tra Traction Shoe Cover, Sms, X-Large | Blue.Protective 3-Layer Sms Fabric.X-Tra Traction.Sewn Seams.X-Large | x-tra-traction-shoe-cover-sms-x-large-7c2.jpg
SKU: KCC69254 | Kimberly-Clark X-Tra Traction Shoe Cover, Sms, X-Large | Blue.Protective 3-Layer Sms Fabric.X-Tra Traction.Sewn Seams.X-Large | x-tra-traction-shoe-cover-sms-x-large-7c2.jpg
SKU: AMDR8006 | AMD-Ritmed Shoe Covers, Non-Skid, Non-Conductive, Size-XL | Shoe Covers, Non-Skid, Non-Conductive, Size-XL | shoe-covers-non-skid-non-conductive-size-xl-de1.jpg
SKU: AMDR8008 | AMD-Ritmed Shoe Covers, Non-Conductive - Blue | Shoe Covers, Non-Conductive - Blue | shoe-covers-non-conductive-blue-707.jpg
SKU: DKL350 | Dukal Shoe Cover, Non-Skid, Blue | The Shoe Covers are made of a durable spunbonded polypropylene which makes them fluid repellent and rugged. They are latex free and a non-skid option is available. | shoe-cover-non-skid-blue-51a.jpg
SKU: DKL352 | Dukal Shoe Cover Non-Skid Extra Large Size 14-16 | The Shoe Covers are made of a durable spunbonded polypropylene which makes them fluid repellent and rugged. They are latex free and a non-skid option is available. | shoe-cover-non-skid-extra-large-size-14-16--606.jpg
SKU: BMCICP-076 | Bowman Eyewear Cabinet Locking | Eyewear Cabinet - Locking. | eyewear-cabinet-locking-613.jpg
SKU: KCCSV100F | Kimberly-Clark Safety Glasses FRAMES ONLY | Kimberly-Clark now offers SAFEVIEW* protective eyewear for use in situations which may involve splashing or spraying of potentially infectious fluids. | safety-glasses-frames-only--77e.jpg
SKU: CRSTXGCFCXU | Crosstex Ultra Earloop Mask | Ideal for procedures where heavy to moderate amounts of fluid, spray and or aerosols are produced. | ultra-earloop-mask-481.jpg
SKU: 402KLROD | Kimberly-Clark High Filtration Fog Free Surgical Mask Silver | The Kimberly-Clark* KC300 Fluidshield* Fog-Free Surgical Mask is designed to provide the maximum level of fluid resistance recognized by ASTM F2100-11. | high-filtration-fog-free-surgical-mask-silver-c09.jpg
SKU: CMGTS1000 | Sound Oasis Glo to Sleep Therapy Mask | Are you one of the millions of people struggling every night with insomnia or sleeping difficulties?Do you go to bed dreading yet another night of restless frustration?Is your mind filled with chatter and troublesome stressful thoughts?Well, Sound Oasis has great news for you! You can now switch off your mind and return to a natural sleep with our revolutionary Glo to Sleepâ„¢ â€“ Sleep Therapy Mask.This lightweight and comfortable sleep mask offers a natural and drug-free solution that works with your body to encourage healthy sleep. Regular use retrains your mind to enable a return to deep, natural and restorative sleep. | glo-to-sleep-therapy-mask-458.jpg
SKU: PROP701025 | Pro Advantage Cap 24" Blue | Manufactured of spunbonded polypropylene. Lightweight, cool, comfortable material with a soft elastic headband. | cap-24-blue-e34.jpg
SKU: DKL311G | Dukal Surgeons Caps - 100 per Box | Reinforced soft absorbent paper. | surgeons-caps-100-per-box-693.jpg
SKU: DKL321WG | Dukal Nurses Cap 21" White - 100 per Box | Spunbonded material is cool and breathable and now with latex free elastic. | nurses-cap-21-white-100-per-box-b3e.jpg
SKU: KCC69083G | Halyard Bouffant Cap SMS White Large - 100 per Carton | 1-layer fabric. Exposure anticipated: no potential fluid contact. | bouffant-cap-sms-white-large-100-per-carton-2fa.jpg
SKU: KCC69801G | Halyard Bouffant Cap Spunbound Blue Large - 100 per Carton | 1-layer fabric. Exposure anticipated: no potential fluid contact. | bouffant-cap-spunbound-blue-large-100-per-carton-24a.jpg
SKU: PROP701010G | Pro Advantage Cap 21" White - 100 per Box | Manufactured of spunbonded polypropylene. Lightweight, cool, comfortable material with a soft elastic headband. | cap-21-white-100-per-box-8ee.jpg
SKU: PROP701015G | Pro Advantage Cap 21" Blue - 100 per Box | Manufactured of spunbonded polypropylene. Lightweight, cool, comfortable material with a soft elastic headband. | cap-21-blue-100-per-box-e34.jpg
SKU: PROP701020G | Pro Advantage Cap 24" White - 100 per Box | Manufactured of spunbonded polypropylene. Lightweight, cool, comfortable material with a soft elastic headband. | cap-24-white-100-per-box-8ee.jpg
SKU: PROP701025G | Pro Advantage Cap 24" Blue - 100 per Box | Manufactured of spunbonded polypropylene. Lightweight, cool, comfortable material with a soft elastic headband. | cap-24-blue-100-per-box-e34.jpg
SKU: MHCU621715G | Molnlycke Health Care US Sheer Bouffant Nurses Cap Elastic Basic Blue - 150 per Box | MOLNLYCKE BARRIERÂ® BOUFFANT CAP | sheer-bouffant-nurses-cap-elastic-basic-blue-150-per-box-a54.jpg
SKU: DYNR2209 | Dynarex Full Length Face Shield | Full-length face shield with a wrap-around design provides the user with peripheral vision | full-length-face-shield-e1b.jpg
SKU: MYDTBC-3503 | Mydent Bouffant Cap 24" Blue | Bouffant caps are ideal for clean room environments where a light weight head covering is necessary. These 100% polypropylene caps are highly breathable and low linting. | bouffant-cap-24-blue-389.jpg
SKU: MYDTBC-3501 | Mydent Bouffant Cap 21" Blue | Bouffant caps are ideal for clean room environments where a light weight head covering is necessary. These 100% polypropylene caps are highly breathable and low linting. | bouffant-cap-21-blue-389.jpg
SKU: EVCEBP-900 | Evac Chair iEvac Smoke Escape Hood Mask | The iEvac Smoke protects against by-products of combustion including carbon monoxide and hydrogen cyanide, as well as other chemical and biological agents. | ievac-smoke-escape-hood-mask-9d4.jpg
SKU: FHCBA53100 | Future Health Concepts Metalite Lead Glasses With Side Shield Complete Standard | FHC Metalit Lead Glasses with side shields complete features optical steel frames. | metalite-lead-glasses-with-side-shield-complete-standard-8b1.jpg
SKU: 3M0211400R01 | 3M Health Care Airflow Indicator | Feature This airflow indicator is a replacement part for 3M Air-Mate High Efficiency Powered Air Purifying Respirator (PAPR) Systems. | airflow-indicator-952.jpg
SKU: 3M0070015R01 | 3M Health Care 3M Air-Mate Powered Air Purifying Respirator Nickel Cadmium Battery Pack | This battery pack is a replacement part for the Air-Mate high efficiency powered air purifying respirator (PAPR) system. It is a rechargeable, eight hour nickel-cadmium battery. | 3m-air-mate-powered-air-purifying-respirator-nickel-cadmium-battery-pack--93b.jpg
SKU: 3M1820FS | 3M Health Care Procedure Mask with Face Shield Fog Free Blue | Fluid resistant to help reduce potential exposure to blood and body fluids. | procedure-mask-with-face-shield-fog-free-blue-323.jpg
SKU: ALI8497 | Alimed Deluxe Prism Glasses | AliMed Deluxe Prism Glasses fit over existing prescription glasses. The perfect solution for those who like to read in bed or watch TV, without getting a neck cramp or eyestrain. Lie on your back with your head upon the pillow as normal, and you'll be able to read a book or watch TV while the prism turns your angle of view 90 degrees. | deluxe-prism-glasses-8ea.jpg
SKU: TIDI9210-250 | TIDI Products Eye Shield Resposables Wraparound | Lightweight, cool and offer comfortable protection that can be worn over prescription eyewear and face masks. | eye-shield-resposables-wraparound-66e.jpg
SKU: MEDM1060 | Med Mart StomaShield Cover | Soft, comfortable cover with neck band designed for people with laryngectomies. Feather-light and easy to wear, it fastens in front with Velcro instead of tie-backs; goes on and off in seconds. Washable for repeated use; dries quickly. Special filtering material made of nonallergenic, nontoxic, reticulated, flexible polyester urethane foam. Individually packaged in convenient, heat-sealed bag. | stomashield-cover-add.jpg
SKU: KCC3020121 | Kimberly-Clark Jackson Safety Glasses, Smoke Mirror Lens, Anti-Fog, Black Frame, 12/cs (22475) | Nemesis Safety Eyewear features a patented Bridge Structure for glasses and nose pad. With a smaller nosepiece and wider bridge, you get a non-of-kind fit that's much more comfortanle than with any imitator brand. Eyewear meets ANSI Z87.1+ impact standards and provides 99.9% UV protection | jackson-safety-glasses-smoke-mirror-lens-anti-fog-black-frame-12-cs-22475-ff0.jpg
SKU: KCC38474 | Kimberly-Clark Jackson Safety Glasses, Clear Hard Coat Lens, Black Frame with Black Tips, 12/cs | Designed for smaller and slimmer faces. Patented structure features a stronger nosepiece and wider bridge for an amazingly comfortable fit. Super lightweight frames and superior flexibility work together to deliver all-day comfort. Sport wraparound lens. Unsurpassed frame durability. Meets ANSI Z87.1+ Impact Standards and provides 99.9% UV Protection against harmful UVA, UVB & UVC rays. | jackson-safety-glasses-clear-hard-coat-lens-black-frame-with-black-tips-12-cs-f38.jpg
SKU: KCC69110 | Kimberly-Clark Large Surgical Hood Blue Universal | Protective 3-Layer SMS Fabric | large-surgical-hood-blue-universal-f9d.jpg
SKU: KCC41802 | Halyard Fog-Free Procedure Mask | Fog-Free Procedure Mask, 50/bx, 10 bx/cs | fog-free-procedure-mask-7c7.jpg
SKU: MHCU42241-01 | Molnlycke Health Care US Face Mask | Hypoallergenic interfacing. Ear-loop design. Fluid repellent. Four-layer design protects from splash. Particulate filtration of 98% down to 0.1 micron. Bacterial filtration of 98% down to 3.0 micron. | face-mask-536.jpg
SKU: TIDI2210-40 | TIDI Products Clear Shields for Assemble-N-Go Face Shields Use with Visors 13" x 7" | Clear Shields for Assemble-N-Go Face Shields, Use with Visors, 13" x 7", 40/bx | clear-shields-for-assemble-n-go-face-shields-use-with-visors-13quot-x-7quot-338.jpg
SKU: KCC25659 | Kimberly-Clark Jackson Safety Glasses Amber Lens Anti Fog Black Frame Universal | Nemesis Safety Eyewear features a patented Bridge Structure for glasses and nose pad. With a smaller nosepiece and wider bridge, you get a one-of-kind fit that's much more comfortable than any imitator brand. Eyewear meets ANSI Z87.1+ impact standards and provides 99.9% UV protection | jackson-safety-glasses-amber-lens-anti-fog-black-frame-universal-f37.jpg
SKU: KCC22609 | Kimberly-Clark Jackson Nemesis Safety Glasses Smoke Anti Fog Lenses with Camo Frame | Sporty, flexible, and lightweight design for comfort and compliance. | jackson-nemesis-safety-glasses-smoke-anti-fog-lenses-with-camo-frame-895.jpg
SKU: CRSTXGPRN95 | Crosstex Respirator Blue/ White | Resistance to penetration by synthetic blood 160mmHG. NIOSH approved as N95 Particulate Respirator. Meets guidelines for TB exposure control. Malleable nose and chin pieces. Inner and outer fluid resistance layers. PFE=99.9% @ 0.1 micron. BFE=99.9% @3.1 micron | respirator-blue-white-a1d.jpg
SKU: MHCU4235G | Molnlycke Health Care US Cone Mask Elastic Band Adjustable Nose Piece - 50 per Box | Nonglass. Blue unless noted. High filtration efficiency down to 0.6 micron. Hypoallergenic innerfacing. | cone-mask-elastic-band-adjustable-nose-piece-50-per-box-855.jpg
SKU: MHCU42321G | Molnlycke Health Care US Face Mask Wraparound Side Shield - 25 per Box | Fluid repellent anti-fog face mask with added protection from splash with visor. High particulate filtration of 98% down to 0.1 microns. High bacterial efficiency of 98% down to 3.0 microns. | face-mask-wraparound-side-shield-25-per-box-82b.jpg
SKU: MHCU42361G | Molnlycke Health Care US Face Mask - 50 per Box | Distinctive lavender color. Designed with a high filtration rate with anti-fog and fluid repellent properties, especially useful for laser procedures that generate harmful airborne particles. High particulate filtration efficiency of 98% down to 0.1 micron. High bacterial filtration efficiency down of 98% down to 3.0 micron. | face-mask-50-per-box-acc.jpg
SKU: DKL1520G | Dukal Face Mask Coned Shaped White - 50 per Box | 3-ply pleated lightweight, breathable material with a BFE of > 99%. Meets or exceeds ASTM 1 standards and is available in earloop or tie on with flexible nosepiece. | face-mask-coned-shaped-white-50-per-box-be2.jpg
SKU: MMPL206-G | Medegen Medical Products Heavy-Duty Safety Goggles Clear Lens 4 Stack Trap Vents - Each | Designed for comfort and superior eye protection. All eyewear complies with ANSI 2.87.1 requirements. | heavy-duty-safety-goggles-clear-lens-4-stack-trap-vents-each-ebb.jpg
SKU: MMPL208-G | Medegen Medical Products Safety Glasses/ Goggles Brow Bar - Each | Designed for comfort and superior eye protection. All eyewear complies with ANSI 2.87.1 requirements. | safety-glasses-goggles-brow-bar-each-ebb.jpg
SKU: MMPL209-G | Medegen Medical Products Safety Spectacles Goggles | Designed for comfort and superior eye protection. | safety-spectacles-goggles--ebb.jpg
SKU: 3M1818G | 3M Health Care Tie-On Surgical Mask - 50 per Box | Fluid resistant to help reduce potential exposure to blood and body fluids. Comfortable to wear with the filtration efficiency you demand. | tie-on-surgical-mask-50-per-box-f0c.jpg
SKU: 3M1820G | 3M Health Care Earloop Surgical Mask - 50 per Box | Fluid resistant to help reduce potential exposure to blood and body fluids. Comfortable to wear with the filtration efficiency you demand. | earloop-surgical-mask-50-per-box-1f5.jpg
SKU: 3M1835G | 3M Health Care High Fluid Resistant Surgical Mask Light Green - 50 per Box | Fluid resistant to help reduce potential exposure to blood and body fluids. Comfortable to wear with the filtration efficiency you demand. | high-fluid-resistant-surgical-mask-light-green-50-per-box-43a.jpg
SKU: 3M1838RG | 3M Health Care Filtronâ„¢ Surgical Mask Off the Face/Anti-Fog Style Blue - 50 per Box | Fluid resistant to help reduce potential exposure to blood and body fluids. Comfortable to wear with the filtration efficiency you demand. | filtrontrade-surgical-mask-off-the-face-anti-fog-style-blue-50-per-box-118.jpg
SKU: SNHI20340G | Sultan Healthcare Ear Loop Mask Blue - 40 per Box | Constructed of a soft BREEZEâ„¢ material that allows you to breathe freely, yet it has a superior filtration of 99% filtration at 0.1 micron. Although the industry standard for differential pressure is 2.2 P, EasyBreatheâ„¢ boasts a P of 0.57 up to 250% more breathability than standard face masks. You can now breathe more easily without compromising safety. ComFitÂ® face masks are hypoallergenic and latex free, and have soft tissue facing. | ear-loop-mask-blue-40-per-box-2d0.jpg
SKU: SNHI20346G | Sultan Healthcare Ear Loop Mask White - 50 per Box | Protects your sensitive skin while providing effective protection against contamination. We eliminated everything that could cause irritation. There are no inks, dyes, perfumes, foam or scratchy surfaces. Just a soft, hypoallergenic, latex free cellulose inner lining and an inert fluid resistant polypropylene outer material. Also provides superior filtration of 99% at 0.1 micron. | ear-loop-mask-white-50-per-box-a90.jpg
SKU: SNHI20326G | Sultan Healthcare High Filtration Ear Loop Mask Blue - 40 per Box | Highest level of filtration protection offers 99% efficiency at 0.1 microns. Fluid resistant breathable film forms a moisture barrier that protects the wearer from body fluids. Risks associated with aerosols are reduced. The antifog foam strip keeps glasses from fogging. Also, some masks comes with an optically clear, plastic wrap-around face shield. Provides peripheral protection for the face and eyes against body fluids. Shield is antifog and antistatic. | high-filtration-ear-loop-mask-blue-40-per-box-071.jpg
SKU: SNHI20328G | Sultan Healthcare High Filtration Ear Loop Mask with Face Shield Blue - 25 per Box | Highest level of filtration protection offers 99% efficiency at 0.1 microns. Fluid resistant breathable film forms a moisture barrier that protects the wearer from body fluids. Risks associated with aerosols are reduced. The antifog foam strip keeps glasses from fogging. Also, some masks comes with an optically clear, plastic wrap-around face shield. Provides peripheral protection for the face and eyes against body fluids. Shield is antifog and antistatic. | high-filtration-ear-loop-mask-with-face-shield-blue-25-per-box-dd3.jpg
SKU: SNHI20336G | Sultan Healthcare Mask Tie-On Blue - 40 per Box | Highest level of filtration protection offers 99% efficiency at 0.1 microns. Fluid resistant breathable film forms a moisture barrier that protects the wearer from body fluids. Risks associated with aerosols are reduced. The antifog foam strip keeps glasses from fogging. Also, some masks comes with an optically clear, plastic wrap-around face shield. Provides peripheral protection for the face and eyes against body fluids. Shield is antifog and antistatic. | mask-tie-on-blue-40-per-box-2ec.jpg
SKU: AMDR2126G | AMD-Ritmed ProShield Tie-On Mask Anti-Fog Blue - 25 per Box | AMD MEDICOM LATEX FREE SURGICAL FACEMASKS | proshield-tie-on-mask-anti-fog-blue-25-per-box-831.jpg
SKU: KCC48207G | Halyard Fog-Free Surgical Mask Orange - 50 per Package | The industry standard in fluid-resistant facial protection, fluid-resistant at 160mm Hg, ASTM Level 3. Visor masks are anti-fog, anti-glare. Fog-free versions has soft foam band for fog-resistant. | fog-free-surgical-mask-orange-50-per-package-284.jpg
SKU: KCC48237G | Halyard Fog-Free Surgical Mask Splashguardâ„¢ Visor Orange - 25 per Package | The industry standard in fluid-resistant facial protection, fluid-resistant at 160mm Hg, ASTM Level 3. Visor masks are anti-fog, anti-glare. Fog-free versions has soft foam band for fog-resistant. | fog-free-surgical-mask-splashguardtrade-visor-orange-25-per-package-167.jpg
SKU: KCC47625G | Halyard High Filtration Surgical Mask Silver - 35 per Package | HALYARD SPECIALTY FACE MASKS | high-filtration-surgical-mask-silver-35-per-package-9a1.jpg
SKU: KCC49214G | Halyard Fog-Free Surgical Mask Blue - 50 per Package | HALYARD SPECIALTY FACE MASKS | fog-free-surgical-mask-blue-50-per-package-7c2.jpg
SKU: KCC49215G | Halyard Anti-Fog Surgical Mask DERMA-TOUCH Tape Green - 50 per Package | HALYARD SPECIALTY FACE MASKS | anti-fog-surgical-mask-derma-touch-tape-green-50-per-package-159.jpg
SKU: KCC49235G | Halyard Anti-Fog Surgical Mask Green - 50 per Package | HALYARD SPECIALTY FACE MASKS | anti-fog-surgical-mask-green-50-per-package-675.jpg
SKU: KCC49216G | Halyard Fog-Free Duckbillâ„¢ Surgical Mask Blue - 50 per Package | HALYARD SPECIALTY FACE MASKS | fog-free-duckbilltrade-surgical-mask-blue-50-per-package-a76.jpg
SKU: 3MFT-12G | 3M Health Care Fit Test Solution Sweet 55ml Bottle - Each | Test kits and accessories designed to help your organization meet OSHA fit testing requirements for respirators. Products can be used to check face-to-respirator seal on any particulate respirator or gas/vapor respirator with a particulate prefilter. | fit-test-solution-sweet-55ml-bottle-each-803.jpg
SKU: CRTLPFL008G | Certol Facial Lock Mask 8" Retention Band - 50 per Box | Shield is a disposable pleated surgical face mask with a flexible nose piece and chin piece that enable the mask to conform to the face creating a positive facial lock. | facial-lock-mask-8-retention-band-50-per-box-6e7.jpg
SKU: KCC34644G | Kimberly-Clark Kimwipes EX-L Lens Cleaning Station White 4 1/2" x 8 1/2" - Each | A disposable, self-contained system, ideal anywhere glasses or safety lenses are worn. Filled with KimWipesÂ® EX-L extra low-lint wipers and an anti-static, anti-fog, silicone-free cleaning solution to remove dirt quickly and easily. | kimwipes-ex-l-lens-cleaning-station-white-4-1-2-x-8-1-2-each-86d.jpg
SKU: PROP703010G | Pro Advantage Cone/ Dust Facemask Blue Latex Free - 50 per Box | Masks are cool and comfortable and feature soft stretch earloops or sewn ties for a secure fit. They are highly breathable and have roomy, pleated facial pockets. Our masks provide superior comfort over extended periods of time. Latex free. | cone-dust-facemask-blue-latex-free-50-per-box-07d.jpg
SKU: SNHI20350G | Sultan Healthcare Ear Loop Mask - 40 per Box | The Groovy Mask provides a superior level of protection. It boasts a 99.9% particulate filtration at both 0.1 and 1.0 micron as well as a 99.9% bacterial filtration at 3 micron. It has improved breatheability over leading fluid resistant masks since it does not contain a plastic barrier that can be very difficult to breathe through. This also helps prevent moisture buildup inside the mask. The Groovy Mask is rated at the highest level of Fluid Resistance by ASTM Test Standard F1862. This means you are protected from splash and spatter of blood and body fluids that can contain harmful germs and soak through the fibers of your mask. For added protection, the Groovy Mask with Eye Shield offers increased side protection and resistance to fogging over leading fluid resistant masks with shields. Both Groovy Masks offer an anti fog strip to improve visibility and prevent fogging whether you're wearing protective eyewear or the Groovy Mask with shield. | ear-loop-mask-40-per-box-742.jpg
SKU: SNHI20324G | Sultan Healthcare Fluid Resistant Mask Ear Loop Blue - 50 per Box | Comfortable and economical. Filtration is 99% at 0.5 micron particle size, the highest filtration of any procedure-type mask. Soft ear loop design features full width and padded, flexible nosepiece for anatomical fit. | fluid-resistant-mask-ear-loop-blue-50-per-box-620.jpg
SKU: SNHI20325G | Sultan Healthcare Fluid Resistant Mask Ear Loop Pink - 50 per Box | Comfortable and economical. Filtration is 99% at 0.5 micron particle size, the highest filtration of any procedure-type mask. Soft ear loop design features full width and padded, flexible nosepiece for anatomical fit. | fluid-resistant-mask-ear-loop-pink-50-per-box-84b.jpg
SKU: CRSTXGCLBLG | Crosstex Mask Latex Free Blue - 50 per Box | White Facial Soft Tissue Inner Layer For Sensitive Skin. Facial Tissue Outer Layer. High Breathability. PFE Exceeds 97% at 1.0 Micron. | mask-latex-free-blue-50-per-box-ce6.jpg
SKU: CRSTXGCLPKG | Crosstex Mask Latex Free Pink - 50 per Box | White Facial Soft Tissue Inner Layer For Sensitive Skin. Facial Tissue Outer Layer. High Breathability. PFE Exceeds 97% at 1.0 Micron. | mask-latex-free-pink-50-per-box-ce6.jpg
SKU: CRSTXGCLYEG | Crosstex Mask Latex Free Yellow - 50 per Box | White Facial Soft Tissue Inner Layer For Sensitive Skin. Facial Tissue Outer Layer. High Breathability. PFE Exceeds 97% at 1.0 Micron. | mask-latex-free-yellow-50-per-box-78e.jpg
SKU: CRSTXGCBLG | Crosstex Mask Latex Free Blue Regular - 50 per Box | Elastic Headband. Splash Repellant Barrier. Flared Edge Prevents Irritation. Soft, Flexible, Aluminum Nosepiece Adjusts For Custom Fit. Soft, Odorless, Fiberglass Free. High Breathability. BFE Exceeds 99% at 4.5 Microns | mask-latex-free-blue-regular-50-per-box-b9e.jpg
SKU: CRSTXGCPKG | Crosstex Mask Latex Free Pink Small - 50 per Box | Elastic Headband. Splash Repellant Barrier. Flared Edge Prevents Irritation. Soft, Flexible, Aluminum Nosepiece Adjusts For Custom Fit. Soft, Odorless, Fiberglass Free. High Breathability. BFE Exceeds 99% at 4.5 Microns | mask-latex-free-pink-small-50-per-box-b9e.jpg
SKU: CRSTXGCLBLG | Crosstex Mask Latex Free Blue - 50 per Box | White Facial Soft Tissue Inner Layer For Sensitive Skin. Facial Tissue Outer Layer. High Breathability. PFE Exceeds 97% at 1.0 Micron. | mask-latex-free-blue-50-per-box-ce6.jpg
SKU: CRSTXGCIGRG | Crosstex Mask Latex Free Green - 50 per Box | Outer Splash Repellant Layer. White Facial Soft Tissue Inner Layer For Sensitive Skin. High Breathability. PFE Exceeds 98% at 1.0 Micron. | mask-latex-free-green-50-per-box-128.jpg
SKU: CRSTXGCILVG | Crosstex Mask Latex Free Lavender - 50 per Box | Outer Splash Repellant Layer. White Facial Soft Tissue Inner Layer For Sensitive Skin. High Breathability. PFE Exceeds 98% at 1.0 Micron. | mask-latex-free-lavender-50-per-box-128.jpg
SKU: CRSTXGCLPKG | Crosstex Mask Latex Free Pink - 50 per Box | White Facial Soft Tissue Inner Layer For Sensitive Skin. Facial Tissue Outer Layer. High Breathability. PFE Exceeds 97% at 1.0 Micron. | mask-latex-free-pink-50-per-box-ce6.jpg
SKU: CRSTXGCISAG | Crosstex Mask Latex Free Sapphire - 50 per Box | Outer Splash Repellant Layer. White Facial Soft Tissue Inner Layer For Sensitive Skin. High Breathability. PFE Exceeds 98% at 1.0 Micron. | mask-latex-free-sapphire-50-per-box-9d6.jpg
SKU: CRSTXGCITEG | Crosstex Mask Latex Free Teal - 50 per Box | Outer Splash Repellant Layer. White Facial Soft Tissue Inner Layer For Sensitive Skin. High Breathability. PFE Exceeds 98% at 1.0 Micron. | mask-latex-free-teal-50-per-box-129.jpg
SKU: CRSTXGCITQG | Crosstex Mask Latex Free Turquoise - 50 per Box | Outer Splash Repellant Layer. White Facial Soft Tissue Inner Layer For Sensitive Skin. High Breathability. PFE Exceeds 98% at 1.0 Micron. | mask-latex-free-turquoise-50-per-box-128.jpg
SKU: CRSTXGCITZG | Crosstex Mask Latex Free Topaz - 50 per Box | Outer Splash Repellant Layer. White Facial Soft Tissue Inner Layer For Sensitive Skin. High Breathability. PFE Exceeds 98% at 1.0 Micron. | mask-latex-free-topaz-50-per-box-128.jpg
SKU: CRSTXGCICXZG | Crosstex Mask Latex Free Topaz - 40 per Box | All The Benefits of Isofluid Plus a FogFree Feature. Exclusive Comfort Cushion. Unique FogFree Barrier on Inner Layer. | mask-latex-free-topaz-40-per-box-2d1.jpg
SKU: CRSTXGCPBLG | Crosstex Mask Blue Latex Free - 50 per Box | Inner and Outer Splash Resistant Layers. White Inner Layer for Sensitive Skin. High Breathability. PFE Exceeds 99% at 1.0 Micron. | mask-blue-latex-free-50-per-box-934.jpg
SKU: CRSTXGCPPKG | Crosstex Mask Pink Latex Free - 50 per Box | Inner and Outer Splash Resistant Layers. White Inner Layer for Sensitive Skin. High Breathability. PFE Exceeds 99% at 1.0 Micron. | mask-pink-latex-free-50-per-box-651.jpg
SKU: CRSTXGCPYEG | Crosstex Mask Yellow Latex Free - 50 per Box | Inner and Outer Splash Resistant Layers. White Inner Layer for Sensitive Skin. High Breathability. PFE Exceeds 99% at 1.0 Micron. | mask-yellow-latex-free-50-per-box-651.jpg
SKU: CRSTXGCIPWZG | Crosstex Mask Latex Free Topaz - 25 per Box | All The Benefits of Isofluid FogFree Plus an Optically Clear/Distortion Free Wrap-Around Shield | mask-latex-free-topaz-25-per-box-ca4.jpg
SKU: CRSTXGCIPWBG | Crosstex Mask Latex Free Blue - 25 per Box | All The Benefits of Isofluid FogFree Plus an Optically Clear/Distortion Free Wrap-Around Shield | mask-latex-free-blue-25-per-box-ca4.jpg
SKU: CRSTXGCIPWSG | Crosstex Mask Latex Free Sapphire - 25 per Box | All The Benefits of Isofluid FogFree Plus an Optically Clear/Distortion Free Wrap-Around Shield | mask-latex-free-sapphire-25-per-box-ca4.jpg
SKU: CRSTXGCIPWTG | Crosstex Mask Latex Free Turquoise - 25 per Box | All The Benefits of Isofluid FogFree Plus an Optically Clear/Distortion Free Wrap-Around Shield | mask-latex-free-turquoise-25-per-box-ca4.jpg
SKU: CRSTXGCSG | Crosstex Mask with Tie on Laces Latex Free Blue - 50 per Box | Fluid resistant outer layer with white fluid resistance inner layer. Extra large panel for surgical procedure and fluid resistant outer layer. PFE 99.2% @ 0.1 micron. EN14683 Rating - Type 11R. | mask-with-tie-on-laces-latex-free-blue-50-per-box-f64.jpg
SKU: CRSTXGCFCXUG | Crosstex Mask Latex Free Blue - 40 per Box | Inner and Outer Fluid Resistant Layers. White Inner Layer. High Breathability. High Efficiency Filter Media. PFE Exceeds 99% at 0.1 Micron. | mask-latex-free-blue-40-per-box-76e.jpg
SKU: CRSTXGCFCXSG | Crosstex Ultra Sensitive Mask White Latex Free - 50 per Box | Void of All Links, Dyes & Chemicals. Outer White Fluid Resistant Layer. Inner White Cellulose Layer. Extra Soft - will not Lint, Tear, Shred. High Breathability. High Efficiency Filter Media. PFE Exceeds 99% of 0.1 Micron. | ultra-sensitive-mask-white-latex-free-50-per-box-76e.jpg
SKU: CRSTXGCFCXSFG | Crosstex Ultra Sensitive Mask White Comfort Cushion No Fog Strip Latex Free - 40 per Box | Void of All Links, Dyes & Chemicals. Outer White Fluid Resistant Layer. Inner White Cellulose Layer. Extra Soft - will not Lint, Tear, Shred. High Breathability. High Efficiency Filter Media. PFE Exceeds 99% of 0.1 Micron. | ultra-sensitive-mask-white-comfort-cushion-no-fog-strip-latex-free-40-per-box-76e.jpg
SKU: CRSTXGCPWSG | Crosstex Ultra Sensitive Mask Shield White Comfort Cushion No Fog Strip Latex Free - 25 per Box | Void of All Links, Dyes & Chemicals. Outer White Fluid Resistant Layer. Inner White Cellulose Layer. Extra Soft - will not Lint, Tear, Shred. High Breathability. High Efficiency Filter Media. PFE Exceeds 99% of 0.1 Micron. | ultra-sensitive-mask-shield-white-comfort-cushion-no-fog-strip-latex-free-25-per-box-bb4.jpg
SKU: CRSTXGCFCXUG | Crosstex Mask Latex Free Blue - 40 per Box | Inner and Outer Fluid Resistant Layers. White Inner Layer. High Breathability. High Efficiency Filter Media. PFE Exceeds 99% at 0.1 Micron. | mask-latex-free-blue-40-per-box-76e.jpg
SKU: CRSTXGCPWG | Crosstex Mask Splash Shield Latex Free Blue - 25 per Box | Fluid resistant outer and white inner layers. Unique No-Fog barrier on inner and outer layers. Optically clear, distortion free wrap around shield. Earloop mask. PFE=98% @0.1 micron. | mask-splash-shield-latex-free-blue-25-per-box-77a.jpg
SKU: CRSTXGPRN95G | Crosstex Respirator Blue/ White - 28 per Box | Resistance to penetration by synthetic blood 160mmHG. NIOSH approved as N95 Particulate Respirator. Meets guidelines for TB exposure control. Malleable nose and chin pieces. Inner and outer fluid resistance layers. PFE=99.9% @ 0.1 micron. BFE=99.9% @3.1 micron | respirator-blue-white-28-per-box-a1d.jpg
SKU: CRSTXGCABLG | Crosstex Mask Latex Free Blue - 50 per Box | Fluid resistant outer and white fluid resistance inner layers. PFE=98.8% @0.1 micron. EN14683 Rating - Type 11R. | mask-latex-free-blue-50-per-box-f44.jpg
SKU: CRSTXGCPATG | Crosstex Patients Safety Mask Shield Earloop White 25/box - Box | CROSSTEX SPECIALTY FACE MASKS/SHIELDS | patients-safety-mask-shield-earloop-white-25-box-box-53b.jpg
SKU: MNUS2015G | Medicom Earloop Mask Blue - 50 per Box | Protection guaranteed with over 95% bacterial filtration, exceeding industry standards. Meets all current ASTM 2100-04 performance criteria. Added protection with unique shingle pleat design to prevent fluid pooling. Reduced risk of contamination with fluid repellent outer and inner material. Ideal for sensitive skin due to latex-free and fiberglass-free materials. Protection guaranteed with over 99.4% particle filtration at 0.3 microns, exceeding industry standards. Available in five popular colors. | earloop-mask-blue-50-per-box-297.jpg
SKU: MNUS2017G | Medicom Earloop Mask Yellow - 50 per Box | Protection guaranteed with over 95% bacterial filtration, exceeding industry standards. Meets all current ASTM 2100-04 performance criteria. Added protection with unique shingle pleat design to prevent fluid pooling. Reduced risk of contamination with fluid repellent outer and inner material. Ideal for sensitive skin due to latex-free and fiberglass-free materials. Protection guaranteed with over 99.4% particle filtration at 0.3 microns, exceeding industry standards. Available in five popular colors. | earloop-mask-yellow-50-per-box-297.jpg
SKU: MNUS2018G | Medicom Earloop Mask Teal - 50 per Box | Protection guaranteed with over 95% bacterial filtration, exceeding industry standards. Meets all current ASTM 2100-04 performance criteria. Added protection with unique shingle pleat design to prevent fluid pooling. Reduced risk of contamination with fluid repellent outer and inner material. Ideal for sensitive skin due to latex-free and fiberglass-free materials. Protection guaranteed with over 99.4% particle filtration at 0.3 microns, exceeding industry standards. Available in five popular colors. | earloop-mask-teal-50-per-box-297.jpg
SKU: MNUS2011G | Medicom Earloop Mask Lavender - 50 per Box | Protection guaranteed with over 95% bacterial filtration, exceeding industry standards. Meets all current ASTM 2100-04 performance criteria. Added protection with unique shingle pleat design to prevent fluid pooling. Reduced risk of contamination with fluid repellent outer and inner material. Ideal for sensitive skin due to latex-free and fiberglass-free materials. Protection guaranteed with over 99.4% particle filtration at 0.3 microns, exceeding industry standards. Available in five popular colors. | earloop-mask-lavender-50-per-box-297.jpg
SKU: AMDR2000G | AMD-Ritmed Tie-On Mask Blue - 50 per Box | A perfect combination of safety, quality and comfort. Protection guaranteed with over 94.3% bacterial filtration, exceeding industry standards. Added protection with unique shingle pleat design to prevent fluid pooling. Ideal for sensitive skin due to latex-free and fiberglass-free materials. Protection guaranteed with over 92.2% particle filtration at 0.3 microns, exceeding industry standards. | tie-on-mask-blue-50-per-box-b07.jpg
SKU: MNUS2080G | Medicom Earloop Mask White - 50 per Box | Ideal for professionals with sensitive skin. Contains no latex. All day comfort provided with soft inner layer to reduce skin irritations and allergic reactions. Increase protection with fluid repellent outer layer. Exceed the ASTM Standard by providing a lower differential pressure <3mm H2O/cm2 thus assuring greater breathability and a higher level of comfort. | earloop-mask-white-50-per-box-478.jpg
SKU: MNUS2015G | Medicom Earloop Mask Blue - 50 per Box | Protection guaranteed with over 95% bacterial filtration, exceeding industry standards. Meets all current ASTM 2100-04 performance criteria. Added protection with unique shingle pleat design to prevent fluid pooling. Reduced risk of contamination with fluid repellent outer and inner material. Ideal for sensitive skin due to latex-free and fiberglass-free materials. Protection guaranteed with over 99.4% particle filtration at 0.3 microns, exceeding industry standards. Available in five popular colors. | earloop-mask-blue-50-per-box-297.jpg
SKU: MNUS2082G | Medicom Earloop Mask Pink - 50 per Box | Ideal for professionals with sensitive skin. Contains no latex. All day comfort provided with soft inner layer to reduce skin irritations and allergic reactions. Increase protection with fluid repellent outer layer. Exceed the ASTM Standard by providing a lower differential pressure <3mm H2O/cm2 thus assuring greater breathability and a higher level of comfort. | earloop-mask-pink-50-per-box-478.jpg
SKU: AMDR2020G | AMD-Ritmed Cone Mask Blue - 50 per Box | Increased comfort and breathability with molded contour design. Custom fit with flexible aluminum nosepiece and non-latex stretchable headband. | cone-mask-blue-50-per-box-67e.jpg
SKU: MNUS2040G | Medicom Earloop Mask Blue - 50 per Box | Unique shingle pleats design to prevent fluid pooling and cross-contamination. Fluid resistant inner and outer layer. Layer free, with adjustable nosepiece. Protection guaranteed. Exceeds ASTM Standard by providing a lower differential pressure <3.0mm. H2O/cm2 thus assuring greater breakability and higher level of comfort. | earloop-mask-blue-50-per-box-a2b.jpg
SKU: MNUS2040G | Medicom Earloop Mask Blue - 50 per Box | Unique shingle pleats design to prevent fluid pooling and cross-contamination. Fluid resistant inner and outer layer. Layer free, with adjustable nosepiece. Protection guaranteed. Exceeds ASTM Standard by providing a lower differential pressure <3.0mm. H2O/cm2 thus assuring greater breakability and higher level of comfort. | earloop-mask-blue-50-per-box-a2b.jpg
SKU: MNUS2046G | Medicom Earloop Mask Pink - 50 per Box | High barrier mask offers maximum protection for procedures producing heavy amounts of airborne particles, moisture, spray and spatter. Mask exceed ASTM 2100 performance standards for high barrier protection. Fluid resistant inner and outer layer plus unique shingle pleats design to prevent fluid pooling and cross-contamination. Latex free, with adjustable nosepiece. Bacterial and particle filtration efficiency over 99% assures the highest level of protection against potential sources of infection. | earloop-mask-pink-50-per-box-a28.jpg
SKU: MNUS2025G | Medicom Earloop Mask Teal Eye Visor - 250 per Box | High barrier mask offers maximum protection for procedures producing heavy amounts of airborne particles, moisture, spray and spatter. Mask exceed ASTM 2100 performance standards for high barrier protection. Fluid resistant inner and outer layer plus unique shingle pleats design to prevent fluid pooling and cross-contamination. Latex free, with adjustable nosepiece. Bacterial and particle filtration efficiency over 99% assures the highest level of protection against potential sources of infection. | earloop-mask-teal-eye-visor-250-per-box-a28.jpg
SKU: AMDR2125G | AMD-Ritmed Shield Teal - 25 per Box | Convenient two-in-one protection with combination face mask and eye shield. Increased coverage with full wrap around shield design as required by OSHA guidelines. Comfort fit with fluid repellent and breathable mask attached, that exceeds 99.5% BFE industry standards. Added protection with unique shingle pleat design to prevent fluid pooling. Protection guaranteed with over 99.4% particle filtration at 0.3 microns, exceeding industry standards. | shield-teal-25-per-box-c9f.jpg
SKU: MHCU42341G | Molnlycke Health Care US Face Mask - 50 per Box | Hypoallergenic interfacing. Fluid repellent anti-fog face mask offers protection from splash from four-layer design. High particulate filtration of 98% down to 0.1 microns. High bacterial efficiency of 98% down to 3.0 microns. | face-mask-50-per-box-35f.jpg
SKU: MHCU42341G | Molnlycke Health Care US Face Mask - 50 per Box | Hypoallergenic interfacing. Fluid repellent anti-fog face mask offers protection from splash from four-layer design. High particulate filtration of 98% down to 0.1 microns. High bacterial efficiency of 98% down to 3.0 microns. | face-mask-50-per-box-35f.jpg
SKU: MHCU42291G | Molnlycke Health Care US Face Mask Anti Fog Sofloop - 50 per Box | Prevents fogging of eyewear. Bacterial filtration of 97% down to 3.0 micron. | face-mask-anti-fog-sofloop-50-per-box-5f0.jpg
SKU: MHCU42311G | Molnlycke Health Care US Anti-Fog Mask with Ties Foam Backing - 60 per Box | Prevents fogging of eyewear. Fluid repellent. Bacterial filtration of 97% down to 3.0 micron. | anti-fog-mask-with-ties-foam-backing-60-per-box-57b.jpg
SKU: MHCU42381G | Molnlycke Health Care US Anti-Fog Mask Green - 60 per Box | Prevents fogging of eyewear. Fluid repellent. Bacterial filtration of 97% down to 3.0 micron. | anti-fog-mask-green-60-per-box-53f.jpg
SKU: MHCU42301G | Molnlycke Health Care US Face Mask - 60 per Box | Hypoallergenic interfacing. Pleated non-glass design. Bacterial filtration of 97% down to 3.0 micron. | face-mask-60-per-box-541.jpg
SKU: CRSTXGCAPTPKG | Crosstex Le Petit Masque Pink - 50 per Box | Masks are three-quarters of an inch shorter than standard masks to help eliminate gapping and provide a more comfortable, protective fit for smaller faces. And, when you select this Priority Pink product, Crosstex will donate a full 5% of the proceeds to Memorial Sloan-Kettering Cancer Center in support of breast and reproductive cancer research. PTFE equals 98.5% @ 1 micron. Fluid resistant pink outer layer with soft spunbound inner layer. | le-petit-masque-pink-50-per-box-a7f.jpg
SKU: MNUS2040G | Medicom Earloop Mask Blue - 50 per Box | Unique shingle pleats design to prevent fluid pooling and cross-contamination. Fluid resistant inner and outer layer. Layer free, with adjustable nosepiece. Protection guaranteed. Exceeds ASTM Standard by providing a lower differential pressure <3.0mm. H2O/cm2 thus assuring greater breakability and higher level of comfort. | earloop-mask-blue-50-per-box-a2b.jpg
SKU: MNUS2046G | Medicom Earloop Mask Pink - 50 per Box | High barrier mask offers maximum protection for procedures producing heavy amounts of airborne particles, moisture, spray and spatter. Mask exceed ASTM 2100 performance standards for high barrier protection. Fluid resistant inner and outer layer plus unique shingle pleats design to prevent fluid pooling and cross-contamination. Latex free, with adjustable nosepiece. Bacterial and particle filtration efficiency over 99% assures the highest level of protection against potential sources of infection. | earloop-mask-pink-50-per-box-a28.jpg
SKU: CRSTXGCIPWBSFG | Crosstex Earloop Mask with Splash Shield FogFree Blue - 25 per Box | Creates a tight seal that significantly reduces gapping at the bottom and sides of the mask. ASTM High Performance. Conforms to any size or shape face. 3" aluminum chin piece that secures the mask to the face. | earloop-mask-with-splash-shield-fogfree-blue-25-per-box-dfd.jpg
SKU: MNUS2070G | Medicom Procedure Earloop Mask with Chin Wire Low Barrier Blue - 50 per Box | Three-ply non-woven masks with aluminum nose and chin pieces that create a light seal around the face, reducing gapping at the bottom and sides. A comfortable, personalized fit around the circumference of the face every time. | procedure-earloop-mask-with-chin-wire-low-barrier-blue-50-per-box-b93.jpg
SKU: MNUS2050G | Medicom Procedure Earloop Mask Augusta Sky - 50 per Box | A beautiful line of masks with colors inspired by Augusta's striking scenery. Constructed with the same high quality materials found in the SafeMaskÂ® Premier & Premier Plus line, these Level 1 & Level 2 ASTM rated masks with unique, joyful outer layers will bring brightness to your daily routine. | procedure-earloop-mask-augusta-sky-50-per-box-224.jpg
SKU: MNUS2051G | Medicom Procedure Earloop Mask Azalea Festival - 50 per Box | A beautiful line of masks with colors inspired by Augusta's striking scenery. Constructed with the same high quality materials found in the SafeMaskÂ® Premier & Premier Plus line, these Level 1 & Level 2 ASTM rated masks with unique, joyful outer layers will bring brightness to your daily routine. | procedure-earloop-mask-azalea-festival-50-per-box-224.jpg
SKU: MYDTMK-1006 | Mydent Molded Face Mask Blue | The combination of a fiberglass-free material with a latex-free elastic. The fluid resistant masks have a BFE and PFE of greater than 99%. These masks are available in either regular size or a smaller size in pink â€“ both with a unique â€œnon-glareâ€, adjustable nosepiece for a comfortable fit. Provides primary barrier filtration. | molded-face-mask-blue-b84.jpg
SKU: MYDTMK-1008 | Mydent Economy Molded Face Mask Pink | Economy Molded Face Mask, Pink (Small), 50/bx, 10 bx/cs | economy-molded-face-mask-pink--73e.jpg
SKU: MYDTMK-1036 | Mydent Molded Earloop Face Mask Blue | Innovative earloop design cone mask loops around the ears instead of the back of the head, eliminating hair tangles. Designed for easy breathing, these masks are highly pliable, fluid resistant, and feature a non-glare nosepiece. Offers superior protection and a BFE/PFE of greater than 99%. | molded-earloop-face-mask-blue-527.jpg
SKU: MYDTMK-1106 | Mydent Molded Face Mask "Breathe E-Z" Blue | These comfortable molded masks are the easiest to breathe through. Generally used for examinations and any non-splatter, dustless, or fluidless procedures. Offers superior protection and a BFE/PFE of greater than 99%. | molded-face-mask-breathe-e-z-blue-fd7.jpg
SKU: MYDTMK-1216 | Mydent Form-Fit Face Mask Pink | The unique contour design without a metal nosepiece prevents fogging of eyewear. These masks are ergonomically designed, fluid resistant and offer superior protection and a BFE/PFE of greater than 99%. | form-fit-face-mask-pink-5ee.jpg
SKU: MYDTMK-4046 | Mydent Procedural Dual Fit Earloop Face Mask Level 2 Blue | Dual fit design with chin contour technology that creates a tight, custom fit for enhanced facial protection. | procedural-dual-fit-earloop-face-mask-level-2-blue-ceb.jpg
SKU: MYDTMK-1246 | Mydent "Breathe E-Z" Pleated Face Mask Blue | Dual fit design with chin contour technology that creates a tight, custom fit for enhanced facial protection. | breathe-e-z-pleated-face-mask-blue-e83.jpg
SKU: MYDTMK-1256 | Mydent "Breathe E-Z" Pleated Face Mask Pink | Dual fit design with chin contour technology that creates a tight, custom fit for enhanced facial protection. | breathe-e-z-pleated-face-mask-pink-c5b.jpg
SKU: MYDTMK-1266 | Mydent "Breathe E-Z" Pleated Face Mask Lavender | Dual fit design with chin contour technology that creates a tight, custom fit for enhanced facial protection. | breathe-e-z-pleated-face-mask-lavender-787.jpg
SKU: MYDTMK-3000 | Mydent Full Face Shield | This face shield is made to fit over glasses and face masks. The adjustable velcro headband provides a comfortable fit, and the shield protects against splashing. Anti-fog treated, latex and fiberglass free. | full-face-shield-550.jpg
SKU: MYDTMK-3200 | Mydent Krazy Cone Face Mask Cat Design | Krazy Cone Face Masks feature four delightful character designs for pediatric patients. Masks have a non-glare pliable nosepiece, offer cool, comfortable breathing, and are fluid resistant. | krazy-cone-face-mask-cat-design-3cb.jpg
SKU: MYDTMK-3400 | Mydent Krazy Cone Face Mask Pig Design | Krazy Cone Face Masks feature four delightful character designs for pediatric patients. Masks have a non-glare pliable nosepiece, offer cool, comfortable breathing, and are fluid resistant. | krazy-cone-face-mask-pig-design-3cb.jpg
SKU: MYDTMK-3500 | Mydent Krazy Cone Face Mask Assorted Designs | Krazy Cone Face Masks feature four delightful character designs for pediatric patients. Masks have a non-glare pliable nosepiece, offer cool, comfortable breathing, and are fluid resistant. | krazy-cone-face-mask-assorted-designs-3cb.jpg
SKU: MYDTMK-3300 | Mydent Krazy Cone Face Mask Rabbit Design | Krazy Cone Face Masks feature four delightful character designs for pediatric patients. Masks have a non-glare pliable nosepiece, offer cool, comfortable breathing, and are fluid resistant. | krazy-cone-face-mask-rabbit-design-3cb.jpg
SKU: MYDTMK-3100 | Mydent Krazy Cone Face Mask Dog Design | Krazy Cone Face Masks feature four delightful character designs for pediatric patients. Masks have a non-glare pliable nosepiece, offer cool, comfortable breathing, and are fluid resistant. | krazy-cone-face-mask-dog-design-3cb.jpg
SKU: MYDTMK-7110 | Mydent Pleated Dual Fit Earloop Face Mask ASTM Level 1 Pink | ASTM Level 1 mask designed for procedures with low amounts of blood, fluid, spray and/or aerosol exposure. | pleated-dual-fit-earloop-face-mask-astm-level-1-pink-2ce.jpg
SKU: MYDTMK-7200 | Mydent Pleated Dual Fit Earloop Face Mask ASTM Level 2 Blue | ASTM Level 2 mask ideal for procedures where moderate to light amounts of fluid, spray and/or aerosols are produced. | pleated-dual-fit-earloop-face-mask-astm-level-2-blue-aa0.jpg
SKU: MYDTMK-7320 | Mydent Pleated Dual Fit Earloop Face Mask ASTM Level 3 White | ASTM Level 3 mask designed for procedures with moderate to heavy amounts of blood, fluid, spray and/or aerosol exposure. | pleated-dual-fit-earloop-face-mask-astm-level-3-white-870.jpg
SKU: MYDTMK-7400 | Mydent Pleated Dual Fit Earloop Face Mask w/Shield ASTM Level 3 Blue | ASTM Level 3 mask designed for procedures with moderate to heavy amounts of blood, fluid, spray and/or aerosol exposure. | pleated-dual-fit-earloop-face-mask-w-shield-astm-level-3-blue-f61.jpg
SKU: 3MFT-11G | 3M Health Care Sensitivity Solution Sweet 55ml Bottle - Each | Test kits and accessories designed to help your organization meet OSHA fit testing requirements for respirators. Products can be used to check face-to-respirator seal on any particulate respirator or gas/vapor respirator with a particulate prefilter. | sensitivity-solution-sweet-55ml-bottle-each-383.jpg
SKU: MHCU42391G | Molnlycke Health Care US Face Mask Green - 60 per Box | Prevents fogging of eyewear. Fluid repellent. Bacterial filtration of 97% down to 3.0 micron. | face-mask-green-60-per-box-c66.jpg
SKU: MKS98561100 | McKesson Exam Cape White 21 X 30 Inch Front / Back Opening | Exam Cape McKesson White 21 X 30 Inch Front / Back Opening, CAPE EXAM DISP 3PLY 30X21 100EA/CS MCK BRAND. | exam-cape-white-21-x-30-inch-front-back-opening-65e.jpg
SKU: ECGP46345-040 | Encompass Group Newborn Pre-folded Diaper 12" x 16" | 100% cotton infant diapers, Newborn Pre-folded Diaper. | newborn-pre-folded-diaper-12-x-16-822.jpg
SKU: CLDT1000-5 | Calderon Textiles Bath Towel 20" x 40" 100% Cotton 5 lb White | 100% cotton towels for the budget minded customers. | bath-towel-20-x-40-100-cotton-5-lb-white-f20.jpg
SKU: CLDT1011-225 | Calderon Textiles Hand Towel 15" x 25" 100% Cotton 2.25 lb White | 100% cotton towels for the budget minded customers. | hand-towel-15-x-25-100-cotton-225-lb-white--98d.jpg
SKU: BDSPZZR119 | Body Sport Professional Towels 2 Ply White | BodyMed Professional Towels. | professional-towels-2-ply-white-c6d.gif
SKU: BDSPZZR116 | Body Sport Professional Towels | BodyMedÂ® Professional Towels. 3-ply tissue. Blue. 500 per case | professional-towels-7c0.gif
SKU: BDSPZZR116 | Body Sport Professional Towels | BodyMedÂ® Professional Towels. 3-ply tissue. Blue. 500 per case | professional-towels-7c0.gif
SKU: BDSPZZR116 | Body Sport Professional Towels | BodyMedÂ® Professional Towels. 3-ply tissue. Blue. 500 per case | professional-towels-7c0.gif
SKU: BDSPZZR116 | Body Sport Professional Towels | BodyMedÂ® Professional Towels. 3-ply tissue. Blue. 500 per case | professional-towels-7c0.gif
SKU: BDSPZZR116 | Body Sport Professional Towels | BodyMedÂ® Professional Towels. 3-ply tissue. Blue. 500 per case | professional-towels-7c0.gif
SKU: KCC10502 | Kimberly-Clark Absorbent Tray Liners / Towels, 20"X 25" | Absorbent Tray Liners / Towels, 20"X 25". | absorbent-tray-liners-towels-20x-25-5e2.jpg
SKU: KCC89701 | Kimberly-Clark Absorbent Towels Two Pack 15" X 22" Sterile | Absorbent Towels, Two Pack | absorbent-towels-two-pack-15-x-22-sterile-f68.jpg
SKU: GMP10001 | Graham Medical MediShorts Large Extra Large | MediShorts are a made of durable nonwoven material with latex-free waist. | medishorts-large-extra-large--fc2.jpg
SKU: CVNCT5101 | Covidien Protective Gown Extra Large Blue | ChemoPlusâ„¢ protective gowns are lightweight, non-linting, splash resistant gowns with a closed front, long sleeves and knit cuffs. | protective-gown-extra-large-blue--7fe.jpg
SKU: KCC69979 | Kimberly-Clark Isolation Cover Gown | Non-sterile. Elastic cuffs. Protective 3-layer fabric. Exposure anticipated: potential for light fluid contact and contact isolation. | isolation-cover-gown-6b5.jpg
SKU: ECGP46960-119 | Encompass Group SafeCare Broadcloth Precaution Cover Gowns Heavy Weight Gown Extra Large Yellow | Raglan shoulder design allows for comfortable arm movement and generous fit. | safecare-broadcloth-precaution-cover-gowns-heavy-weight-gown-extra-large-yellow-8cd.jpg
SKU: ECGP46960-112X | Encompass Group SafeCare Broadcloth Precaution Cover Gowns 2X Large Heavweight Yellow | Raglan shoulder design allows for comfortable arm movement and generous fit. | safecare-broadcloth-precaution-cover-gowns-2x-large-heavweight-yellow-3f0.jpg
SKU: TIDI920431 | TIDI Products Gown Adult Tissue 3 Ply Front or Back Opening 56" x 42" | Provides reliable strength, coverage and opacity offer patient modesty and hygienic security. | gown-adult-tissue-3-ply-front-or-back-opening-56-x-42-13a.jpg
SKU: MAB532-6014-2400 | Mabis DMI Clothing Protector Navy | DMI Clothing Protector Navy, Made of absorbent, durable navy terry cloth | clothing-protector-navy-284.jpg
SKU: MAB532-6029-7300 | Mabis DMI Mealtime Protector Fancy Navy | Offer chest to lap protection. Easy to use hook and loop closure at neck. Made of polyester/cotton cover with waterproof barrier. | mealtime-protector-fancy-navy-cd9.jpg
SKU: BHDI214 | Busse Hospital Disposables Fluid Resistant Coveralls Elastic Cuffs Large | White spunbonded polypropylene with zipper. Latex free. | fluid-resistant-coveralls-elastic-cuffs-large-d3f.jpg
SKU: ISG3695365 | Health Care Wholesalers Sterile Lubricating Jelly, Clear | Clear, sterile jelly instantly provides continuous lubrication for insertion of catheters, surgical instruments and gloves into body orifices. Water soluble, non-staining and non-greasy; easily removed with tissues or a towel. Latex-free. | sterile-lubricating-jelly-clear-cda.jpg
SKU: PROP703010 | Pro Advantage Cone Dust Facemask Blue | ï»¿ï»¿ï»¿ï»¿ï»¿ï»¿ï»¿ï»¿Masks are cool and comfortable and feature soft stretch earloops or sewn ties for a secure fit. They are highly breathable and have roomy, pleated facial pockets. Our masks provide superior comfort over extended periods of time. Latex-Free. | cone-dust-facemask-blue-906.jpg
SKU: SKIL909201 | Skil Care Universal Alarm Mounting Bracket & Belt | Universal Chair Alarm Strap | universal-alarm-mounting-bracket-belt-343.jpg
SKU: SKIL909140 | Skil Care Shower Poncho Long Back with Hood | This soft comfortable poncho conveniently fits over any resident and provides warmth especially after a shower. | shower-poncho-long-back-with-hood--88a.jpg
SKU: DKL392XL | Dukal Coveralls Non-Sterile, Blue - XL | Coveralls Non-Sterile, Blue - XL. | coveralls-non-sterile-blue-xl-686.jpg
SKU: DKL382XXL | Dukal Coveralls Non-Sterile, White - XXL | Coveralls Non-Sterile, White - XXL. | coveralls-non-sterile-white-xxl-d30.jpg
SKU: DKL382XXXL | Dukal Coveralls Non-Sterile, White - XXXL | Coveralls Non-Sterile, White - XXXL. | coveralls-non-sterile-white-xxxl-3b4.jpg
SKU: DKL382XL | Dukal Coveralls Non-Sterile, White - XL | Coveralls Non-Sterile, White - XL. | coveralls-non-sterile-white-xl-18f.jpg
SKU: SKIL909302 | Skil Care Early Warning Bed Alarm System - 180-Day Sensor | Early Warning Alarm System, Set w/180 Day Sensor | early-warning-bed-alarm-system-180-day-sensor-d58.jpg
SKU: SKIL909223 | Skil Care Door Window Alarm Pack | These magnetic alarm can be mounted to any door or window for preventing unauthorized exits. | door-window-alarm-pack-0a5.gif
SKU: SKIL909283 | Skil Care FloorPro Floor Mat Alarm System Single-Side 180-Day Sensors | Weight-sensitive floor pad activates alarm at bedside and /or nurse's station. | floorpro-floor-mat-alarm-system-single-side-180-day-sensors-726.jpg
SKU: SKIL909310 | Skil Care OverMattress Alarm System with 45Days Sensor Pad | OverMattress Alarm System, Set, w/ 45 Day Sensor | overmattress-alarm-system-with-45days-sensor-pad-2d3.jpg
SKU: SKIL909311 | Skil Care OverMattress Alarm System With 90Days Sensor Pad | OverMattress Alarm System, Set, w/ 180 Day Sensor | overmattress-alarm-system-with-90days-sensor-pad-1d8.jpg
SKU: SKIL909314 | Skil Care OverMattress Alarm System with 45 Day Sensor Pad | These over the mattress sensor pads universally connect to any BedPro, ChairPro, or MultiPro alarm. | overmattress-alarm-system-with-45-day-sensor-pad-33a.jpg
SKU: SKIL909315 | Skil Care OverMattress Alarm System - 45 Days | Repl. OverMattress Sensor Pads, 45 Day, 5/Pack | overmattress-alarm-system-45-days-461.jpg
SKU: SKIL909316 | Skil Care OverMattress Alarm System - Pack | Repl. OverMattress Sensor Pads, 45 Day, 10/Pack | overmattress-alarm-system-pack-f79.jpg
SKU: SKIL909317 | Skil Care OverMattress Alarm System Pad Only 180 Day | This BedPro Safety Alarm System comes with an over the mattress sensor pad. | overmattress-alarm-system-pad-only-180-day-3fc.jpg
SKU: SKIL909318 | Skil Care OverMattress Alarm System for BedPro and MultiPro alarm units - Pack | Repl. OverMattress Sensor Pads, 180 Day, 5/Pack | overmattress-alarm-system-for-bedpro-and-multipro-alarm-units-pack-a74.jpg
SKU: SKIL909318 | Skil Care OverMattress Alarm System for BedPro and MultiPro alarm units - Pack | Repl. OverMattress Sensor Pads, 180 Day, 5/Pack | overmattress-alarm-system-for-bedpro-and-multipro-alarm-units-pack-a74.jpg
SKU: SKIL909320 | Skil Care UnderMattress Alarm System with 10''x30" Sensor Pad | UnderMattress Alarm System, Set w/ 90 Day, 10x30 Sensor Pad | undermattress-alarm-system-with-10x30-sensor-pad-c1d.jpg
SKU: SKIL909321 | Skil Care UnderMattress Alarm System with 20"x30"Sensor Pad | UnderMattress Alarm System, Set w/ 90 Day, 20x30 Sensor Pad | undermattress-alarm-system-with-20x30sensor-pad-613.jpg
SKU: SKIL909322 | Skil Care UnderMattress Alarm System with 10"x30" Sensor Pad | UnderMattress Alarm System, Set w/180 Day, 10x30 Sensor Pad | undermattress-alarm-system-with-10x30-sensor-pad-47a.jpg
SKU: SKIL909322 | Skil Care UnderMattress Alarm System with 10"x30" Sensor Pad | UnderMattress Alarm System, Set w/180 Day, 10x30 Sensor Pad | undermattress-alarm-system-with-10x30-sensor-pad-47a.jpg
SKU: SKIL909304 | Skil Care Early Warning Bed Alarm System | Repl. Early Warning Sensor Pad 90 Day | early-warning-bed-alarm-system-6a6.jpg
SKU: SKIL909304 | Skil Care Early Warning Bed Alarm System | Repl. Early Warning Sensor Pad 90 Day | early-warning-bed-alarm-system-6a6.jpg
SKU: SKIL909304 | Skil Care Early Warning Bed Alarm System | Repl. Early Warning Sensor Pad 90 Day | early-warning-bed-alarm-system-6a6.jpg
SKU: SKIL909304 | Skil Care Early Warning Bed Alarm System | Repl. Early Warning Sensor Pad 90 Day | early-warning-bed-alarm-system-6a6.jpg
SKU: SKIL909304 | Skil Care Early Warning Bed Alarm System | Repl. Early Warning Sensor Pad 90 Day | early-warning-bed-alarm-system-6a6.jpg
SKU: SKIL909304 | Skil Care Early Warning Bed Alarm System | Repl. Early Warning Sensor Pad 90 Day | early-warning-bed-alarm-system-6a6.jpg
SKU: SKIL909275 | Skil Care FloorPro Soft-Fall Bedside Mat Alarm System | Soft-Fall Bedside Mat, 2 | floorpro-soft-fall-bedside-mat-alarm-system-e6f.jpg
SKU: SKIL909275 | Skil Care FloorPro Soft-Fall Bedside Mat Alarm System | Soft-Fall Bedside Mat, 2 | floorpro-soft-fall-bedside-mat-alarm-system-e6f.jpg
SKU: SKIL909284 | Skil Care FloorPro Floor Mat Alarm System - Double-Side | Floor Mat Alarm w/ 2EA Floor Mats + Alarm & Sensor Pad, 180 Day | floorpro-floor-mat-alarm-system-double-side-6ea.jpg
SKU: SKIL909290 | Skil Care Replacement Sensor Pad for Floor Mat Pro (20" x 30") 180 Day Guarantee | Replacement Sensor Pad for Floor Mat Pro (20" x 30") 180 Day Guarantee | replacement-sensor-pad-for-floor-mat-pro-20-x-30-180-day-guarantee-ed5.jpg
SKU: BDSPZZR104 | Body Sport Drape Sheets 2 Ply Tissue 40" x 60" White | BodyMedÂ® Drape Sheets. Tissue. White. 2-ply. 40" x 60". 100 per case | drape-sheets-2-ply-tissue-40-x-60-white-658.gif
SKU: BDSPZZR106 | Body Sport Drape Sheet 3-Ply Tissue | BodyMedÂ® Drape Sheets. Drape sheets. Tissue. White. 3-ply. 40" x 90". 50 sheets per case | drape-sheet-3-ply-tissue-d72.gif
SKU: KCC89291 | Kimberly-Clark Bilateral Limb Drape 76" X 120" Sterile | CONTROL Plus Fabric ReinforcementTwo - 2.5in. Conformable Circular FenestrationsTube Holders | bilateral-limb-drape-76-x-120-sterile-f1a.jpg
SKU: MKS88341100 | McKesson General Purpose Drape McKesson Physical Exam Drape | General Purpose Drape McKesson Physical Exam Drape sheet | general-purpose-drape-mckesson-physical-exam-drape--a8f.jpg
SKU: MKS88371100 | McKesson General Purpose Exam Drape 40" X 72" | General Purpose Drape Physical Exam Drape 40 X 72 Inch NonSterile. | general-purpose-exam-drape-40-x-72-543.jpg
SKU: MKS88361100 | McKesson General Purpose Drape Physical Exam Drape 40 X 60 Inch NonSterile | SHEET DRAPE 3PLY 40X60 WT 100EA/CS MCK BRAND. | general-purpose-drape-physical-exam-drape-40-x-60-inch-nonsterile-aeb.jpg
SKU: BDSPZZR302LRG | Body Sport Exam Shorts, Large | BodyMedÂ® Exam Shorts. Blue. SMS. Large (waist 32" - 44") | exam-shorts-large-50c.gif
SKU: BDSPZZR302MED | Body Sport Exam Shorts Medium | BodyMedÂ® Exam Shorts. | exam-shorts-medium-325.gif
SKU: MKS88371100 | McKesson General Purpose Exam Drape 40" X 72" | General Purpose Drape Physical Exam Drape 40 X 72 Inch NonSterile. | general-purpose-exam-drape-40-x-72-543.jpg
SKU: MKS88361100 | McKesson General Purpose Drape Physical Exam Drape 40 X 60 Inch NonSterile | SHEET DRAPE 3PLY 40X60 WT 100EA/CS MCK BRAND. | general-purpose-drape-physical-exam-drape-40-x-60-inch-nonsterile-aeb.jpg
SKU: ECGP46878-125 | Encompass Group Scrub Pants Unisex Drawstring Misty Medium | Scrub Pants Unisex Drawstring Misty Medium. | scrub-pants-unisex-drawstring-misty-medium-559.jpg
SKU: DKL375LG | Dukal Shirt Large Disposable - 10 per Bag | Dark blue, heavyweight spunbonded material is sewn and resists tears. A good substitute for reusable clothing. | shirt-large-disposable-10-per-bag-aad.jpg
SKU: MHCU18620G | Molnlycke Health Care US Shirt Scrub Slate Green Medium - 12 per Bag | MOLNLYCKE BARRIERÂ® WEARING APPAREL - SCRUB SHIRTS | shirt-scrub-slate-green-medium-12-per-bag-53d.jpg
SKU: MHCU18630G | Molnlycke Health Care US Shirt Scrub Slate Green Large - 12 per Bag | MOLNLYCKE BARRIERÂ® WEARING APPAREL - SCRUB SHIRTS | shirt-scrub-slate-green-large-12-per-bag-53d.jpg
SKU: MHCU18640G | Molnlycke Health Care US Shirt Scrub Slate Green X-Large - 12 per Bag | MOLNLYCKE BARRIERÂ® WEARING APPAREL - SCRUB SHIRTS | shirt-scrub-slate-green-x-large-12-per-bag-53d.jpg
SKU: MHCU18710G | Molnlycke Health Care US Mens Drawstring Pants Slate Green Small Drawstring - 12 per Bag | MOLNLYCKE BARRIERÂ® WEARING APPAREL - SCRUB PANTS | mens-drawstring-pants-slate-green-small-drawstring-12-per-bag-94d.jpg
SKU: MHCU18720G | Molnlycke Health Care US Mens Drawstring Pants Slate Green Medium Drawstring - 12 per Bag | MOLNLYCKE BARRIERÂ® WEARING APPAREL - SCRUB PANTS | mens-drawstring-pants-slate-green-medium-drawstring-12-per-bag-94d.jpg
SKU: MHCU18730G | Molnlycke Health Care US Mens Drawstring Pants Slate Green Large Drawstring - 12 per Bag | MOLNLYCKE BARRIERÂ® WEARING APPAREL - SCRUB PANTS | mens-drawstring-pants-slate-green-large-drawstring-12-per-bag-94d.jpg
SKU: MHCU18740G | Molnlycke Health Care US Mens Drawstring Pants Slate Green X-Large Drawstring - 12 per Bag | MOLNLYCKE BARRIERÂ® WEARING APPAREL - SCRUB PANTS | mens-drawstring-pants-slate-green-x-large-drawstring-12-per-bag-94d.jpg
SKU: DKL360G | Dukal Shorts Unisize Disposable Dark Blue - 10 per Bag | Made of spunbonded polypropylene with elastic waist and no pockets. | shorts-unisize-disposable-dark-blue-10-per-bag-d24.jpg
SKU: DKL375XLG | Dukal Shirt X-Large Disposable - 10 per Bag | Dark blue, heavyweight spunbonded material is sewn and resists tears. A good substitute for reusable clothing. | shirt-x-large-disposable-10-per-bag-aad.jpg
SKU: DKL375MG | Dukal Shirt Medium Disposable - 10 per Bag | Dark blue, heavyweight spunbonded material is sewn and resists tears. A good substitute for reusable clothing. | shirt-medium-disposable-10-per-bag-315.jpg
SKU: ECGP46856-1N5 | Encompass Group Synergy Scrub Top Unisex V Neck Navy Medium | Synergyâ„¢ professional apparel perfectly blends durability and value with a fashionable variety of styles and colors. All styles are made of Synergy fabric, a durable blend that is comfortable, opaque and quick drying. Synergy fabric is apolyester/cotton blend that offers minimal shrinkage and is fade and wrinkle resistant. Additionally, a stain release finish has been added to enhance performance and keep the fabric looking fresh and new. The features of Synergy professional apparel make it an ideal choice when laundering and processingperformance are your number one priority. | synergy-scrub-top-unisex-v-neck-navy-medium-d4e.jpg
SKU: ECGP46856-117 | Encompass Group Scrub Top Unisex V-Neck Ceil Large | Encompass is committed to providing you with a wide array of fashionable and functional professional staff apparel. We feature high quality apparel designed for virtually every point of care your medical and facility staff will encounter. | scrub-top-unisex-v-neck-ceil-large-e9e.jpg
SKU: ECGP46856-119 | Encompass Group Scrub Top Unisex V Neck Ceil Extra Large | Synergyâ„¢ professional apparel perfectly blends durability and value with a fashionable variety of styles and colors. All styles are made of Synergy fabric, a durable blend that is comfortable, opaque and quick drying. Synergy fabric is a polyester/cotton blend that offers minimal shrinkage and is fade and wrinkle resistant. Additionally, a stain release finish has been added to enhance performance and keep the fabric looking fresh and new. The features of Synergy professional apparel make it an ideal choice when laundering and processing performance are your number one priority. | scrub-top-unisex-v-neck-ceil-extra-large-0fa.jpg
SKU: ECGP46856-1N7 | Encompass Group Synergy Unisex V Neck Tunic Navy Large | Synergyâ„¢ professional apparel perfectly blends durability and value with a fashionable variety of styles and colors. All styles are made of Synergy fabric, a durable blend that is comfortable, opaque and quick drying. Synergy fabric is a polyester/cotton blend that offers minimal shrinkage and is fade and wrinkle resistant. Additionally, a stain release finish has been added to enhance performance and keep the fabriclooking fresh and new. The features of Synergy professional apparel make it an ideal choice when laundering and processing performance are your number one priority | synergy-unisex-v-neck-tunic-navy-large-623.jpg
SKU: ECGP46856-1N9 | Encompass Group Scrub Top Unisex V Neck Navy Extra Large | Encompass Group Scrub Top, Unisex, V-Neck, Navy, X-Large. | scrub-top-unisex-v-neck-navy-extra-large-7c3.jpg
SKU: ECGP46876-113 | Encompass Group Essentials Scrub Top Unisex V-Neck Tunic | Essentialsâ„¢ staff apparel is made from a lightweight yet durable cotton/polyester fabric and is designed for comfortand breathability at a cost effective price. Additionally, to ensure colorfastness wash after wash, Essentials professional apparel is disperse vat dyed. | essentials-scrub-top-unisex-v-neck-tunic--000.png
SKU: ECGP46878-115 | Encompass Group Scrub Pants Unisex Drawstring Ceil Medium | Essentialsâ„¢ staff apparel is made from a lightweight yet durable cotton/polyester fabric and is designed for comfortand breathability at a cost effective price. Additionally, to ensure colorfastness wash after wash, Essentials professional apparel is disperse vat dyed. | scrub-pants-unisex-drawstring-ceil-medium-b0a.jpg
SKU: ECGP46878-113X | Encompass Group Scrub Pants Unisex Drawstring Ceil 3X Large | Gain a comfortable, generous fit with these drawstring pants. | scrub-pants-unisex-drawstring-ceil-3x-large-c50.jpg
SKU: ECGP46878-1N5 | Encompass Group Scrub Pants Unisex Drawstring Navy Medium | Essentials Unisex Drawstring Pant. | scrub-pants-unisex-drawstring-navy-medium-4cb.jpg
SKU: ECGP9676 | Encompass Group Scrub Pants 3X-Large | Scrub Pants 3X-Large | scrub-pants-3x-large-f6e.jpg
SKU: PERSBPS-12R | PerSys Medical Survival Jacket | Blizzard Survival Jacket is a unique garment with a tiny packed size. The jacket is a hooded body warmer covering the entire torso, made from Reflexcell material. This resuable, durable jacket enables the wearer to be protected and rewarmed while remaining completely mobile. | survival-jacket-947.jpg
SKU: KCC10078 | Kimberly-Clark Professional Jacket w/ Knit Collar & Cuff, Blue, Large | Protective 3-Layer Sms Fabric. Potential For Moderate Fluid Contact. Knit Collar And Cuffs. 5 Snaps. 2 Reinforced Pockets. Size/Name Label | professional-jacket-w-knit-collar-cuff-blue-large-405.jpg
SKU: DKL380L | Dukal Disposable Scrub Wear and Coveralls Pants Large Dark Blue | Disposable Scrub Wear Pants Large Dark Blue. | disposable-scrub-wear-and-coveralls-pants-large-dark-blue-2f9.jpg
SKU: DKL380M | Dukal Disposable Scrub Wear & Coveralls, Pants, Medium, Dark Blue | - | disposable-scrub-wear-coveralls-pants-medium-dark-blue-35a.jpg
SKU: DKL380S | Dukal Disposable Scrub Wear & Coveralls, Pants, Small, Dark Blue | - | disposable-scrub-wear-coveralls-pants-small-dark-blue-6dd.jpg
SKU: DKL380XL | Dukal Disposable Scrub Wear and Coveralls Pants Extra Large Dark Blue | Disposable Scrub Wear & Coveralls, Pants, X-Large, Dark Blue. | disposable-scrub-wear-and-coveralls-pants-extra-large-dark-blue-922.jpg
SKU: DKL375L | Dukal Disposable Scrub Wear and Coveralls Shirt Large Dark Blue | Disposable Scrub Wear and Coveralls Shirt Large Dark Blue | disposable-scrub-wear-and-coveralls-shirt-large-dark-blue-069.jpg
SKU: DKL375M | Dukal Disposable Scrub Wear & Coveralls, Shirt, Medium, Dark Blue | DUKAL Scrubwear & Coveralls are made of a durable spunbonded polypropylene making them fluid resistant. All scrub pants have a drawstring tie waist, one front pocket and one back pocket and shirts have two pockets. They provide a great alternative to laundered scrubs.Our Coveralls are available in 3 sizes, have front zip closure, and elastic wrist and ankle cuffs. All DUKAL Scrubwear and Coveralls are latex free. | disposable-scrub-wear-coveralls-shirt-medium-dark-blue-213.jpg
SKU: DKL375S | Dukal Disposable Scrub Wear & Coveralls, Shirt, Small, Dark Blue | DUKAL Scrubwear & Coveralls are made of a durable spunbonded polypropylene making them fluid resistant. All scrub pants have a drawstring tie waist, one front pocket and one back pocket and shirts have two pockets. They provide a great alternative to laundered scrubs.Our Coveralls are available in 3 sizes, have front zip closure, and elastic wrist and ankle cuffs. All DUKAL Scrubwear and Coveralls are latex free. | disposable-scrub-wear-coveralls-shirt-small-dark-blue-f8c.jpg
SKU: DKL375XL | Dukal Disposable Scrub Wear and Coveralls Shirt Extra Large Dark Blue | Disposable Scrubs & Coveralls Non-Sterile, Shirt, X-Large. | disposable-scrub-wear-and-coveralls-shirt-extra-large-dark-blue-a99.jpg
SKU: DKL380XXL | Dukal Disposable Scrub Wear Non Sterile Latex Free Pants XX-Large Dark Blue | All scrub wear and coveralls are made of a durable spunbonded material and are latex free. They provide a great alternative to a laundered scrubs. | disposable-scrub-wear-non-sterile-latex-free-pants-xx-large-dark-blue-6a2.jpg
SKU: DKL375XXL | Dukal Disposable Scrub Wear Non-Sterile Latex Free Shirt XX-Large Dark Blue | Dark blue, heavyweight spunbonded material is sewn and resists tears. A good substitute for reusable clothing. | disposable-scrub-wear-non-sterile-latex-free-shirt-xx-large-dark-blue-d7d.jpg
SKU: ECGP46878-117 | Encompass Group Unisex Drawstring Scrub Pants, Large | DrawstringLargeCeil Blue | unisex-drawstring-scrub-pants-large-8db.jpg
SKU: CVN70074A | Covidien Youth Pants Unisex Large/ X-Large | The Curity Youth Pant'S Unisex Design Makes It Appropriate For Boys And Girls, Its Super-Dry Core And Cloth-Like Backing Make The Pant Perfect For Over Night Use. | youth-pants-unisex-large-x-large--5aa.jpg
SKU: CVN70073A | Covidien Curity Youth Pants Medium 45 - 65 lb | The Curity Youth Pant'S Unisex Design Makes It Appropriate For Boys And Girls, Its Super-Dry Core And Cloth-Like Backing Make The Pant Perfect For Over Night Use. | curity-youth-pants-medium-45-65-lb-471.jpg
SKU: DKL360 | Dukal Disposable Scrub Wear and Coveralls Shorts Unisize Dark Blue | DUKAL Scrubwear & Coveralls are made of a durable spunbonded polypropylene making them fluid resistant. | disposable-scrub-wear-and-coveralls-shorts-unisize-dark-blue-97d.jpg
SKU: TIDI10401 | TIDI Products Premium Poly Aprons White 28" x 46" | Reliable protection in an apron design. | premium-poly-aprons-white-28-x-46-9a0.jpg
SKU: MKS18441200 | McKesson General Purpose Apron Bib, APRON DISP 28X46 WHT | McKesson General Purpose Apron Bib, APRON DISP 28X46 WHT 100EA/PK 5PK/CS MCK BRAND. | -general-purpose-apron-bib-apron-disp-28x46-wht--ec3.jpg
SKU: CM7617A | Complete Medical Barrier Bib with Catch Pocket | Barrier Bib with Catch Pocket | barrier-bib-with-catch-pocket-eda.jpg
SKU: TIDI10418 | TIDI Products Apron 28" x 46" White | Premium Poly Aprons. | apron-28-x-46-white--140.jpg
SKU: MKS18441202 | McKesson General Purpose Apron Bib, 28 X 46 Inch | McKesson General Purpose Apron Bib, APRON DISP 28X46 WHT 100EA/PK 5PK/CS MCK BRAND. | general-purpose-apron-bib-28-x-46-inch-ef2.jpg
SKU: ALI910206 | Alimed Smoker's Apron, Heavy-duty, Grey | AliMed Heavy-Duty Smokerâ€™s Apron Wheelchair users should not smoke without a fire-resistant cover-up. Their lap and chest should be covered to help prevent smoking materials from falling between them and the wheelchair. Apron ties around the neck, around the wheelchair arms, and just below the seat for large coverage area. Apron can be folded safely for easy storage. Flame retardant fabric meets NFPA 701. | smokers-apron-heavy-duty-grey-fbc.jpg
SKU: ALI910205 | Alimed Smoker's Apron, Economy, White | AliMed Economy Smoker's Apron is a lightweight, more economical version of the Heavy Duty Smoker's Apron. Helps protect wheelchair user's from falling ashes and smoking debris. Apron must not be folded due to fiberglass content. Flame retardant fabric meets NFPA 701. | smokers-apron-economy-white-ac6.jpg
SKU: ABW733740000 | Maddak Ableware Lighted Magnifier | The Lighted Magnifier is useful for people with limited eye-sight. Enlarges fine print to 4X its original size. It is a high quality magnifier with a 1 1/4" (3.2 cm) square unbreakable clear lens and a sharp focused flashlight. Operates on two AAA batteries (supplied). Bulb is activated only when thumb switch is depressed. | lighted-magnifier-e75.jpg
SKU: GF5736 | Grafco Aspheric Magnifier Hand Held Magnification 5X | Aspheric magnifier hand-held magnification: 5X | aspheric-magnifier-hand-held-magnification-5x-5b4.jpg
SKU: CM3183 | Complete Medical Talking Wrist Watch English Square Face | Talking black watch with matching plastic band. 1/4" inch black numbers on LCD display. LCD and audio time report. Speaker on front. Alarm and hourly time announcement . Great for men or women. | talking-wrist-watch-english-square-face-f61.jpg
SKU: CM3185 | Complete Medical Digital Talking Alarm Clock | Digital Talking Alarm Clock is perfect for low vision blind or seniors. | digital-talking-alarm-clock-2b9.jpg
SKU: CM3980 | Complete Medical Talking Calculator Big Button | Talking Calculator Big Button. | talking-calculator-big-button-4d1.jpg
SKU: CM105 | Complete Medical Private Label Catalog Silk-Screened | Feature Make Our Catalog Your Catalog We will silk screen your company name logo and information directly onto the cover Does not include prices - set your own profit margins Features over 8 000 products from 500 manufacturers A perfect sales tool Minimum for silk screening: 100 Catalogs | private-label-catalog-silk-screened-941.jpg
SKU: C2RRX16 | C2R Global Rx Destroyer 16oz Bottle | Compared to most disposal processes, the Rx Destroyer is a very simple user-friendly system that is inexpensive, quick, clean and environmentally friendly. The Rx Destroyer system utilizes environmentally friendly ingredients to instantly render pharmaceuticals unusable. | rx-destroyer-16oz-bottle-b9b.jpg
SKU: SAMP565960 | Sammons Preston Clear 2 Handle 12 Oz. Mug | Made from plastic with an extra-large base and two large handles. | clear-2-handle-12-oz-mug--d91.jpg
SKU: SAMP145401 | Sammons Preston Spouted Lids Package of 6 | Enable users to control flow of liquid by placing finger over hole. | spouted-lids-package-of-6-c9b.jpg
SKU: SAMP1110 | Sammons Preston One Way Straws | These straws have one-way valves which stay filled with fluid even after removing the straw from a users lips. | one-way-straws-c32.jpg
SKU: SAMP1125 | Sammons Preston Etac Cup with Holder & Lid | Can be held either by the handle, or by slipping hand between handle and holder. Includes a lip for a second hand to lend support. | etac-cup-with-holder-lid-53d.jpg
SKU: SAMP1160 | Sammons Preston Clear Nosey Cup | This 8-oz. cup has a cutout for the nose so a person can drink without tipping the head back or extending the neck. | clear-nosey-cup-305.jpg
SKU: SAMP081611755 | Sammons Preston Insulated Mug with Lid with Spouted Lid Blue 12 oz. | A polypropylene mug with an easy-to-grasp handle. | insulated-mug-with-lid-with-spouted-lid-blue-12-oz-972.jpg
SKU: SAMP081611763 | Sammons Preston Insulated Mug with Lid With Snorkel Lid Blue 12 oz. | A polypropylene mug with an easy-to-grasp handle. | insulated-mug-with-lid-with-snorkel-lid-blue-12-oz-972.jpg
SKU: TIDI9211G | TIDI Products Plastic Cup White - 5 Ounces, 100 per Bag | New improved emboss. Attractive fluted rib sidewall provides consistent wall thickness. Designed for the medical and dental professions. Ideal for swallowing pills, flexible, prevents cracking. | plastic-cup-white-5-ounces-100-per-bag-5f9.jpg
SKU: TIDI9212G | TIDI Products Plastic Cup Green - 5 Ounces, 100 per Bag | New improved emboss. Attractive fluted rib sidewall provides consistent wall thickness. Designed for the medical and dental professions. Ideal for swallowing pills, flexible, prevents cracking. | plastic-cup-green-5-ounces-100-per-bag-3f2.jpg
SKU: TIDI9213G | TIDI Products Plastic Cup Blue - 5 Ounces, 100 per Bag | New improved emboss. Attractive fluted rib sidewall provides consistent wall thickness. Designed for the medical and dental professions. Ideal for swallowing pills, flexible, prevents cracking. | plastic-cup-blue-5-ounces-100-per-bag-5f9.jpg
SKU: TIDI9214G | TIDI Products Plastic Cup Yellow - 5 Ounces, 100 per Bag | New improved emboss. Attractive fluted rib sidewall provides consistent wall thickness. Designed for the medical and dental professions. Ideal for swallowing pills, flexible, prevents cracking. | plastic-cup-yellow-5-ounces-100-per-bag-d90.jpg
SKU: TIDI9216G | TIDI Products Plastic Cup Mauve - 5 Ounces, 100 per Bag | New improved emboss. Attractive fluted rib sidewall provides consistent wall thickness. Designed for the medical and dental professions. Ideal for swallowing pills, flexible, prevents cracking. | plastic-cup-mauve-5-ounces-100-per-bag-063.jpg
SKU: TIDI9217G | TIDI Products Plastic Cup Beige - 5 Ounces, 100 per Bag | New improved emboss. Attractive fluted rib sidewall provides consistent wall thickness. Designed for the medical and dental professions. Ideal for swallowing pills, flexible, prevents cracking. | plastic-cup-beige-5-ounces-100-per-bag-5f9.jpg
SKU: TIDI9241G | TIDI Products Plastic Cup White - 3Â½ Ounces, 100 per Bag | New improved emboss. Attractive fluted rib sidewall provides consistent wall thickness. Designed for the medical and dental professions. Ideal for swallowing pills, flexible, prevents cracking. | plastic-cup-white-3frac12-ounces-100-per-bag-688.jpg
SKU: TIDI9243G | TIDI Products Plastic Cup Blue - 3Â½ Ounces, 100 per Bag | New improved emboss. Attractive fluted rib sidewall provides consistent wall thickness. Designed for the medical and dental professions. Ideal for swallowing pills, flexible, prevents cracking. | plastic-cup-blue-3frac12-ounces-100-per-bag-f4b.jpg
SKU: TIDI9210G | TIDI Products Plastic Cup Lavender - 5 Ounces, 100 per Bag | New improved emboss. Attractive fluted rib sidewall provides consistent wall thickness. Designed for the medical and dental professions. Ideal for swallowing pills, flexible, prevents cracking. | plastic-cup-lavender-5-ounces-100-per-bag-688.jpg
SKU: TIDI9215G | TIDI Products Plastic Cup Gray 5 Ounces 100 per Bag | Designed for the medical and dental professions. | plastic-cup-gray-5-ounces-100-per-bag-5c0.jpg
SKU: TIDI9226G | TIDI Products Infused Wax Paper Cup Jazz Design - 5 Ounces, 100 per Bag | Waxed. | infused-wax-paper-cup-jazz-design-5-ounces-100-per-bag-ca7.jpg
SKU: TIDI9240G | TIDI Products Infused Wax Paper Cup Jazz Print - 3 Ounces, 100 per Bag | Waxed. | infused-wax-paper-cup-jazz-print-3-ounces-100-per-bag-e99.jpg
SKU: TIDI9220G | TIDI Products Infused Wax Paper Cup Tooth Design - 5 Ounces, 100 per Bag | Waxed. | infused-wax-paper-cup-tooth-design-5-ounces-100-per-bag-b50.jpg
SKU: MNUS105G | Medicom Plastic Cup 5 oz Green 100/sleeve - Sleeve | Increased strength due to double coating with a built in grip control outer wall design. Better lip control and ease of use with special rolled lip design for high comfort. Offered in great pastel colors that coordinate with our dry-back dental bibs. | plastic-cup-5-oz-green-100-sleeve-sleeve-264.jpg
SKU: MNUS106G | Medicom Plastic Cup 5 oz Lavender 50/sleeve - Sleeve | Increased strength due to double coating with a built in grip control outer wall design. Better lip control and ease of use with special rolled lip design for high comfort. Offered in great pastel colors that coordinate with our dry-back dental bibs. | plastic-cup-5-oz-lavender-50-sleeve-sleeve-264.jpg
SKU: MNUS107G | Medicom Plastic Cup 5 oz Dusty Rose 100/sleeve - Sleeve | Increased strength due to double coating with a built in grip control outer wall design. Better lip control and ease of use with special rolled lip design for high comfort. Offered in great pastel colors that coordinate with our dry-back dental bibs. | plastic-cup-5-oz-dusty-rose-100-sleeve-sleeve-264.jpg
SKU: MNUS108G | Medicom Plastic Cup 5 oz Yellow 50/sleeve - Sleeve | Increased strength due to double coating with a built in grip control outer wall design. Better lip control and ease of use with special rolled lip design for high comfort. Offered in great pastel colors that coordinate with our dry-back dental bibs. | plastic-cup-5-oz-yellow-50-sleeve-sleeve-264.jpg
SKU: MNUS110G | Medicom Plastic Cup 5 oz White | Pastel cup colours coordinated with Dry-BackÂ® dental bibs. Plastic material for solid feel. Increased strength due to double coating with a built in grip control outer wall design. Better lip control and ease of use with special rolled lip design for high comfort. | plastic-cup-5-oz-white-bb4.jpg
SKU: MNUS112G | Medicom Plastic Cup 5 oz Blue - 50 per Bag | Increased strength due to double coating with a built in grip control outer wall design. Better lip control and ease of use with special rolled lip design for high comfort. Offered in great pastel colors that coordinate with our dry-back dental bibs. | plastic-cup-5-oz-blue-50-per-bag-264.jpg
SKU: CRSTXPCCG | Crosstex Dispenser For 3.5 & 5 oz Cups - Each | CROSSTEX CUP DISPENSER | dispenser-for-35-amp-5-oz-cups-each-5c1.jpg
SKU: LSL71001 | Lansinoh mOmma Spill-Proof Cup with Dual Handles Green | The mOmma Spill-Proof Cup with Dual Handles has an innovative design that makes drinking both engaging and stimulating for your toddlers development.Our fun, playful line of mOmma toddler feeding products are designed to stimulate young minds and encourage good eating habits in early eaters. We are proud to bring style and function to your table with sleek designs created in Italy. | momma-spill-proof-cup-with-dual-handles-green-d43.jpg
SKU: LSL71040 | Lansinoh mOmma Spill-Proof Cup with Dual Handles Orange | The mOmma Spill-Proof Cup with Dual Handles has an innovative design that makes drinking both engaging and stimulating for your toddlers development.Our fun, playful line of mOmma toddler feeding products are designed to stimulate young minds and encourage good eating habits in early eaters. We are proud to bring style and function to your table with sleek designs created in Italy. | momma-spill-proof-cup-with-dual-handles-orange-911.jpg
SKU: LSL71041 | Lansinoh mOmma Spill Proof Cup No Handle Green | The mOmma Spill-Proof Cup has an innovative design that makes drinking both engaging and stimulating for your toddlers development.Our fun, playful line of mOmma toddler feeding products are designed to stimulate young minds and encourage good eating habits in early eaters. We are proud to bring style and function to your table with sleek designs created in Italy. | momma-spill-proof-cup-no-handle-green-ea1.jpg
SKU: LSL71002 | Lansinoh mOmma Spill Proof Cup No Handle Orange | The mOmma Spill-Proof Cup has an innovative design that makes drinking both engaging and stimulating for your toddlers development.Our fun, playful line of mOmma toddler feeding products are designed to stimulate young minds and encourage good eating habits in early eaters. We are proud to bring style and function to your table with sleek designs created in Italy. | momma-spill-proof-cup-no-handle-orange-8c7.jpg
SKU: LSL71042 | Lansinoh mOmma Straw Cup No Handle Green | The mOmma Straw Cup has an innovative design that makes drinking both engaging and stimulating for your toddlers development.Our fun, playful line of mOmma toddler feeding products are designed to stimulate young minds and encourage good eating habits in early eaters. We are proud to bring style and function to your table with sleek designs created in Italy. | momma-straw-cup-no-handle-green-297.jpg
SKU: LSL71006 | Lansinoh mOmma Straw Cup with Dual Handles Green | The mOmma Straw Cup with Dual Handles has an innovative design that makes drinking both engaging and stimulating for your toddlers developmentOur fun, playful line of mOmma toddler feeding products are designed to stimulate young minds and encourage good eating habits in early eaters. We are proud to bring style and function to your table with sleek designs created in Italy. | momma-straw-cup-with-dual-handles-green-88a.jpg
SKU: LSL71043 | Lansinoh mOmma Straw Cup with Dual Handles Orange | The mOmma Straw Cup with Dual Handles has an innovative design that makes drinking both engaging and stimulating for your toddlers developmentOur fun, playful line of mOmma toddler feeding products are designed to stimulate young minds and encourage good eating habits in early eaters. We are proud to bring style and function to your table with sleek designs created in Italy. | momma-straw-cup-with-dual-handles-orange-875.jpg
SKU: ALI80299 | Alimed Dsyphasia Cup Almond 8 oz | Weighted Base Dysphagia Cup Comes with a wide handle and easy-to-use oval shape for directing the flow of liquid. | dsyphasia-cup-almond-8-oz-5b4.jpg
SKU: SAMP555667 | Sammons Preston Weighted Two Handle Mug | This crystal clear plastic mug has a base with a weight of 10 oz. and two large handles to make drinking safer and easier. | weighted-two-handle-mug-44a.jpg
SKU: SAMP081565795 | Sammons Preston Extra Large Insulated Blue Mug | Foam insulated with an unbreakable plastic liner and wide mouth. Perfect for holding hot or cold beverages. | extra-large-insulated-blue-mug-a4e.jpg
SKU: SAMP555653 | Sammons Preston Handy Cup | Two-handled transparent cup with extra-wide base provides a secure grip and stability while reducing the occurrence of accidental spills. Unique angled design provides space for nose and eyeglasses while making it possible to drink with little or no neck movement. | handy-cup-a76.jpg
SKU: SAMP920349 | Sammons Preston Two Handle Snorkel Cup | Two Handle Snorkel Cup. | two-handle-snorkel-cup-d3c.jpg
SKU: SAMP145402 | Sammons Preston Anti Splash Lids | Independence Drinkware with Interchangeable Lids Anti-Splash Lids. | anti-splash-lids--907.jpg
SKU: SAMP1108 | Sammons Preston 12 oz. Weighted Cup with Lid Bottom Coaster Weight | Insulates hot or cold liquids. Features easy-to-grasp handle and stable, wide base. | 12-oz-weighted-cup-with-lid-bottom-coaster-weight-bc5.jpg
SKU: SAMP110801 | Sammons Preston Internal Coaster Weight | For those with tremors and athetosis, the 12 oz. cup has an extra 8 oz. of weight to control movement while drinking. The cup includes a large, easy-to-grasp handle with a stable base that insulates hot or cold liquids. | internal-coaster-weight-c3d.jpg
SKU: ABW745910001 | Ableware Sure Grip Cup with Lid Purple | Specially designed lid makes it possible to drink without the need to raise the head. The flow of fluid can be controlled by sipping on the mouthpiece or, in the case where a person does not have the sucking ability, by placing the fingers over the vent holes in the lid. | sure-grip-cup-with-lid-purple-3e8.png
SKU: ABW745910003 | Ableware Sure Grip Cup with Lid Green | Specially designed lid makes it possible to drink without the need to raise the head. The flow of fluid can be controlled by sipping on the mouthpiece or, in the case where a person does not have the sucking ability, by placing the fingers over the vent holes in the lid. | sure-grip-cup-with-lid-green-96e.png
SKU: MMPL11906 | Medegen Medical Products Replacement Lid for H208-11 | Ideal for patient bedside, extended care and home health use. | replacement-lid-for-h208-11--370.jpg
SKU: MMPLH208-10 | Medegen Medical Products Pitcher Lid Straw and Handle Rose | Ideal for patient bedside, extended care and home health use. 34 oz. | pitcher-lid-straw-and-handle-rose--301.jpg
SKU: MMPLH208-11 | Medegen Medical Products Gray Pitcher Lid Straw and Handle | 34 oz. Double-wall thermo design keeps drinks cold and minimizes the need to add ice. | gray-pitcher-lid-straw-and-handle-83a.jpg
SKU: MAB640-9016-0000 | Briggs Healthcare HealthSmart Nosey Cup Set | Healthsmart nosey cup set | healthsmart-nosey-cup-set--ae7.jpg
SKU: ALI80298 | Alimed Dsyphasia Cup | Weighted Base Dysphagia Cup Comes with a wide handle and easy-to-use oval shape for directing the flow of liquid. Two comforting colors â€“ Almond or Translucent Green. | dsyphasia-cup-ef9.jpg
SKU: ALI82468 | Alimed Rika Sure Grip Cup Colored | Rika Sure-Grip Cup Durable, high-quality European acrylic. | rika-sure-grip-cup-colored-455.jpg
SKU: ALI82469 | Alimed Lids for Rika Sure-Grip Cups | Lids for Rika Sure-Grip Cups Spill resistant lids. | lids-for-rika-sure-grip-cups-82a.jpg
SKU: ALI82470 | Alimed Novo Cup, 250 ml | Novo Cup allows drinking in prone position. Holds 250 ml of hot or cold liquids. Dishwasher, microwave, and autoclave safe. Spill proof. Plastic. | novo-cup-250-ml-633.jpg
SKU: SAMP1130 | Sammons Preston Reusable Drinking Straws Clear Rigid 1/8" Hole | These 18" long straws come in two varieties: flexible polyethylene and rigid PlexiglasÂ®. | reusable-drinking-straws-clear-rigid-1-8-hole--e1c.jpg
SKU: SAMP1133 | Sammons Preston Reusable Drinking Straws Flexible 3/16" Hole 18" Length | These 18" long straws come in two varieties: flexible polyethylene and rigid PlexiglasÂ®. | reusable-drinking-straws-flexible-3-16-hole-18-length--feb.jpg
SKU: SAMP1136 | Sammons Preston Reusable Drinking Straws Clear Rigid 1/4" Hole Package of 5 | These 18" long straws come in two varieties: flexible polyethylene and rigid PlexiglasÂ®. | reusable-drinking-straws-clear-rigid-1-4-hole-package-of-5-dfb.jpg
SKU: MKS95501200 | McKesson Flexible Drinking Straw, Medi-Pak, 7-3/4 Inch | Flexible Drinking Straw, Medi-Pak, 7-3/4 Inch White Individually Wrapped | flexible-drinking-straw-medi-pak-7-3-4-inch-457.jpg
SKU: CRFUCN0010 | CareFusion Inhalation Solutions in Plastic Bottles 1000 ml | Inhalation Solutions in Plastic Bottles, | inhalation-solutions-in-plastic-bottles-1000-ml-06c.jpg
SKU: SAMP081601459 | Sammons Preston Reusable Drinking Straws Pack of 10 | These 18" long straws come in two varieties: flexible polyethylene and rigid Plexiglas. | reusable-drinking-straws-pack-of-10-104.jpg
SKU: BEM494410 | Bemis Suction Canister 2000cc | Designed for a higher flow rate than any other filtered suction canister. | suction-canister-2000cc--6d6.jpg
SKU: ALI82217 | Alimed Nonspill Tumblers, Small, 16 oz | Nonspill Tumblers Prevent spills, messes, and annoying clean ups. Each is a leak-proof, squeezable bottle with easy-hold handles. Threaded lid stays on, even if dropped. Clients can drink from the formed mouthpiece or use a straw through the mouthpiece. Self-closing mouthpiece prevents liquid from spilling. Fewer spills reduce waste. Smaller tumbler (16 oz.) has a large handle and straight body. | nonspill-tumblers-small-16-oz-c2e.jpg
SKU: ALI82290 | Alimed Preefer Tip | Preefer Tip Round style tip for use where a rolling action is desired. Textured surface provide tactile awareness. Can produce various sensory results. Used to stimulate gums, palate, and tongue trough by stroking and applying pressure. | preefer-tip-70c.jpg
SKU: ALI82289 | Alimed Probe Tip | Probe Tip A perfect size for young mouths â€“ a vibrating version of the ARK Probe. Four sides have three differently textured surfaces to produce various sensory results â€“ smooth, bumpy, and striated. Can be used to apply vibrating deep pressure, to stroke sides of tongue, or as a stabilizing device. | probe-tip-60d.jpg
SKU: ALI82079 | Alimed Sip-Tip | Sip-Tip Makes drinking easier with less coughing and choking! The one-way valve holds fluid in the straw, reducing the amount of air ingested and the effort required to sip. The valve provides moderate restriction, giving the user more control of quantity taken with each drink and helping to ensure that fluid is deposited at the front of the mouth. The soft lid seals around the straw for easier access. An optional mouthpiece is available for those who need assistance with lip closure and/or mouth placement. Sold in packs of 3 cups, lids and valves and 10 straws. | sip-tip-b45.jpg
SKU: ALI82089 | Alimed Mouthpieces | Sip-Tip Makes drinking easier with less coughing and choking! The one-way valve holds fluid in the straw, reducing the amount of air ingested and the effort required to sip. The valve provides moderate restriction, giving the user more control of quantity taken with each drink and helping to ensure that fluid is deposited at the front of the mouth. The soft lid seals around the straw for easier access. An optional mouthpiece is available for those who need assistance with lip closure and/or mouth placement. Sold in packs of 3 cups, lids and valves and 10 straws. Optional mouthpieces sold separately in packages of six. | mouthpieces-438.jpg
SKU: MNUS108 | Medicom Medicom Plastic Cups 5 oz Yellow | Increased strength due to double coating with a built in grip control outer wall design. Better lip control and ease of use with special rolled lip design for high comfort. Offered in great pastel colors that coordinate with our dry-back dental bibs. | medicom-plastic-cups-5-oz-yellow-c86.jpg
SKU: ALI82472 | Alimed Rika Safe Hold Straw Clip | Rika Safe Hold Straw Clip Novel design in long lasting pliable plastic holds straw in position easily. Comes in pack of 12. | rika-safe-hold-straw-clip-2b1.jpg
SKU: ALI82467 | Alimed Rika Sure-Grip Cups, 3/pk, Clear | Rika Sure-Grip Cup Durable, high-quality European acrylic. Fluted sides for easy grip. 3-3/4"H. 3/pk. Choose clear or colored. Note: Handle is not sold with cup or available for purchase. | rika-sure-grip-cups-3-pk-clear-1a3.jpg
SKU: ALI82471D | Alimed Rika Single Use Cup with Lid, 6.76 oz | Rika Single Use Cup with Lid Ideal single use plastic cup with spill resistant lid. Cup is marked at 25 ML increments. Holds 200 ML/6.76 oz. of fluid. Dishwasher safe. Comes in pack of 12. | rika-single-use-cup-with-lid-676-oz-609.jpg
SKU: ALI88929 | Alimed Flo-Trol Drinking Cup, Clear, 8 oz | Flo-Trol Drinking Cup controls liquid input by using the finger hole in the lid. Release as small an amount of liquid as desired. 8 oz. Clear. Dishwasher safe. | flo-trol-drinking-cup-clear-8-oz-4bf.jpg
SKU: ALI8138 | Alimed Reusable Drinking Straws, Plexiglas | Reusable Drinking Straws PlexiGlas straws bend with a heat gun. Polyethylene straws are flexible. Cut to desired length. 18" each. | reusable-drinking-straws-plexiglas-44b.jpg
SKU: MAIH975-07 | Medical Action Industries Denture Cup, Turquoise, 8 oz | Cup with lock tight polyethylene lid protects patients dentures. Lid is clearly marked with "Dentures" in English, Spanish and Polish. | denture-cup-turquoise-8-oz-3aa.jpg
SKU: MNUS104 | Medicom Plastic Cups, Peach, 5 oz | Increased strength due to double coating with a built in grip control outer wall design. Better lip control and ease of use with special rolled lip design for high comfort. Offered in great pastel colors that coordinate with our dry-back dental bibs. | plastic-cups-peach-5-oz-6b4.jpg
SKU: MNUS105 | Medicom Medicom Plastic Cups, 5 oz Green | Increased strength due to double coating with a built in grip control outer wall design. Better lip control and ease of use with special rolled lip design for high comfort. Offered in great pastel colors that coordinate with our dry-back dental bibs. | medicom-plastic-cups-5-oz-green-f8d.jpg
SKU: MNUS106 | Medicom Medicom Plastic Cups 5 oz Lavender | Increased strength due to double coating with a built in grip control outer wall design. Better lip control and ease of use with special rolled lip design for high comfort. Offered in great pastel colors that coordinate with our dry-back dental bibs. | medicom-plastic-cups-5-oz-lavender-4c9.jpg
SKU: MNUS107 | Medicom Medicom Plastic Cups, 5 oz , Dusty Rose | Increased strength due to double coating with a built in grip control outer wall design. Better lip control and ease of use with special rolled lip design for high comfort. Offered in great pastel colors that coordinate with our dry-back dental bibs. | medicom-plastic-cups-5-oz-dusty-rose-711.jpg
SKU: MNUS109 | Medicom Medicom Plastic Cups, 5 oz,Beige | Increased strength due to double coating with a built in grip control outer wall design. Better lip control and ease of use with special rolled lip design for high comfort. Offered in great pastel colors that coordinate with our dry-back dental bibs. | medicom-plastic-cups-5-ozbeige-86e.jpg
SKU: MNUS110 | Medicom Medicom Plastic Cups, 5 oz , White | Increased strength due to double coating with a built in grip control outer wall design. Better lip control and ease of use with special rolled lip design for high comfort. Offered in great pastel colors that coordinate with our dry-back dental bibs. | medicom-plastic-cups-5-oz-white-59f.jpg
SKU: MNUS112 | Medicom Medicom Plastic Cups, 5 oz, Blue | Increased strength due to double coating with a built in grip control outer wall design. Better lip control and ease of use with special rolled lip design for high comfort. Offered in great pastel colors that coordinate with our dry-back dental bibs. | medicom-plastic-cups-5-oz-blue-462.jpg
SKU: ROSC60-1000 | Roscoe Medical Spill Proof J-Cup Seven Ounce | The lightweight spill-proof drinking cup is ideal for people of all ages with ergonomic easy grip J handle that holds hot or cold liquid. The spill-proof drinking cup eliminates messy spills and increases confidence. Cup will not spill even when turned upside down and can be used with any straw style. Dishwasher safe. | spill-proof-j-cup-seven-ounce-f45.jpg
SKU: ROSC60-1001 | Roscoe Medical Replacement Lids for J-Cup 6 Pack | Replacement Lid for Spillprooof Cup (item 60-1000). | replacement-lids-for-j-cup-6-pack-a9c.jpg
SKU: SAMP555805 | Sammons Preston JAECO Table Mount | The new Table/Desktop Mount utilizes a MultiLink Arm to increase client functional range. Fits children through large adult, universal left or right. Note: Forearm Support and MultiLink arm sold separately. | jaeco-table-mount-5b9.jpg
SKU: ALI82320 | Alimed The Feeding Assistant | The Feeding Assistant for people who need to eat thickened or pureed food. A wonderful alternative to syringe feeding for those who need help with eating. The plunger forces food through a side port and nozzle that can be bent to help deliver pureed or thickened food into the mouth. Disassembles easily for cleaning and dishwasher safe. | the-feeding-assistant-3d6.jpg
SKU: TIDI469G | TIDI Products Poly Sleeve 9" x 18" - 100 per Box | TIDI POLY SLEEVES | poly-sleeve-9-x-18-100-per-box-d30.jpg
SKU: TIDI10418G | TIDI Products Apron 28" x 46" Regularweight White - 100 per Box | TIDI PREMIUM POLY APRONS | apron-28-x-46-regularweight-white-100-per-box-651.jpg
SKU: TIDI10403G | TIDI Products Apron 28" x 46" - 100 per Box | TIDI PREMIUM POLY APRONS | apron-28-x-46-100-per-box-374.jpg
SKU: CASC88-1 | C and A Scientific Stirring Hot Plate | With this stirrer hot plate you can heat and stir simultaneously or you can perform each separately. Stirrer hot plate can carry out precise stable stirring of the liquid even at high speeds. Comes with Tempature probe. LED display can manually switch between set tempature and actual temperature. | stirring-hot-plate-9d4.jpg
SKU: CASCDB-1 | C and A Scientific Stainless Steel Hot Plate | Stainless steel hot plate surface. Turn dial tempature control. Best used for baking, drying, distilling samples and the other related temperature experiments. | stainless-steel-hot-plate-403.jpg
SKU: SAMP081565951 | Sammons Preston Navy | Heavyweight 100% polyester fabric is treated with a soil-release finish to help resist staining. The angled neckline creates a smooth, comfortable fit around the neck and shoulders. This Comfort Fit style features easy-to-use adjustable plastic snap closures and a 2.5" crumb catcher for greater protection. Available in Burgundy and Navy. | navy-c50.jpg
SKU: TIDI917673 | TIDI Products Chainless Bib With Ties | These bibs are made of Tissue/Polyester | chainless-bib-with-ties--608.jpg
SKU: SAMP920554 | Sammons Preston Waterproof Clothing Protector | Long enough to protect clothing neck-to-lap from food and liquid spills. | waterproof-clothing-protector-1a4.jpg
SKU: BHDI250 | Busse Hospital Disposables Apron, 144/cs | Plastic apron is 28 x 46. White opaque linen finish. Water repellent, oil and chemical resistant. Individually packaged. | apron-144-cs-8b1.jpg
SKU: TIDI339 | TIDI Products Child/ Infant Bib 10Â½" x 15" Kids Kritters All Poly Print | Kids Kritters print, with catch-all pocket, 1.4 Mil | child-infant-bib-10frac12quot-x-15quot-kids-kritters-all-poly-print-599.jpg
SKU: SAMP081565936 | Sammons Preston Multicolor Strip, EZ-Tie Closure, 22" x 41", 12 oz. | Generously cut from soft, heavyweight terry cloth, the cotton/polyester blend makes this bib last longer and dry quickly. Fully washable. | multicolor-strip-ez-tie-closure-22-x-41-12-oz-098.jpg
SKU: ADC43000 | ADC Guedel Airway Kit with Hard Case | Smooth, flexible polyethylene airway with reinforced bite block. | guedel-airway-kit-with-hard-case-b12.jpg
SKU: CM10577A | Complete Medical Plastisol Coated Teaspoon | The bowls have been coated to increase the bowl thickness and gives protection to the lips and teeth | plastisol-coated-teaspoon-e4b.jpg
SKU: KINSE11795 | Kinsman Enterprises Weighted Dinnerware Set of 4 | Offers elegant styling for discreet dining. Designed to look like quality, everyday dinnerware. Helps steady your hand while eating. Handle size with finger indentation provides a comfortable, ergonomic grasp. The soupspoon has a recessed edge and slightly deeper bowl to assist in preventing spilling. High polished 18/0 stainless steel. Each utensil weighs approximately 7.2 ounces. Dishwasher safe. | weighted-dinnerware-set-of-4-9aa.jpg
SKU: CM10632E | Complete Medical Built Up Soft Handle Utensil Set | Contains: Teaspoon Soup spoon Fork & Knife, Soft foam Built-Up handle provides easy grasp for those with arthritis or limited hand involvement. | built-up-soft-handle-utensil-set-0ce.jpg
SKU: CM10665F | Complete Medical Weighted Utensils Set/4 Tea & Soupspoon Fork & Knife | Feature Contains: Teaspoon Soupspoon Fork & Knife Gray vinyl handle is designed to fit the fingers Heavy weighted utensil helps to stabilize the tremulous hand of the Parkinson patient Stainless steel utensil Handle diameter is approximately 11/8 The length is 4 1/2 Weight is approximately 8 oz | weighted-utensils-set-4-tea-soupspoon-fork-knife-6eb.jpg
SKU: CM10581 | Complete Medical Rocker Knife | Allows food to be cut with a rocking motion for those with the use of only one hand. | rocker-knife-5ae.jpg
SKU: SAMP565783 | Sammons Preston U-Bend It Utensils Fork | Designed with a twist in the shaft that allows utensil to be easily hand bent to either side at any angleFor people with upper extremity weakness or reduced range of motionThese stainless steel utensils feature built-up handles for people with arthritis, weak grasps or other hand limitationsTheir contoured shape makes them easier to hold and useTop rack dishwasher safe | u-bend-it-utensils-fork-110.jpg
SKU: SAMP565784 | Sammons Preston U-Bend It Utensils Tablespoon | Designed with a twist in the shaft that allows utensil to be easily hand bent to either side at any angleFor people with upper extremity weakness or reduced range of motionThese stainless steel utensils feature built-up handles for people with arthritis, weak grasps or other hand limitationsTheir contoured shape makes them easier to hold and useTop rack dishwasher safe | u-bend-it-utensils-tablespoon-c2c.jpg
SKU: SAMP1082 | Sammons Preston Utensil, Teaspoon | Plastic weighted utensils have 8 oz. of additional weight, with 1" diameter plastic handle, 4-1/2" long. Dishwasher safe to 180 | utensil-teaspoon-a22.jpg
SKU: SAMP124002 | Sammons Preston Pediatric Color Spoons Youth Spoon Blue | Protect teeth and lips with these PlastisolÃ¢â€žÂ¢-coated spoons. Built-up handles help with decreased grip strength or range of motion. | pediatric-color-spoons-youth-spoon-blue-90b.jpg
SKU: SAMP081565175 | Sammons Preston Utensil Set and Assessment Kit | A proven bestseller: high-quality, lightweight eating utensils and handles. Features versatility with a range of stainless steel utensils that can be interchanged in a choice of easy-grip PVC handlesavailable in three styles to suit individual needs. The utensil is easily pushed or screwed into the chosen handle and can be easily removed. Dishwasher safe. Kit contains five utensils and three handles. | utensil-set-and-assessment-kit-c58.jpg
SKU: SAMP081621556 | Sammons Preston Evo OT Ware 3-piece Utensil Set | Includes a right hand spoon, fork and knife that are designed for maximizing hand function for dining independence. Unique angled, large grip utensils are easy for arthritic hands to hold. Provides a variety of ergonomic gripping positions. Made of Tritan materials that are latex, phthelate and BPA free. Dishwasher safe. | evo-ot-ware-3-piece-utensil-set-2d6.jpg
SKU: KINSE11020 | Kinsman Enterprises Built Up Utensils Set of 4 Includes: Fork Knife Teaspoon and Soup Spoon | Soft foam Built-Up handle provides easy grasp for those with arthritis or limited hand involvement. | built-up-utensils-set-of-4-includes-fork-knife-teaspoon-and-soup-spoon--fdf.jpg
SKU: KINSE11024 | Kinsman Enterprises Soupspoon | Provides easy grasp for those with arthritis or limited hand involvement. Soft foam handle provides easy grasp for those with arthritis or limited hand involvement. | soupspoon--976.jpg
SKU: KINSE11040 | Kinsman Enterprises Bendable Utensils Set of 4 Includes: Fork Knife Teaspoon & Tablespoon | The built-up, soft-touch handle makes it easy to grasp and hold onto. The shaft design on the spoons and fork allow the utensils to be bent for left or right angle. Knife features a curved style rocker blade. Dishwasher safe. Stainless steel. | bendable-utensils-set-of-4-includes-fork-knife-teaspoon-amp-tablespoon--0bd.jpg
SKU: KINSE11540 | Kinsman Enterprises Weighted Utensils Set of 4 Includes: Fork Teaspoon Knife & Soup Spoon | Gray vinyl handle has been redesigned and offers a non-skid star shaped grip. Help stabilize the trembling hand of persons with Parkinson's disease. Stainless steel. Approixmately 1.3" dia handle, 4 | weighted-utensils-set-of-4-includes-fork-teaspoon-knife-amp-soup-spoon--341.jpg
SKU: KINSE11791 | Kinsman Enterprises Weighted Fork | Offers elegant styling for discreet dining. | weighted-fork--508.jpg
SKU: KINSE11792 | Kinsman Enterprises Weighted Knife | Offers elegant styling for discreet dining. | weighted-knife--3c1.jpg
SKU: KINSE11793 | Kinsman Enterprises Weighted Teaspoon | Offers elegant styling for discreet dining. | weighted-teaspoon--657.jpg
SKU: BMCIMA-205 | Bowman Shelf - All Aluminum | Shelf - All AluminumHolds documents or medical supplies on a pull-up shelf. | shelf-all-aluminum--4fa.jpeg
SKU: CM10632D | Complete Medical Built-Up Soft Handle Utensil Set of 3 Teaspoon, Fork and Knife | Contains: Teaspoon, Fork & Knife. Soft foam Built-Up handle provides easy grasp for those with arthritis or limited hand involvement. Foam handle may be removed if grasp improves. Plastic inner handle is approximately 5/8 in. diameter. Overall diameter is approximately 1 1/2 in. Stainless steel utensil. | built-up-soft-handle-utensil-set-of-3-teaspoon-fork-and-knife-8d4.jpg
SKU: SAMP565993 | Sammons Preston Cylindrical Foam Padding Lt. Blue, Bore 3/8", Outer Diam: 1-3/8" | Cut as needed from a continuous length to build up spoons and other self-help aids.One yard (36") per packageClosed-cell foam, dishwasher safe up to 180Ã¯Â¿Â½F.Latex free | cylindrical-foam-padding-lt-blue-bore-3-8-outer-diam-1-3-8-ef8.jpg
SKU: SAMP1487 | Sammons Preston Medium, 3" | Leather ADL cuff with elastic strap. Holds various utensils as well as the right-angle pocket (1532 & 1533, right). Sizes based on MCP width. Utensil not included. | medium-3-3c6.jpg
SKU: SAMP1004 | Sammons Preston Sure Hand Strap | Elastic strap measures 4-1/2" long and hook & loop closure 6" long. | sure-hand-strap-86b.jpg
SKU: SAMP100603 | Sammons Preston Tablespoon, 7-1/2"L | Stainless-steel utensils weigh 1.1 oz., with 4-1/4" long, 1/2" x 3/4" diameter black nylon handle. | tablespoon-7-1-2l-c20.jpg
SKU: SAMP1100 | Sammons Preston Adult Handle | Counter weights keep the spoon bowl level no matter what the adult or child's arm position or level of tremor, preventing food spillage. Hook & loop strap on built-up handle eliminates need for strong grasp. The spoon's weight gives added proprioceptive input for children with PDD and SI problems. Institutional dishwasher safe up to 220Â°F. Not microwavable. BPA, Phthalates and Latex free. | adult-handle-68f.jpg
SKU: MKS16711200 | McKesson Spoon Medi-Pak General Purpose White Polypropylene, PLASTIC WHT 5.5 | Spoon Medi-Pak General Purpose White Polypropylene, TEASPOON PLASTIC WHT 5.5 1000EA/CS MCK BRAND. | spoon-medi-pak-general-purpose-white-polypropylene-plastic-wht-55-94b.jpg
SKU: MKS95561200 | McKesson Fork General Purpose Champagne Polystyrene | Fork General Purpose Champagne Polystyrene | fork-general-purpose-champagne-polystyrene-c3d.jpg
SKU: MKS95571200 | McKesson Knife General Purpose Champagne Polystyrene | Knife General Purpose Champagne Polystyrene | knife-general-purpose-champagne-polystyrene-fda.jpg
SKU: MKS42502901 | McKesson Carafe Liner McKesson Lightweight, Translucent, Polystyrene, Graduated up to 28 Ounces, Single Patient Use | Carafe Liner McKesson Lightweight, Translucent, Polystyrene, Graduated up to 28 Ounces, Single Patient Use. | carafe-liner-mckesson-lightweight-translucent-polystyrene-graduated-up-to-28-ounces-single-patient-use-a5e.png
SKU: MKS49112900 | McKesson Carafe McKesson Cold 28 Ounce Mauve | Carafe McKesson Cold 28 oz. Mauve. | carafe-mckesson-cold-28-ounce-mauve-fa4.jpg
SKU: MKS81112900 | McKesson Emesis Basin McKesson Mauve 500 cc Polypropylene Single Patient Use | Emesis Basin McKesson Mauve 500 cc Polypropylene Single Patient Use | emesis-basin-mckesson-mauve-500-cc-polypropylene-single-patient-use-126.jpg
SKU: MKS81112901 | McKesson Emesis Basin Mauve 500 cc Polypropylene Single Patient Use | Emesis Basin McKesson Mauve 500 cc Polypropylene Single Patient Use. Rounded edges and flexible design facilitate handling and use. | emesis-basin-mauve-500-cc-polypropylene-single-patient-use-dd9.jpg
SKU: COLP9001 | Coloplast Freedom Fas Tap Leg Bags and Kits Tubing And Connector Clear 18" 500 ml | Easy-to-empty leg bags feature simple "snap" mechanics to open and close the drain, allowing individuals with full to limited dexterity to control drainage with one hand. Secure, comfortable bags are made of soft, latex-free vinyl. Also feature a flutter valve that prevents crimping and urine backflow. Attach to the leg with Velcro straps for added comfort. | freedom-fas-tap-leg-bags-and-kits-tubing-and-connector-clear-18-500-ml-3e8.jpg
SKU: MAB640-9051-0000 | Briggs Healthcare Verti-Grip Knife | Specifically designed for those with limited hand functions, the Maddox Knife effortlessly cuts through everything fromvegetables to steak. While most one-handed knives solely depend on a rocking motion to slice and cut, the Maddox Knife only requires downward pressure with minimal rocking. | verti-grip-knife-64d.jpg
SKU: CM10665D | Complete Medical Weighted Soupspoon-Adult | Soupspoon. Gray vinyl handle is designed to fit the fingers. Heavy weighted utensil helps to stabilize the tremulous hand of the Parkinson patient . Stainless steel utensil . Handle diameter is approximately 11/8" . The length is 4 1/2" . Weight is approximately 8 oz . | weighted-soupspoon-adult-9ed.jpg
SKU: CM10665E | Complete Medical Weighted Utensils Set 3 Teaspoon Fork and Knife | Gray vinyl handle is designed to fit the fingers. | weighted-utensils-set-3-teaspoon-fork-and-knife-02d.jpg
SKU: BMCIWP-110 | Bowman Bottle Holder | Bottle HolderHolds one elephant ear wash bottle, or one liquid hand gel bottle approx 500 ml. | bottle-holder-0a1.jpg
SKU: CM10577C | Complete Medical Soupspoon Plastisol Coated | Soupspoon. The bowls have been coated to increase the bowl thickness and gives protection to the lips and teeth. Daily inspection of the utensil is recommended for damaged coating. Dishwasher safe but cold sanitization is recommended. Not recommended for heavy biters. | soupspoon-plastisol-coated-0ab.jpg
SKU: CVN8888301705 | Covidien Argyle Suction Tubin, Molded Connectors 9/32" x 6' | Argyleâ„¢ Surgical Suction Connecting Tubing is available with female molded connectors (male connector also included) or intergral connectors. Argyleâ„¢ suction tubing has minimal coil memory and comes in a wide range of sizes. | argyle-suction-tubin-molded-connectors-9-32-x-6-c00.jpg
SKU: ALI81424 | Alimed Grip Utensils Set of Four | AliMedÂ® Grip Utensils These easy-to-grip, handsome, high-quality utensils have comfortable, oversized textured handles. Stainless steel. Dishwasher safe. Fork and spoons are bendable, knife is not. Black only. | grip-utensils-set-of-four-a4e.jpg
SKU: ALI81709 | Alimed Grip Utensils, Knife | AliMedÂ® Grip Utensils These easy-to-grip, handsome, high-quality utensils have comfortable, oversized textured handles. Stainless steel. Dishwasher safe. Fork and spoons are bendable, knife is not. Black only. Buy by the case and save over 40%! | grip-utensils-knife-6a0.jpg
SKU: ALI81712 | Alimed Grip Utensils, Soup Spoon | AliMedÂ® Grip Utensils These easy-to-grip, handsome, high-quality utensils have comfortable, oversized textured handles. Stainless steel. Dishwasher safe. Fork and spoons are bendable, knife is not. Black only. Buy by the case and save over 40%! | grip-utensils-soup-spoon-d64.jpg
SKU: ALI8110 | Alimed Quad-Quip Sandwich Holder | Quad-Quip Sandwich Holder for quadriplegics and others with significantly impaired hand function. Plastic holder grips. | quad-quip-sandwich-holder-74b.jpg
SKU: ALI5461 | Alimed Swanson Grip-X Maintenance Grade, Medium, Green | Swanson Grip-X is an isometric exerciser that is ideal for strengthening grip and forearm musculature. Developed by Alfred B. Swanson, M.D., FACS, and Mary DeBoer, RPT, for hand rehabilitation after finger-joint arthoplasty. Grip-X is shaped to fit inside flexed fingers and support the MP joints during isometric exercise of the forearm. Choose from three, color-coded firmnesses. Effective exercise for improving golf and tennis grip. PVC rubber. Select a set of three Grip-X, one of each grade, and save 15%. | swanson-grip-x-maintenance-grade-medium-green-c40.jpg
SKU: ALI8393 | Alimed Plastazote Tubing for Handle Build-ups 1-1/8"diam 1/4"bore | Plastazote Tubing for Handle Build-ups enlarges handles of ordinary flatware without altering or damaging the utensil. Tubing slides into place and holds without adhesives. | plastazote-tubing-for-handle-build-ups-1-1-8diam-1-4bore-3a8.jpg
SKU: ALI8394 | Alimed Plastazote Tubing, 1-1/8"diam,3/8"bore | Plastazote Tubing for Handle Build-ups enlarges handles of ordinary flatware without altering or damaging the utensil. Tubing slides into place and holds without adhesives. 1 yd. lengths. White. | plastazote-tubing-1-1-8diam3-8bore-a3e.jpg
SKU: CVN5.5PLC | Covidien Shiley Pediatric Tracheostomy Tube Long Cuffed, 5.5 | Helps provide pediatric patients with the right fit and maintain airway patency, helping ensure patient safety and comfort. Shiley tracheostomy tubes are a trusted solution from a proven partner.O.D. - 5.5 mm , O.D. - 7.7 mm | shiley-pediatric-tracheostomy-tube-long-cuffed-55-244.jpg
SKU: SAMP1394 | Sammons Preston Sandwich Holder | A plastic holder grips the sandwich and rubber band provides the clamping action. | sandwich-holder-1e3.jpg
SKU: SAMP1002 | Sammons Preston Child's Feeding Spoons | Double-ended design, these spoons are ideal for starting solid foods. Flat bowls help keep food on the spoons and allow good lip closure. Durable ABS plastic with rounded edges for added safety. Dishwasher safe up to 125 | childs-feeding-spoons-4bc.jpg
SKU: SAMP1532 | Sammons Preston Right Angle Single Pocket | Take advantage of the utensil pocket that positions utensils at right angle to the palm. | right-angle-single-pocket-229.jpg
SKU: 3M1020 | 3M Health Care Cushion-Mount Plus Plate Mounting Tape 1020 White 18 in x 25 yd | This 0.020 inch (0.51 mm) white, double coated foam tape with differential adhesion used to mount flexographic print plates. Provides high quality standard combination print. The adhesives remove cleanly from the print plate and the print cylinder. | cushion-mount-plus-plate-mounting-tape-1020-white-18-in-x-25-yd-fe9.jpg
SKU: SAMP112302 | Sammons Preston Snorkel Lids Package of 6 | Both Snorkel Lids and Mug/ Tumbler Lids will fit 1137, 1123, 1108, 1108-01, 9203-49, 5571-42, 1256, 1121, 565987 and 081551936.Both lids can regulate flow | snorkel-lids-package-of-6-aa5.jpg
SKU: SAMP113701 | Sammons Preston Mug Tumbler Lids Package of 6 | Both Snorkel Lids and Mug/ Tumbler Lids will fit 1137, 1123, 1108, 1108-01, 9203-49, 5571-42, 1256, 1121, 565987 and 081551936. | mug-tumbler-lids-package-of-6-acb.jpg
SKU: SAMP560008 | Sammons Preston Round Scoop Dish Blue | Molded low in front and high in back. | round-scoop-dish-blue-d4d.jpg
SKU: SAMP557139 | Sammons Preston Scooper Dish with Non Skid Base | Combination plate and bowl with contoured lip that helps push food onto cutlery. | scooper-dish-with-non-skid-base-734.jpg
SKU: SAMP555597 | Sammons Preston Round Scoop Dish Red | Molded low in front and high in back. | round-scoop-dish-red-2ce.jpg
SKU: SAMP564307 | Sammons Preston Translucent Food Bumper Bumper | Prevents spills and is easy to attachIdeal for people who want to use conventional tableware, but have difficulty getting food onto utensilsAlso practical for those who tend to push food off the plate because of a lack of coordinationSanitary food bumpers clip onto circular dinner plates and provide walls where food may be pushed onto utensilsFits plates with diameters 9"- 11"Dishwasher and autoclave safeOnly available in translucent plastic | translucent-food-bumper-bumper-d86.jpg
SKU: SAMP154601 | Sammons Preston Round Scoop Dish Ivory | Molded low in front and high in back. | round-scoop-dish-ivory-f33.jpg
SKU: SAMP15460105 | Sammons Preston Ivory, Package of 5 | Molded low in front and high in back. Unbreakable, 8" round scoop dish is nonskid with rubber-padded bottom for control when scooping. Washes in top shelf of domestic dishwashers. Not recommended for microwave. Latex free. | ivory-package-of-5-991.jpg
SKU: SAMP154605 | Sammons Preston Round Scoop Dish Yellow Package of 5 | Molded low in front and high in back. | round-scoop-dish-yellow-package-of-5-91b.jpg
SKU: SAMPA684403 | Sammons Preston Partitioned Scoop Dish with Lid | Stackable 8-1/4"-diameter dishes with three 1-1/2"-deep compartments: two have capacity of 6.75 oz.; the third holds 12.6 oz. | partitioned-scoop-dish-with-lid-a4f.jpg
SKU: BHDI402 | Busse Hospital Disposables Sponge Bowl, 16 oz, Non-Sterile | Disposable. Broad lip and base. Molded ridges inside allow instruments to rest in solution without being totally immersed. Made from durable, heavyweight polypropylene. Can also be used as solution or utility bowl. Opaque blue. Latex free. | sponge-bowl-16-oz-non-sterile-2bb.jpg
SKU: BHDI401 | Busse Hospital Disposables Sponge Bowl, 35 oz, Sterile, individually Packed, 50/cs | Disposable. Broad lip and base. Molded ridges inside allow instruments to rest in solution without being totally immersed. Made from durable, heavyweight polypropylene. Can also be used as solution or utility bowl. Opaque blue. Latex free. | sponge-bowl-35-oz-sterile-individually-packed-50-cs-97d.jpg
SKU: SAMPAA5662 | Sammons Preston Plastic Plate Guard | Lightweight, versatile plate guard quickly attaches to any standard dinner plate. | plastic-plate-guard-c06.jpg
SKU: DMI641-4527-0004 | Briggs Healthcare Redware Partitioned Dish | Offers high contrast to the food being served to increase intake. | redware-partitioned-dish-ba8.jpg
SKU: RBW602R | R & B Wire ABS Crack Resistant Replacement Lid, Red | This high impact ABS crack resistant red lid is a replacement lid for all R&B; hampers if color coordinating is important. This light weight lid allows for complete hands free operation of your R&B; hamper. Please see our complete line of colored and replacement white lids along with our complete line of high quality standard and custom labels. | abs-crack-resistant-replacement-lid-red-e61.jpg
SKU: RBW602Y | R & B Wire ABS Crack Resistant Replacement Lid, Yellow | This high impact ABS crack resistant yellow lid is a replacement lid for all R&B; hampers if color coordinating is important. This light weight lid allows for complete hands free operation of your R&B; hamper. Please see our complete line of colored and replacement white lids along with our complete line of high quality standard and custom labels. | abs-crack-resistant-replacement-lid-yellow-4a5.jpg
SKU: CVN75020 | Covidien Dover Urethral Universal Tray | KENGUARD Urethral Catheter Tray (Open), Clear Vinyl and Red Rubber 14 Fr., ADD-A CATH (Peel-back lid, underpad, waterproof drape, lubricating jelly, BZK or PVP Swab Sticks, Nitrile Exam Glves, and specimen container), 20/ca. | dover-urethral-universal-tray-d76.jpg
SKU: SAMP1487 | Sammons Preston Medium, 3" | Leather ADL cuff with elastic strap. Holds various utensils as well as the right-angle pocket (1532 & 1533, right). Sizes based on MCP width. Utensil not included. | medium-3-3c6.jpg
SKU: ALI8130 | Alimed Plate Guard Clear Large | Plate Guards that are Dishwasher safe. | plate-guard-clear-large-2b9.jpg
SKU: MMPL01216G | Medegen Medical Products Utility Bowl 16 oz Sterile Individually Wrapped Turquoise - Each | Ideal for holding various solutions and medical supplies. Rounded edges facilitate handling. | utility-bowl-16-oz-sterile-individually-wrapped-turquoise-each-e9a.jpg
SKU: SAMP081686443 | Sammons Preston EZ Squeeze One Handed Can Opener | The EZ Squeeze removes lids quickly and easily with only one hand. Pierce the lid with the cutting wheel and simply squeeze the handles to open the can. | ez-squeeze-one-handed-can-opener-235.jpg
SKU: ABW753390000 | Maddak Ableware All Out Universal Opener | The All-Out Universal Opener is a multi-functional tool that provides the leverage needed to open most packaged food items. The hand rest resembles a computer mouse and distributes the pressure on the hand to reduce pain and cramping, while the T-shaped handle on top allows a person to use the device with little or no gripping strength. Designed to accommodate several gripping options, it makes it possible for anyone to find a comfortable grasping position.The All-Out Universal Opener features a blunt v-shaped prong to separate the glue-sealed flaps on pasta, cereal and other dry food boxes; a hook to lift pull-tabs on cans and to poke through cellophane sealed food trays; a twist off bottle cap opener* and a slotted â€˜church key' opener for non-twist off bottle caps. | all-out-universal-opener-c8d.jpg
SKU: SAMP561507 | Sammons Preston Multi Opener | Features durable and comfortable grip. This tool opens six different types of seals and lids: bags, safety seals, pull tabs, bottle caps, bottle tops and jar lids. | multi-opener-86e.jpg
SKU: SAMP3086 | Sammons Preston Zim Jar/Bottle Wall Mounted Opener | Open jars, bottles or anything sealed with a screw-cap, pry-up or friction, vacuum or crown top with these handy openers. | zim-jar-bottle-wall-mounted-opener-60b.jpg
SKU: SAMP3088 | Sammons Preston Under-Counter Jar Lid Opener | Open jars, bottles or anything sealed with a screw-cap, pry-up or friction, vacuum or crown top with these handy openers. The Under-Counter Jar Lid Opener can be installed under cabinets or counters so it's never lost and also has plenty of leverage to open lids. It can open lids in a variety of sizes since it's hardened steel knurled gripper mounted in the tough plastic housing is very strong. It's one more tool to make life simpler. | under-counter-jar-lid-opener-78a.jpg
SKU: SAMP564211 | Sammons Preston One Touch Can Opener | Instead of using a large electric can opener to avoid having to turn the knob, put this small (6-1/2" x 2-1/2") unit on top of the can and it automatically cuts it open from the side. | one-touch-can-opener-347.jpg
SKU: ESCV136 | Escali Pana The Baker Scale | A cup is a cup, is a cup - but is it? Measuring cups can yield different results depending on the density of the ingredient and how the cook packs it. The Escali Pana scale solves this problem with accurate volume measurements in cups and tablespoons. | pana-the-baker-scale-3d2.jpg
SKU: SAMP555644 | Sammons Preston Homecraft Kitchen Workstation | Durable chopping board is 19-3/4" x 11-3/4", and includes a removable grater and slicer with a protective cover, a raised L-shaped corner, removable stainless steel spikes and a removable clamp, which opens up to hold food, a tin or bowl. | homecraft-kitchen-workstation-ce7.jpg
SKU: SAMP555662 | Sammons Preston Combination Cutting Board | The Combination Cutting Board allows for safe independence in the kitchen. The board is mounted to the counter with suction cups. There are three stainless steel spikes for securing foods, making it possible to use with one hand. The chef knife is attached to the board so it can be used in a chopping motion. It's removable for cleaning and sharpening too. | combination-cutting-board-049.jpg
SKU: SAMP3022 | Etac Etac Deluxe One-Handed Paring Board | Plastic cutting board has prongs to hold food for slicing and a vise to hold a variety of items for one-handed operation. Can be used to hold mixing bowls for stirring, opening boxes or jars, or for slicing or grating food. | etac-deluxe-one-handed-paring-board-901.jpg
SKU: SAMP920296 | Sammons Preston Trio Jar and Bottle Opener | Four different opening functions: releasing vacuum lids, twisting lids up to 5" in diameter, opening bottle caps, and opening pry-up and pop-up caps. | trio-jar-and-bottle-opener-c59.jpg
SKU: AMDR51510 | AMD-Ritmed Flat Medical Spoon 3 5/8" | Medical spoons are made of biodegradable White Birch. Our wooden medical spoons are more resistant to shattering than breakable plastic spoons and are useful in feeding wet medications to long-term care patients. | flat-medical-spoon-3-5-8-ff8.png
SKU: SAMP081501329 | Sammons Preston Homecraft Mighty Lever Jar and Bottle Opener | The flexible stainless steel band is fitted around a lid, and then clamped tight using the screw at the end of the handle, which can be used as a lever. | homecraft-mighty-lever-jar-and-bottle-opener-1c6.jpg
SKU: SAMP081505064 | Sammons Preston Good Grips Jar Opener | Place the jar on the removable base to keep jars from sliding. This will reduce the amount of force needed to open the jar. Position the sharp, stainless steel teeth on the jar lid. Use the large, contoured, nonslip handle for better leverage and twist in the direction of the arrow. Can be used by left- or right-handed. Can accommodate large jars or small bottle tops. Dishwasher safe. | good-grips-jar-opener-1aa.jpg
SKU: CM10619 | Complete Medical Un-Skru Jar Opener | Opens every size screw lid from 1/2 inch to 5 inches. Hangs under a cabinet, countertop, table or shelf. | un-skru-jar-opener-4dc.jpg
SKU: ALI82291 | Alimed Spoon Tip Combo | Spoon Tip Combo These two spoon tips are proven to be extremely successful for feeding. The regular spoon tip is shaped and sized to allow for easy feeding and oral stimulation. The soft spoon tip is the same shape and size but made of softer material. Sold only as a combination. | spoon-tip-combo-9ad.jpg
SKU: ALI82266 | Alimed Textured Spoons Small | Textured Spoons Combine oral-sensory stimulation with feeding. Textured bottoms provide increased oral-sensory stimulation to the tongue during functional activity of tasting. Facilitate a smooth transition to conventional spoon feeding. Shallow bowls for a smaller bolus size. Extended handles allow for hand-over-hand assistance. | textured-spoons-small-e33.jpg
SKU: ALI82266 | Alimed Textured Spoons Small | Textured Spoons Combine oral-sensory stimulation with feeding. Textured bottoms provide increased oral-sensory stimulation to the tongue during functional activity of tasting. Facilitate a smooth transition to conventional spoon feeding. Shallow bowls for a smaller bolus size. Extended handles allow for hand-over-hand assistance. | textured-spoons-small-e33.jpg
SKU: ALI82268 | Alimed Textured Spoons, Large | Textured Spoons Combine oral-sensory stimulation with feeding. Textured bottoms provide increased oral-sensory stimulation to the tongue during functional activity of tasting. Facilitate a smooth transition to conventional spoon feeding. Shallow bowls for a smaller bolus size. Extended handles allow for hand-over-hand assistance. Small spoons for babies and young children come in assorted colors. Large spoons for older children are silver. Latex free. | textured-spoons-large-078.jpg
SKU: ALI82268 | Alimed Textured Spoons, Large | Textured Spoons Combine oral-sensory stimulation with feeding. Textured bottoms provide increased oral-sensory stimulation to the tongue during functional activity of tasting. Facilitate a smooth transition to conventional spoon feeding. Shallow bowls for a smaller bolus size. Extended handles allow for hand-over-hand assistance. Small spoons for babies and young children come in assorted colors. Large spoons for older children are silver. Latex free. | textured-spoons-large-078.jpg
SKU: CM7727 | Complete Medical Safety Pins #1 | Feature Size # 1 Small 1 1/4 Nickle plated steel 10 Packs of 144 per Box Shipping Carton Size: 9 L x 7 W x 5 H | safety-pins-1-2b9.jpg
SKU: BMCIBP-021 | Bowman Bulk Dispenser - Single Bin | Bulk Dispenser - Single BinHolds a variety of protective apparel in bulkSingle compartment with a hinged lid. | bulk-dispenser-single-bin-c3d.png
SKU: BMCIBP-022 | Bowman Bulk Dispenser - Double Bin | Bulk Dispenser - Double BinHolds a variety of protective apparel in bulkDual compartments with hinged lids. | bulk-dispenser-double-bin-2ec.png
SKU: BMCIBP-011 | Bowman Bulk Dispenser Tall Single Bin | Bulk Dispenser - Tall Single BinHolds a variety of protective apparel in bulkSingle compartment with a hinged lid. | bulk-dispenser-tall-single-bin-7ce.jpg
SKU: BMCIGS-073 | Bowman Glove Box Dispenser - Single - Large Capacity with Flexible Spring | Glove Box Dispenser - Single - Large Capacity with Flexible SpringHolds one box of gloves with built-in flexible spring. | glove-box-dispenser-single-large-capacity-with-flexible-spring-7c8.jpg
SKU: BMCIGS-123 | Bowman Triple Glove Box Dispenser with Dividers | The Bowman Triple Glove Box Dispenser with Dividers holds three boxes of gloves. Made of stainless steel and with twoâ€way keyholes for wall mounting, the dispenser is a popular and high quality product. | triple-glove-box-dispenser-with-dividers-6f7.jpg
SKU: MMARSTS SLIPPER SOCK | MMAR STS Slipper Sock | The Slipper Sock is an exciting new innovative casting product that will benefit both you and your patients when casting for foot orthotics. With the Slipper Sock and its ultra-fast setting resin, you can now obtain a superior foot mold without the plaster mess in less than 2 minutes!SOLD BY THE PAIR Reduces casting time for foot orthotics by 50%. No more hassle with plaster dust from separating messy splinting material. No more concerns about plaster clogging drains or getting on your clothing, furniture or floor. No more time wasted holding the foot in "neutral position" waiting for the plaster to harden. No more staff time wasted cleaning your patients' feet and legs or cleaning up the room. No more need for special "casting rooms". No more waiting until the next day to ship the casts to your lab. No more special packing of plaster casts to prevent damage during shipping. | sts-slipper-sock-6ae.jpg
SKU: SAMP564109 | Sammons Preston Press On One Handed Nail Clipper | Strong and durable nail clipper can be used with only one hand. | press-on-one-handed-nail-clipper-6cb.jpg
SKU: GF1771B | Grafco Combs 7" Medium | Combs, 7" medium | combs-7-medium-e40.jpg
SKU: GF1772 | Grafco Combs 5" Pocket | Plastic comb with coarse and fine teeth | combs-5-pocket-ee1.jpg
SKU: SAMP6475 | Sammons Preston Hands-Free Hair Dryer Pro Stand 2000 | Stand holds dryer steady for one-handed styling and drying, or leaves two hands free to manipulate styling instruments. Hair dryer (not included) nestles securely in foam padded clamp on top of a flexible neck which can be adjusted to any angle from its tabletop base. Latex free. | hands-free-hair-dryer-pro-stand-2000-3a9.jpg
SKU: SAMP557504 | Sammons Preston Ladys Extension Razor Holder | Designed to hold either an electric or a safety razor. This handy aid assists a person in shaving their legs if they have a hard time reaching down. Length 20". | ladys-extension-razor-holder-a15.jpg
SKU: SAMP6047 | Sammons Preston Suction Brush | Two large suction cups â€œholdâ€ the brush so patient can scrub nails and hand. | suction-brush-086.jpg
SKU: DKL2950 | Dukal DawnMist Adult Combs, 8 5/8â€, Black, Handle | DawnMist Adult Combs, 8 5/8â€, Black, Handle | dawnmist-adult-combs-8-5-8-black-handle-f9b.jpg
SKU: DKL2655 | Dukal DawnMist Adult Combs, 6 1/2â€, Black, Handle | DawnMist Adult Combs, 6 1/2â€, Black, Handle | dawnmist-adult-combs-6-1-2-black-handle-83b.jpg
SKU: DKLDC5 | Dukal DawnMist Adult Combs, 5â€ Long, Black | DawnMist Adult Combs, 5â€ Long, Black | dawnmist-adult-combs-5-long-black-83b.jpg
SKU: DKLGC5 | Dukal DawnMist Adult Combs, 5â€ Long, Black | DawnMist Adult Combs, 5â€ Long, Black | dawnmist-adult-combs-5-long-black-606.jpg
SKU: DKLC5 | Dukal DawnMist Adult Combs, 5â€ Long, Black ,BULK | DawnMist Adult Combs, 5â€ Long, Black ,BULK | dawnmist-adult-combs-5-long-black-bulk-008.jpg
SKU: DKLDC7 | Dukal DawnMist Adult Combs, 7â€ Long, Black | DawnMist Adult Combs, 7â€ Long, Black | dawnmist-adult-combs-7-long-black-843.jpg
SKU: DKLDC7 | Dukal DawnMist Adult Combs, 7â€ Long, Black | DawnMist Adult Combs, 7â€ Long, Black | dawnmist-adult-combs-7-long-black-843.jpg
SKU: DKLC7 | Dukal DawnMist Adult Combs, 7â€ Long, Black - BULK | DawnMist Adult Combs, 7â€ Long, Black - BULK | dawnmist-adult-combs-7-long-black-bulk-32c.jpg
SKU: DKLC8 | Dukal DawnMist Adult Combs, 8â€ Long, Black, Heavy Duty Dresser - BULK | DawnMist Adult Combs, 8â€ Long, Black, Heavy Duty Dresser - BULK | dawnmist-adult-combs-8-long-black-heavy-duty-dresser-bulk-9bc.jpg
SKU: DKLDC7I | Dukal DawnMist Adult Combs, 7â€ Long, Ivory | DawnMist Adult Combs, 7â€ Long, Ivory | dawnmist-adult-combs-7-long-ivory-d53.jpg
SKU: DKLC7I | Dukal DawnMist Adult Combs, 7â€ Long, Ivory ,BULK | DawnMist Adult Combs, 7â€ Long, Ivory ,BULK | dawnmist-adult-combs-7-long-ivory-bulk-b12.jpg
SKU: DKLHB02 | Dukal DawnMist Adult Brushes, 8â€ Long, Gray, Plastic Bristles Rounded | DawnMist Adult Brushes, 8â€ Long, Gray, Plastic Bristles Rounded | dawnmist-adult-brushes-8-long-gray-plastic-bristles-rounded-012.jpg
SKU: DKLHB01 | Dukal DawnMist Adult Brushes, 7 1/4â€, Long, Ivory, Nylon Tuft Bristle | DawnMist Adult Brushes, 7 1/4â€, Long, Ivory, Nylon Tuft Bristle | dawnmist-adult-brushes-7-1-4-long-ivory-nylon-tuft-bristle-66e.jpg
SKU: DKLHB03 | Dukal DawnMist Adult Brushes,Block Style, Oval, Nylon Bristles, No Handle | DawnMist Adult Brushes,Block Style, Oval, Nylon Bristles, No Handle | dawnmist-adult-brushesblock-style-oval-nylon-bristles-no-handle-684.jpg
SKU: DKL567 | Dukal DawnMist Hair Pic, 5 1/4â€, Mini, Black, Wide | DawnMist Hair Pic, 5 1/4â€, Mini, Black, Wide | dawnmist-hair-pic-5-1-4-mini-black-wide-c7b.jpg
SKU: BMCIBP-012 | Bowman Bulk Dispenser - Tall Double Bin | Bulk Dispenser - Tall Double BinHolds a variety of protective apparel in bulkDual compartments with hinged lids. | bulk-dispenser-tall-double-bin-54b.png
SKU: SAMP2075 | Sammons Preston Long-Handle Toenail Clippers | 18" long toenail clipper. Effective device for people with limited movement. Trigger action gives increased leverage for cutting clips thick toenails with ease. Use with right or left hand. Latex free. | long-handle-toenail-clippers-59f.jpg
SKU: CM10607H | Complete Medical Sock Aid Deluxe Terry Covered With Foam Handles | Foam Handles provide a large diameter surface for those with limited grasp due to arthritis, Flexible plastic sock aid is lined with nylon fabric on the inside that allows the foot to slide into the sock. Terry cloth outer cover provides a non-slip resistance to the sock which helps prevent the sock from slipping off the sock aid before it's snug. | sock-aid-deluxe-terry-covered-with-foam-handles-923.jpg
SKU: DMI641-3850-0000 | Briggs Healthcare DMI MBoss Sock Aid With Ridges | Dmi mboss sock aid with ridges | dmi-mboss-sock-aid-with-ridges-0b1.jpg
SKU: DMI641-3852-0000 | Briggs Healthcare DMI Deluxe Molded Flexible Sock Aid | Dmi deluxe molded flexible sock aid | dmi-deluxe-molded-flexible-sock-aid-949.jpg
SKU: CM10607F | Complete Medical Sock Aid Folding | Feature Molded into the blade are two hinges which allow the side wings to fold This folding feature combines the benefits of both a flat stocking aid (easy to store) and a hard gutter shape (easy to use) When both side wings are folded in on themselves it is extremely easy to slide the stocking aid into the stocking Then the side wings are folded open to form an open tunnel When the stocking is held open like this it is easy to slide the stocking over your foot The side wings have large hook areas to grip the stocking as it is being pulled up the leg The center panel has raised pebbled slide strips to reduce the friction of your bare heal on the plastic The outside edges have a large bead running around them to protect stockings from snagging and runs Wide web strap pulls are easy on hands The tip acts as a long shoehorn to reduce bending when putting your shoes on | sock-aid-folding-93c.jpg
SKU: SAMP2084 | Sammons Preston Plastic Sock and Stocking Aid | Bend the soft plastic into shape of a tube and place in sock or stocking, and insert foot. | plastic-sock-and-stocking-aid-b23.jpg
SKU: KINSE32010 | Kinsman Enterprises Economy Sock Aid | The soft plastic form is bent into a tubular shape and the sock is drawn over. The excess is placed into the cut-out area. Braided cord handle pulls the sock onto the foot. Rubber self adhesive pad provides a non-slip resistance to the sock and can be placed in the best position for the user. | economy-sock-aid--3a0.jpg
SKU: KINSE32002 | Kinsman Enterprises Sock Aid with Foam Grips | Molded plastic sock aid that allows the sock to be pulled onto the foot. Braided cord line with foam hand grips make it much easier to grasp. The rubber self adhesive pad provides a non-slip resistance to the sock. | sock-aid-with-foam-grips--aea.jpg
SKU: ROSC86-0041 | Roscoe Medical Formed Sock Aid with Flexible Plastic Material | The Formed Sock Aid is a simple to use device designed to ease putting on socks. Ideal for those with limited mobility or for those that cannot bend over. For a non-slip resistance to the sock, this molded plastic sock aid has a foam patch to help keep the sock in place. Made with a flexible plastic material. | formed-sock-aid-with-flexible-plastic-material-87a.jpg
SKU: KINSE32035 | Kinsman Enterprises Easy On Easy Off Sock Aid Kit | Kinsman Easy On Easy Off Sock Aid Kit Plastic molded aid holds the sock open and allows the foot to be pushed into the sock. | easy-on-easy-off-sock-aid-kit-f6b.jpg
SKU: SAMP556918 | Sammons Preston Homecraft Stocking Donner | Extra long handles enable easy application of stockings and socks. The handles rotate 90Â°, creating a more comfortable position for the user while applying the stockings. The central column holds the stocking and has a small ridge that prevents movement during application. Epoxy coated for a smoother surface that reduces the risk of snagging. | homecraft-stocking-donner-c66.jpg
SKU: MKS43252000 | McKesson Stockinette Tubular Medi-Pak Performance 3 Inch X 25 Yard | Medi-Pakâ„¢ Performance Non-Sterile Tubular Cotton Stockinettes.Knitted from high-grade yarn and inspected to guarantee consistent knit construction, cleanliness, and proper roll dimensions. | stockinette-tubular-medi-pak-performance-3-inch-x-25-yard--223.jpg
SKU: ABW738450000 | Ableware Supreme Sock Aid | Flexible sock aid makes putting on socks easier for people who have difficulty bending or lifting their legs. While being flexible, the Supreme Sock Aid is also just rigid enough to stay open after the sock has been loaded, allowing the foot easy entrance. Once the foot and heel are inside, the three fingers gently bend to accommodate their contours. The smooth inner surface allows the foot to glide effortlessly into the sock while the slip resistant coating on the outer surface holds the sock firmly in place. Loop strap can be manipulated with one or two hands and the length is adjusted up to 30" (76 cm).All plastic, non-porous design eliminates wear and tear associated with cloth sock aids and means it is easy to clean with soap and water, with household disinfectant sprays, and can even be placed in the dishwasher making it ideal for institutions where cross contamination may be a concern. | supreme-sock-aid-837.jpg
SKU: NOVAPA-1003 | Nova Sock Aid | The Sock Aid makes putting socks on easier and has long straps for easy assistance. | sock-aid-6bf.jpg
SKU: ALI8208 | Alimed Sock Aid, 2 Cords with Foam | Sock/Stocking Aid This convenient aid helps you put on your socks without bending over. Great for those who experience difficulty leaning forward. Simply fit sock over device and use padded handles on long cords to pull on with ease.Available in the traditional, satin finish Kydex or in compact, smooth polyethylene. Choose continuous loop handle with garter clips for one-handed use or pair of 33" cord handles for two-handed use.Also available are our Travel Sock A and Extra Wide Sock Aid. | sock-aid-2-cords-with-foam-846.jpg
SKU: DMI640-8140-0055 | Briggs Healthcare DMI Deluxe No Bend Sock Aid | DMI Deluxe Sock Aid. | dmi-deluxe-no-bend-sock-aid-97a.jpg
SKU: DMI641-3855-0000 | Briggs Healthcare DMI Heel Guide Compression Sock Aid | Dmi heel guide compression sock aid | dmi-heel-guide-compression-sock-aid--ff6.jpg
SKU: CM10607A | Complete Medical Sock Aid Formed With Foam Handles | The Formed Sock Aid with Foam Handles is a molded plastic frame that allows the sock to be slipped over the form and then pulled onto the foot. | sock-aid-formed-with-foam-handles-57a.jpg
SKU: ALI8207 | Alimed Sock Stocking Aid With Continuous Loop | Great for those who experience difficulty leaning forward. Simply fit sock over device and use padded handles on long cords to pull on with ease.Available in the traditional, satin finish Kydex or in compact, smooth polyethylene. Choose continuous loop handle with garter clips for one-handed use or pair of 33" cord handles for two-handed use. | sock-stocking-aid-with-continuous-loop-1fc.jpg
SKU: SAMP565957 | Sammons Preston Flexible Sock Aid With Foam Handles Sock Aid | Provides a large-diameter surface for those with limited grasp due to arthritis. Flexible plastic sock aid is lined with nylon fabric on the inside that allows the foot to â€œslideâ€ into the sock. Terry cloth outer cover provides a nonslip resistance to the sock which helps prevent the sock from slipping off the sock aid before it's snug. One-handed use is possible with this sock aid. | flexible-sock-aid-with-foam-handles-sock-aid-f81.jpg
SKU: SAMP2082 | Sammons Preston Etac Folding Stocking Aid | A lightweight, foldable Swedish aid for long or short stockings, slippers or socks. Client slips sock or stocking over fabric frame, inserts foot, and pulls cord handle to raise stocking. | etac-folding-stocking-aid-20d.jpg
SKU: ISG2224979 | Invacare Patient Slipper Socks, Adult Large, Tan, Men's 8-9.5, Women's 9.5-11 | Soft, comfortable slipper socks are made of 98% Polyester and 2% Nylon and Spandex. Non-skid treads on the bottom help prevent accidents. 1 pair; latex-free. | patient-slipper-socks-adult-large-tan-mens-8-95-womens-95-11-cd1.jpg
SKU: ALI80783 | Alimed Ezy Sock Helper | Ezyâ„¢ Sock Helper assists user with putting on socks and hose. Sturdy steel with smooth plastic coating. Sock is stretched over metal column, then the foot is slipped into sock using the handles to position foot correctly. Suggested code: A9270. | ezy-sock-helper-419.jpg
SKU: ALI80807 | Alimed Economy Hip Knee Kit 32" Reacher | Economy Hip/Knee Kit for the patient recovering from total hip or knee replacement surgery. | economy-hip-knee-kit-32-reacher-546.jpg
SKU: ALI80808 | Alimed Economy Hip Knee Kit 26" Reacher | Economy Hip/Knee Kit for the patient recovering from total hip or knee replacement surgery. Includes five items to help the user remain independent when bathing, dressing, and accomplishing other tasks. 26" Reacher or 32" Reacher, Sock Aid with Foam Handles, 16" Plastic Shoehorn, Big Hook Dressing Stick, and an Hourglass-Shaped Scrub Pal. | economy-hip-knee-kit-26-reacher-738.jpg
SKU: NOVAPA-1000 | Nova Deluxe Hip Kit | The Deluxe Hip Kit aids in recovering from hip, back, or knee surgery. | deluxe-hip-kit-267.jpg
SKU: KINSE37001 | Kinsman Enterprises Basic Hip Kit with 27" Ergo Plus Reacher | Offers the most recommended ADL items for patients recovering from hip or knee surgery. Hip kits are a must have for people who have had or are getting ready to have hip or knee surgery. | basic-hip-kit-with-27-ergo-plus-reacher-29c.jpg
SKU: ROSC86-0070 | Roscoe Medical Hip Replacement Kit with Shoehorn | The Hip Replacement Kit is a collection of the most requested and essential products designed to help patients who are recovering from a hip, knee or back surgery. The products in each kit are not only for those recovering from surgery, but for people who suffer from limited mobility, lower body injuries, arthritis or joint stiffness. All these items are combined in one handy package! | hip-replacement-kit-with-shoehorn-bc8.jpg
SKU: ROSC86-0084 | Roscoe Medical Hip Replacement Kit with Dressing Stick | The Hip Replacement Kit is a collection of the most requested and essential products designed tohelp patients who are recovering from a hip, knee or back surgery. The products in each kit arenot only for those recovering from surgery, but for people who suffer from limited mobility, lowerbody injuries, arthritis or joint stiffness. All these items are combined in one handy package! | hip-replacement-kit-with-dressing-stick-167.jpg
SKU: SAMP557626 | Sammons Preston Hip Kit 7 | Comes in plastic bag with four items to help do self-care activities. | hip-kit-7-59e.jpg
SKU: SAMP081603273 | Sammons Preston Deluxe Hip Knee Kit | Save money when you buy our new, most inclusive kit. | deluxe-hip-knee-kit-b5d.jpg
SKU: NOVAPA-1004 | Nova Bath Sponge with Deluxe Long Handle | The Bath Sponge with Deluxe Long Handle assists with washing hard-to-reach areas and flexes to the contours of the body. | bath-sponge-with-deluxe-long-handle--511.jpg
SKU: SAMP557613 | Sammons Preston Assistive Device Kit 5 | Comes in a bag with three items to help people with reduced reaching capabilities. | assistive-device-kit-5-1dd.jpg
SKU: SAMP555464 | Sammons Preston Hip Kit 8 | Comes in plastic bag. Features five items to help avoid bending. | hip-kit-8-0a2.jpg
SKU: MAI57181 | Medical Action Industries Central Line Dressing Change Kit with Tegaderm 1655 and 3ml CHG Antiseptic | Central Line Dressing Change Kit Includes:1 Alcohol, Triple Swabstick1 ChloraPrep Antiseptic, 3ml Applicator1 Tegaderm 1655 Dressing With Tape, 3.5x4.5in.2 4x4in. 4ply Gauze Sponge1 Pair Nitrile Exam Gloves in Wallet, Medium, Powder-Free, Blue1 Dressing Change Label1 Mask With Ear Loops1 1x 4in. Transpore Tape1 13x18in 2ply Towel1 13X18in. White Paper-Poly Towel | central-line-dressing-change-kit-with-tegaderm-1655-and-3ml-chg-antiseptic-0cf.jpg
SKU: MAI262839 | Medical Action Industries Central Line Dressing Change Kit with Tegaderm 1626 and 3ml CHG Antiseptic | Central line dressing change kit includes:1 Alcohol, Single Swabstick1 ChloraPrep Antiseptic, 3ml Applicator1 6in. Cotton Tip Applicator1 Tegaderm 1655 Dressing With Tape, 3.5x4.5in.2 2x2in. 4ply Non-Woven Gauze Sponge2 4x4in. 8ply Gauze Sponge1 Pair Nitrile Exam Gloves in Wallet, Medium, Powder-Free, Blue1 Dressing Change Label1 Mask With Ear Loops1 0.75x 24in. Transpore Tape1 17x19in. Wrap, White | central-line-dressing-change-kit-with-tegaderm-1626-and-3ml-chg-antiseptic-1e0.jpg
SKU: NOVAPA-1001 | Nova Dressing Stick | The Dressing Stick assists with dressing and undressing and is 27 inches long. | dressing-stick-a32.jpg
SKU: NOVAPA-1000 | Nova Deluxe Hip Kit | The Deluxe Hip Kit aids in recovering from hip, back, or knee surgery. | deluxe-hip-kit-267.jpg
SKU: GF3786-12#4 | Grafco Berman - Type Oral Airways - 90mm Medium Adult | 90mm Medium Adult | berman-type-oral-airways-90mm-medium-adult-87e.jpg
SKU: GF3786-12#5 | Grafco Berman - Type Oral Airways - 100mm Large Adult | 100mm Large Adult | berman-type-oral-airways-100mm-large-adult-5d8.jpg
SKU: SAMP334701 | Sammons Preston Tube Squeezer | Easy squeezing and less waste with the turn of a key. Assists in dispensing tooth-paste, hand cream, or contents of any tube up to 2" wide. Slide base of tube into groove and turn the key to squeeze out contents. Plastic shell is 2-1/4" round and 1-3/4" high. Latex free. | tube-squeezer-175.jpg
SKU: SAMP557499 | Sammons Preston Universal Holder | Made of cushioned cylindrical foam, this cuff securely holds utensils, grooming aids and writing instruments with various handle sizes and shapes. | universal-holder-318.jpg
SKU: SAMP567087 | Sammons Preston Ultra Pill Crusher | New ergonomic design is easier to use for crushing pills than other models. | ultra-pill-crusher-a80.jpg
SKU: SKIL912460 | Skil Care Sensory Activity Apron | Give residents an activity that will challenge their mind and senses while building skills for daily activity using the Skil-Care Activity Apron. Help individuals practice tasks like using zippers and buttons while providing a reprieve from boredom and anxiety. | sensory-activity-apron-500.gif
SKU: DMI640-9003-0000 | Briggs Healthcare HealthSmart No Bend Shoe Remover | Healthsmart no bend shoe remover | healthsmart-no-bend-shoe-remover--bb5.jpg
SKU: SAMP566382 | Sammons Preston Virtually Unbreakable Shoehorn | Plastic shoehorn is 31"L and has a curved hand grip to make grasping easy. | virtually-unbreakable-shoehorn-6ae.jpg
SKU: SAMP081565522 | Sammons Preston Telescoping Shoehorn | Provides reach for those who have difficulty bending and putting on shoes. | telescoping-shoehorn-5fc.jpg
SKU: SAMP555828 | Sammons Preston Clip Shoehorn | Constructed from steel it clips on to the shoe allowing the user to slide their foot in without trying to hold the shoehorn at the same time | clip-shoehorn-099.jpg
SKU: SAMP927691 | Sammons Preston Popular FootFunnel | Hands-free shoe donning is safer and easier. This functional alternative to the long handled shoe horn loads into the shoe. Its straight, smooth surface makes it easy to get foot in and FootFunnel out. | popular-footfunnel-ff2.jpg
SKU: DMI640-8112-0000 | Briggs Healthcare Long Handle Shoe Horn With Flexible Head | Helps slip into shoes without bending, bruising heels or crushing the backs of shoes. | long-handle-shoe-horn-with-flexible-head-f13.jpg
SKU: DMI640-9005-0000 | Briggs Healthcare HealthSmart Adjustable Length Telescopic Shoe Horn | Healthsmart adjustable length telescopic shoe horn | healthsmart-adjustable-length-telescopic-shoe-horn-e9a.jpg
SKU: NOVAPA-1002 | Nova Shoe Horn | The Shoe Horn helps with bending over and guiding feet into footwear and is 24 inches long. | shoe-horn-eea.jpg
SKU: ALI81965 | Alimed Shoe Aid | Shoe Aid This device fits in your hand and slips over the counter of the shoe, reinforcing it and making it act like a shoehorn. Put the shoe on the floor and maneuver it with the string and insert the foot. A gentle upward tug releases the aid. Pack of 2. | shoe-aid-a6a.jpg
SKU: ALI8188 | Alimed Hook-End Plastic Shoehorn, 16.25" | Hook-End Plastic Shoehorn can be used to drag the shoe into place. Blue. 16-1/4" length. | hook-end-plastic-shoehorn-1625-fa1.jpg
SKU: BMCISP-003 | Bowman Shoe Cover Dispenser | Shoe Cover DispenserHolds a box of shoe covers. | shoe-cover-dispenser-cc5.png
SKU: SAMP3581 | Sammons Preston Unscented 1 Quart | Increase the scent and viscosity of Paraffin wax to your desired level, or use the oils to massage the hands and feet, leaving the refreshing scent with the client throughout the day. | unscented-1-quart-fb6.jpg
SKU: KINSE30010 | Kinsman Enterprises Button Hook with Grey Handle | Button Hook with Grey Handle. | button-hook-with-grey-handle--e49.jpg
SKU: KINSE30015 | Kinsman Enterprises Ribbed Handle Zipper Pull and Button Hook | Jumbo wire loop can be used on almost any size large button. Specially formed stainless steel wire loop goes through the clothing eyelet and secures the button to allow it to be pulled back through the eyelet | ribbed-handle-zipper-pull-and-button-hook-672.jpg
SKU: MAB640-9050-0001 | Briggs Healthcare PocketDresser Red | The ultimate multi-tool for your dressing needs, this patented all-in-one solution bridges the gap between functionality and durability. Made of hardened stainless steel, each tool provides an answer for the difficult tasks of dressing: | pocketdresser-red-1cf.jpg
SKU: CM10627 | Complete Medical Button/Zipper Hook Combination | The Button Hook has a specialty formed stainless steel wire loop which goes through the clothing eyelet and secures the button to allow it to be pulled back throught the eyelet | button-zipper-hook-combination-4ea.jpg
SKU: SAMP556299 | Sammons Preston Buckingham Bra Angel | Specifically designed to assist those with mild to moderate upper limb restrictions or limited hand dexterity. It enables those who have the use of only one arm to be able to put on their bra independently. | buckingham-bra-angel-688.jpg
SKU: SAMP565955 | Sammons Preston Our Deluxe Pocket Dresser Pocket Dresser | The ultimate multi-tool for portable dressing needsThe four tools, large and small buttonhook, closed-loop buttoner and zipper-pick all fold neatly into a pocket-knife style handleThe Pocket Dresser accommodates a wide range of button and zipper sizesMost importantly, each tool has its own aperture (pull) above the handle to easily accessHandle is made of aircraft aluminum and tools of stainless steel | our-deluxe-pocket-dresser-pocket-dresser-94c.jpg
SKU: SXWM2015 | Systagenix ADAPTIC Non-adhering Dressing, 3" x 8" | Ideal for most draining wounds. Coated with a petrolatum emulsion to prevent dressing adherence while allowing exudate to easily pass through the absorbent layer. Sterile. | adaptic-non-adhering-dressing-3-x-8-f4b.jpg
SKU: MKS51662100 | McKesson Hydrocolloid Dressing PU Foam Backing 6 X 6 Inch | Hydrocolloid Dressing PU Foam Backing 6 X 6 Inch. | hydrocolloid-dressing-pu-foam-backing-6-x-6-inch-4a0.jpg
SKU: MKS51662101 | McKesson Hydrocolloid Dressing PU Foam Backing 6 X 6 Inch | Hydrocolloid Dressing PU Foam Backing 6 X 6 Inch. | hydrocolloid-dressing-pu-foam-backing-6-x-6-inch--084.jpg
SKU: MKS52222100 | McKesson Hydrocolloid Dressing PU Film Backing 2 X 2 Inch | Hydrocolloid Dressing PU Film Backing 2 X 2 Inch. | hydrocolloid-dressing-pu-film-backing-2-x-2-inch--5f0.jpg
SKU: MKS52222101 | McKesson Hydrocolloid Dressing McKesson PU Film Backing 2 X 2 Inch | Hydrocolloid Dressing McKesson PU Film Backing 2 X 2 Inch. | hydrocolloid-dressing-mckesson-pu-film-backing-2-x-2-inch-6be.jpg
SKU: HOLS7917 | Hollister Skin Gel Protective Dressing Wipes | Skin gel helps prevent skin stripping resulting from frequent removal of tapes or skin barriers. Protects skin by forming a thin, semi-permeable polymer coating over the skin before applying tapes, skin barriers, and appliances. Convenient, individual wipes are easy to use. | skin-gel-protective-dressing-wipes-6d2.jpg
SKU: CNVT187660 | ConvaTec DuoDERM CGF Control Gel Formula Dressing 4" x 4" | DuoDERM CGF products interact with wound exudate and enable removal with little or no damage. | duoderm-cgf-control-gel-formula-dressing-4-x-4-a13.jpg
SKU: CNVT403765 | ConvaTec AQUACEL Ag, Size: 4" x 4.75" (10 x 11.9 cm) | CLEARANCE ITEM: Dual-purpose antimicrobial dressing absorbs with the power of ionic silver. It kills a broad spectrum of wound pathogens in the dressing that can cause infection - including MRSA and VRE. Indicated for partial-thickness burns, skin graft and donor sites, postoperative wounds, diabetic foot ulcers, leg ulcers and pressure ulcers. | aquacel-ag-size-4-x-475-10-x-119-cm-d38.jpg
SKU: DMI640-9002-0000 | Briggs Healthcare HealthSmart Zipper Ring Pulls | Healthsmart zipper ring pulls | healthsmart-zipper-ring-pulls--297.jpg
SKU: DMI640-8104-0021 | Briggs Healthcare DMI Button Aid Zipper Pull | Dmi button aid/zipper pull | dmi-button-aid-zipper-pull-a90.jpg
SKU: DMI640-8110-0000 | Briggs Healthcare DMI Dressing Aid Stick | Dmi dressing aid stick | dmi-dressing-aid-stick-74f.jpg
SKU: DMI640-8222-0000 | Briggs Healthcare DMI Leg Lifter | Dmi leg lifter | dmi-leg-lifter--c08.jpg
SKU: DMI641-8173-0000 | Briggs Healthcare DMI Standard Dressing Aid Kit | Kit Includes:Deluxe Sock Aid27" Dressing Aid Stick24" Raptor Reacher19-1/2" Shoe Horn22-1/2" Scrubbies Long Handled Bath SpongeLatex Free | dmi-standard-dressing-aid-kit-d4f.jpg
SKU: DMI641-8177-0000 | Mabis DMI Deluxe Dressing Aid Kit | Deluxe dressing aid kit | deluxe-dressing-aid-kit-2d5.jpg
SKU: 3M1620 | 3M Health Care Tegaderm Transparent Film Dressing First Aid Style | 2-3/8 inch x 2-3/4 inch (6cm x 7cm) Transparent Film Dressing First Aid Style. The hydrophilic nature of Tegaderm HP (holding power) Film adhesive on the sacral shaped dressing makes it more adherent in moist conditions.Tegaderm Film, with the "frame" delivery system, allows maximum versatility as it can be cut to any shape and size.Dressings conform to the body and flex with skin for greater patient comfort.Transparent dressings allow easy monitoring of wounds without the need to remove the dressing. | tegaderm-transparent-film-dressing-first-aid-style-26d.jpg
SKU: 3M90021 | 3M Health Care Tegaderm Hydrocolloid Thin, 3.5"L x 2.75"W | Thin Hydrocolloid Dressing 2-3/4 inch x 3-1/2 inch, Oval, Film border, Designed for long wear time, Overall size 4 inch x 4-3/4 inch (10cm x 12cm). May be worn up to 7 days. Conformable dressing is easy to apply. Dressing maintains moist wound environment for enhanced healing. Outer film is 3M Tegaderm Transparent Film Dressing technology which applies easily and eliminates need for taping edges, is easy to clean, minimizes exudate leakage and is impermeable to liquids, bacteria and viruses.{1}For minimally draining wounds. {1} - Laboratory testing has proven Tegaderm and Tegaderm HP dressings provide a viral (HIV-1 and HBV) barrier while the dressings remain intact without leakage. | tegaderm-hydrocolloid-thin-35l-x-275w-a3d.jpg
SKU: SMNS420400 | Smith & Nephew Skin-Prep Protective Dressing Wipes | SKIN-PREP is a liquid film-forming dressing that, upon application to intact skin, forms a protective film to help reduce friction during removal of tapes and films. SKIN-PREP can also be used to prepare skin attachment sites for drainage tubes, external catheters, surrounding ostomy sites and adhesive dressings.Features & BenefitsHelps tape and film adhesion.Fast and easy to use, only one coat is required, so less product is used per application.Removes easily using skin cleanser or soap and water, so unsanitary residue isn't left in or around the wound area.Applies easily, even on awkward areas such as elbows, knees, and heels. Moves naturally with patients' skin and won't crack or peel.Allows skin to "breathe" so tapes and films adhere better.May increase intervals between dressing changes.Pediatrician testedIndicationsApply as a coating to prepare the skin for adhesives.Provides a protective interface that may reduce friction during the removal of tape.For skin attachment sites: drainage tubes, external catheters, surrounding ostomy sites and other adhesive dressings.For use in sensitive stoma areas as a skin protectant.May reduce irritation from contact with body wastes and stoma fluid.Forms a protective film on skin which may reduce exposure to urine and feces.SKIN-PREPÂ â—ŠÂ should only be used on intact skin. | skin-prep-protective-dressing-wipes-6cf.jpg
SKU: SMNS4007 | Smith & Nephew OpSite IV 3000 Dressing, 2 3/8" x 2 1/4" | Moisture-responsive cannula dressing designed specifically for catheter site care. Benefits include: drier catheter sites, superior adherence, patient comfort and reduced skin trauma upon removal. One-hand application. | opsite-iv-3000-dressing-2-3-8-x-2-1-4-308.jpg
SKU: SAMP2079 | Sammons Preston Buttoner-Zipper Pull | Combination button hook and zipper pull. Bendable metal cuff coated with plastic, contours to fit the hand. Loops are stainless steel. Latex free. | buttoner-zipper-pull-0e0.jpg
SKU: SAMP92025601 | Sammons Preston Ice Finger for Oral Stimulation | The totally sealed, malleable gel core is frozen for thermal stimulation and can be refrozen so one per client can be used for the entire duration of therapy. | ice-finger-for-oral-stimulation-8b8.jpg
SKU: ALI82284 | Alimed Z-Vibe | Z-Vibe A pen-sized vibrator for oral motor stimulation and sensory input! Included probe tip and various tips (Tip Kit Set sold separately) provide gentle vibrations to stimulate the gums, palate, lips, cheeks, and tongue. Includes a long-life battery. Waterproof and durable. | z-vibe-01d.jpg
SKU: ALI82910 | Alimed Z-Vibe Tip Kit Set | Z-Vibe Tip Kit Set All of the tips for the Z-Vibe in one convenient kit: probe, preefer, mini, fine, hard/soft spoon combo, and five bite â€™n chew tips. Packaged in clear plastic, impact-resistant box. All tips are latex free and constructed of FDA-approved, medical-grade materials. Includes five resealable plastic bags for individual tip storage. | z-vibe-tip-kit-set-697.jpg
SKU: SAMP6338 | Sammons Preston Suction Denture Brush | Base is molded of high-impact styrene. | suction-denture-brush-395.jpg
SKU: SAMP920724 | Sammons Preston Speech Therapy Dual Mirror | Shatterproof acrylic mirror has two sides: One side has a large mirror that can be used for looking at the entire face while practicing speaking, and the other side has a small mirror that allows for concentration on the mouth area only with no distractions. | speech-therapy-dual-mirror-a99.jpg
SKU: ALI81575 | Alimed Cards: Apraxia Basic Set 1 | Apraxia of Speech Stimulus Library, Jill C. Thresher. Help clients with apraxia, as well as aphasia and dysarthria, achieve independence with strategies to improve self-monitoring and self-correcting skills. Flexible and detailed sets of stimulus cards help clients regain accurate voluntary control of articulation. Each set is arranged by category with high-interest words and practical phrases.Set 1: Basic--VC, CV, CVC words, oral-motor exercises, pairs, blends, compound words, three- and four-syllable words, ADL phrases and sentences.Each boxed set contains 250 cards, a 99-page manual, data collection sheets, and storage box. | cards-apraxia-basic-set-1-9ac.jpg
SKU: ALI81576 | Alimed Cards: Apraxia Pictorial Supplement Set 2 | Apraxia of Speech Stimulus Library, Jill C. Thresher. Help clients with apraxia, as well as aphasia and dysarthria, achieve independence with strategies to improve self-monitoring and self-correcting skills. Flexible and detailed sets of stimulus cards help clients regain accurate voluntary control of articulation. Each set is arranged by category with high-interest words and practical phrases.Set 2: Pictorial Supplement Set--illustrated features a set for nonreaders and extra stimulus ideas for readers. Each boxed set contains 250 cards, a 99-page manual, data collection sheets, and storage box. | cards-apraxia-pictorial-supplement-set-2-d43.jpg
SKU: SAMP920424 | Sammons Preston Additional Short Form Record Booklets, Set of 25 | Measures of syntax comprehension, graphophonemic processing, and word comprehension and word production tests to locate category-specific difficulties have been added. Taking just 30-45 minutes to administer, it gives reliable information in a hurry, allowing rapid diagnosis and intervention. Features include testing options for the Boston Naming Test, methods for eliciting discourse, new approaches to scoring, and new tests for analyzing reading disorders. Statistical bases for revised evaluations are included.Â Set, including book and video, provides a comprehensive resource for understanding and addressing aphasic disorders. Set includes one each in a sturdy storage box. Newly revised manual of The Assessment of Aphasia and Related Disorders (135 pages, 26 illustrations, 13 tables, hardbound), 147 Long Form Stimulus Cards (Picture Book), Long Form Record Booklet, Pack of 25, Stimulus Cards-Short Form, 27 illustrations, Short Form Record Booklet, Pack of 25, Boston Naming Test, Stimulus Cards Picture Book, Boston Naming Test Record Booklet, Pack of 25, Examining for Aphasia with the BDAE video demonstrating effective test administration in various situations (90 minutes). Â©2000. | additional-short-form-record-booklets-set-of-25-d24.jpg
SKU: SAMP564370 | Sammons Preston The Pocketalker Ultra Sound Amplifier | Amplifies sounds closest to the listener while reducing background noise. | the-pocketalker-ultra-sound-amplifier-ebb.jpg
SKU: SAMP081502665 | Sammons Preston So What Do You Think? Set | By Kathryn M. Kilpatrick and Joan Bryden. A truly unique set of questions to get conversation started with your clients. Each coated, 3-1/2" x 4" card has three different types of questions that can be answered briefly or be the beginning of an extended conversation: "What's your favorite time of the day?" or "Describe a chore you don't like to do." Make questions into a game with family members, staff, or visitors. The accompanying manual has the same questions and can be reproduced for writing down answers. Kit includes 50 cards, box, reproducible workbook. | so-what-do-you-think-set-64d.jpg
SKU: GF3389 | Grafco Polypropylene Hand Brush | Resilient, long lasting nylon bristles are resistant to chemicals and provide thorough scrubbing, without scratching. | polypropylene-hand-brush-044.jpg
SKU: SAMP081512896 | Sammons Preston Scrub Sponge With Foam Handle | Provides a firm grip and a large diameter, making the sponge easy to hold and especially useful for those who have arthritis. | scrub-sponge-with-foam-handle-4c0.jpg
SKU: SAMP081622828 | Sammons Preston Bath Sponge and Toe Washer Combo | Lightweight bath sponge and toe washer combination equals two cleansing tools in one. | bath-sponge-and-toe-washer-combo-2ad.jpg
SKU: SAMP559239 | Sammons Preston Bendable Scrub Sponge | The Sammons Preston Bendable Scrub/Sponge has a bendable handle for reaching the back, feet, and any other places users struggle to reach. The sponge head has a bath sponge and net sponge for multiple ways to clean. The bendable handle is great for users with limited reach and range of motion. | bendable-scrub-sponge-126.jpg
SKU: SAMP6327 | Sammons Preston Curved Bath Brush | Handle is curved 180Â° so persons with minimal range of motion can reach their neck, shoulders and back. | curved-bath-brush-5c1.jpg
SKU: SAMPAA1831C | Sammons Preston Long Handled Sponge | This 24" long coated wire sponge features an easy-grip handle on one end and a sponge on the other. | long-handled-sponge-64a.jpg
SKU: SAMP927721 | Sammons Preston Bendable Back Scratcher | Bend as desired to scratch anywhere. | bendable-back-scratcher-d33.jpg
SKU: SAMP927722 | Sammons Preston Bendable Back Scrubber | The Bendable Back Scrubber makes bathing easier, quicker and more efficient. This product bends into an unlimited number of shapes to clean hard-to-reach places. Bend as desired to clean back, lower extremities, and for hanging and storage. Overall length 24". Designed for personal use. | bendable-back-scrubber-c95.jpg
SKU: SAMPA722700 | Sammons Preston Dr. Josep's Diabetic Foot Kit | For hygiene, inspection and care of the lower leg, ankle and foot. Includes a long-handled brush, adjustable mirror for inspection, two small sponges for cleaning between toes and applying medication, a large sponge for general cleaning, and a 5.07ml monofilament to test foot sensation. All accessories snap easily into 22"-long handle. Includes wrist strap. | dr-joseps-diabetic-foot-kit-882.jpg
SKU: DRL30417 | Deroyal Industries Trachea Brush Sterile | 6" Brush features a flexible 3" wire handle covered with 3" of nylon bristles that are 1/2" diameter. Ideal for trach care, cannulas and test tubes. Overall Length: 6, Handle Length: 3", Bristle Length: 3", Bristle Diameter: 1/2". | trachea-brush-sterile-562.jpg
SKU: CVN41550 | Covidien Kendall Sponge Stick with PVP | Preoperative Skin Prep Solutions and Applicators are available with PVP-I scrub solution or PVP-I paint for proved effectiveness against a broad spectrum of gram negative and gram positive organisms as well as many yeasts and fungi. | kendall-sponge-stick-with-pvp-2e6.jpg
SKU: CVN41556 | Covidien Kendall Large Winged Sponges with PVP Scrub | Preoperative Skin Prep Solutions and Applicators are available with PVP-I scrub solution or PVP-I paint for proved effectiveness against a broad spectrum of gram negative and gram positive organisms as well as many yeasts and fungi. | kendall-large-winged-sponges-with-pvp-scrub-e42.jpg
SKU: CVN41561 | Covidien Kendall Gel Skin Scrub Pack with Small Winged Sponges | Kendall Wet Skin Scrub Prep Packs are available with winged-grip sponges or sponge sticks saturated with Povidone-Iodine scrub solution and/or paint solution packaged in pouches with convenient finger holes for easy opening. | kendall-gel-skin-scrub-pack-with-small-winged-sponges-8be.jpg
SKU: METL2005 | Mettler Electronics 12 Sponge Insert (3.5" x 7") | 12 Sponge inserts (3.5" x 7"). | 12-sponge-insert-35-x-7-ed1.jpg
SKU: METL2006 | Mettler Electronics Sponge Electrode (8" x 10") | Sponge Electrode (8" x 10"). | sponge-electrode-8-x-10-423.jpg
SKU: DKL900300 | Dukal Reflections Esthetic Wipes Non-Sterile 2â€ x 2â€ 4-ply | DUKAL Reflections Esthetic Wipes are gentle on the skin and highly absorbent. Each wipe is 100% non-woven cotton making them ideal for cleansing, exfoliating, and applying or removing product. They are also excellent for nail polish removal | reflections-esthetic-wipes-non-sterile-2-x-2-4-ply-9ea.jpg
SKU: DKL900305 | Dukal Reflections Esthetic Wipes, Non-Sterile, 3â€ x 3â€, 4-ply | DUKAL Reflections Esthetic Wipes are gentle on the skin and highly absorbent. Each wipe is 100% non-woven cotton making them ideal for cleansing, exfoliating, and applying or removing product. They are also excellent for nail polish removal. | reflections-esthetic-wipes-non-sterile-3-x-3-4-ply-872.jpg
SKU: NOVA8582 | Nova Heavy Duty Commode With Back & Extra Wide Seat | Extra wide! Bucket, lid, & splash guard included, Toilet seat opening: 8" x 10.5"d, Weight Capacity 500lbs. | heavy-duty-commode-with-back-extra-wide-seat-e5f.jpg
SKU: DRVRTL12075 | Drive Medical Folding Universal Sliding Transfer Bench | The new Folding Universal Sliding Transfer Bench from Drive Medicalâ„¢ offers your customers an easy way to transfer in and out of the tub. The bench slides left and right along the frame, and comes equipped with a seat belt for added safety. | folding-universal-sliding-transfer-bench-5b5.jpg
SKU: GF89200-KD | Lumex 22" PVC Knockdown Shower Chair | 22" PVC knockdown shower chair | 22-pvc-knockdown-shower-chair-35f.jpg
SKU: SAMP081561885 | Sammons Preston Homecraft Padded Transfer Bench | Comfortable padded seat. Rust-resistant aluminum frame is lightweight yet strong | homecraft-padded-transfer-bench-895.jpg
SKU: NOVA8580 | Nova Bariatric Commode with Back and Extra Wide Seat | Extra wide!Durable powder-coated aluminum frame is easy to clean and maintainRemovable backBucket & lid includedWeight Capacity 450lbs | bariatric-commode-with-back-and-extra-wide-seat-a26.jpg
SKU: IPUUSG1000 | IPU Universal Mobile Shower Bed | Deluxe models equipped with sonic welded slant pad with side and end flaps. Water will drain to foot end into hose (no need for drainage pan). | universal-mobile-shower-bed-1b4.jpg
SKU: EZAHCB1006B | EZ Access EZ Shower Bedside Shower | The EZ-SHOWERÂ® is an overhead bedside shower that can either hang on a bedpost or an I.V. pole. Designed to be used where a water source is unavailable and is capable of holding 2Â½ gallons of warm tap water â€“ ample enough for a complete shampoo and rinse. The EZ-SHOWER is the ideal accessory for the EZ-SHAMPOOÂ® Hair Washing Basin. | ez-shower-bedside-shower-c65.png
SKU: EZAHCSHAMTRAYDB | EZ Access EZ Shampoo Hair Washing Tray | Our exceptionally easy-to-use EZ-SHAMPOO HAIR WASHING TRAY is contoured to fit neck comfortably and rest on client's shoulders for easy shampooing in seated position. | ez-shampoo-hair-washing-tray-82f.jpg
SKU: SAMPA8303 | Sammons Preston Plastic Transfer Bench | The 1" sturdy aluminum frame is corrosion resistant. | plastic-transfer-bench-c0b.jpg
SKU: MJM118-5-TIS-SLIDE | MJM International All Purpose Tilt N Space Sliding Transfer Bench | Healthcare Grade, Assists Care Givers When Transferring Patients, Will Accommodate 9â€ Tub Wall (Custom Width Available), Deluxe Elongated Open Front Soft Seat, Dual Drop Arm (Secured With Safety Straps), One Step Locking System Easily Operates With Single Lever Pull Knob And There Is No Risk Of The Chair Frame Coming Off The Track At Any Time. | all-purpose-tilt-n-space-sliding-transfer-bench-a9e.png
SKU: MJM193-PED | MJM International Reclining Shower Chair Ideal For Small Adults or Pediatrics | Reclining Shower Chair Ideal For Small Adults or Pediatrics. Internal Width: 16". External Width: 20". Threaded Stem Casters: 3" x 1 1/4". Overall Deluxe Enlongated Open Front Commode Seat. | reclining-shower-chair-ideal-for-small-adults-or-pediatrics-cb9.jpg
SKU: SAMP081569821 | Sammons Preston Homecraft Sure Tread Bath Mat | Sure Tread non-slip bath and shower mats give you an extra sense of security and total peace of mind. | homecraft-sure-tread-bath-mat-1e6.jpg
SKU: NOVA9121 | Nova Bath Seat Without Back | Bath Seat without back Provides comfortable seating while bathing. | bath-seat-without-back-998.jpg
SKU: NOVA9405 | Nova Swivel Bath Transfer Seat | This Shower Chair swivels 360 degrees and locks in four 90 degree positions, which allows patients to be transferred into seat and swiveled into showering position. | swivel-bath-transfer-seat-4f0.jpg
SKU: NOVA9072 | Nova Portable Bath Transfer Bench | We love the Portable Bath Transfer Bench because it makes getting into the bath so much easier with just a slide or a scooch. Even better, you can quickly and easily assemble and disassemble this Bath Transfer Bench, making it easy to store or travel with. Donâ€™t forget your 84â€ long hand held shower set and hand held shower holder! | portable-bath-transfer-bench-bcf.png
SKU: NOVA9200 | Nova Adjustable Tub Shower Board | Safety handle provides support and balance when entering and exiting bathtub. Width adjusts to attach securely to most bathtubs. Multiple seat holes increase water drainage. Built in soap holder. Rubber covered clamps resist slipping and protect surfaces from scratching. No tools required, hardware and user manual included. | adjustable-tub-shower-board-3d3.jpg
SKU: MAB522-1702-1900 | Briggs Healthcare DMI Shower Transport Chair for Elderly | Helps provide safe and effective transfers in and around the bathroom or shower. | dmi-shower-transport-chair-for-elderly-690.jpg
SKU: DRV11130-2 | Drive Medical Deluxe Bariatric Commode | Deluxe Bariatric Commode Durable, heavy duty, grey powder coated steel tubing is sturdy and easy to maintain. | deluxe-bariatric-commode-9d3.jpg
SKU: CNVQ1326P | ConvaQuip Transport Shower Chair | Constructed with 1" Anodized Aluminum tubing and a 7/8" inner liner for double wall tubing throughout for double strength. | transport-shower-chair-4ae.jpg
SKU: CNVQ1324P-24 | ConvaQuip 24in Width Bariatric Shower Commode Chair | ConvaQuip is proud to offer our newest Bariatric Shower Commode Chair. This Shower Chair is now available in 3 seat widths; 24â€, 26â€ and 28â€. Seat is non-padded. This chair will minimize transfers for toiletry and bathing. One transfer from the bed to shower commode chair reduces the risk of injury to both the staff and the patient. The 24â€ wheels and 8â€ casters make the chair much easier for the care giver to push and maneuver. Features include a rigid corrosion resistant frame for durability and Beachwood powder coat finish. Other features include removable arms, attendant activated rear locks, integral rear anti-tippers and removable footrests. Front opening allows for hygiene access and 22" seat height allows positioning over a conventional toilet. | 24in-width-bariatric-shower-commode-chair--458.jpg
SKU: CNVQ1721 | ConvaQuip Floor Stand | Model 1721 Floorstand with Model 1720, 1720D or Model 1720F for use in a shower stall. | floor-stand-5bf.jpg
SKU: CNVQ1731 | ConvaQuip Tub Transfer Bench | Heavy Duty molded seat and back. | tub-transfer-bench-c10.jpg
SKU: PMI310 | Probasics Bariatric Commode Extra Wide Seat | Bariatric commode with extra-wide seat provides additional comfort for bariatric users. The ProBasics Bariatric Commode with Extra-Wide Seat is made to provide support for bariatric users. Easily adjust the leg height for a customized fit. | bariatric-commode-extra-wide-seat-1b9.jpg
SKU: PMI413BAR | Probasics Bariatric Drop Arm Commode | The ProBasics Bariatric Drop Arm Commode features heavy-duty steel construction for increased durability and drop arms for ease in transferring to and from the commode. The large, comfortable snap-on seat and non-marring rubber tips provide additional convenience. | bariatric-drop-arm-commode-a35.png
SKU: SAMP554893 | Sammons Preston Deluxe Heavy Duty Bath Chair With Backrest | Extra-strength aluminum supports up to 500 lbs, yet it is lightweight and corrosion proof. | deluxe-heavy-duty-bath-chair-with-backrest-731.jpg
SKU: MJM118-3TW-FD | MJM International Shower Chair 18" Internal Width 3" Twin Threaded Stem Casters Folding Capacity 300 lbs | Deluxe elongated extra heavy duty contoured open front seat. All casters and backs are double wall reinforced with schedule 40 1" PVC. Aesthetically pleasing, with curved/bend arms. Anti-slip safety hand grips. Fast drying and removable mesh back/sling. Personal pocket/pouch. All models fit over standard height toilet commodes. Structurally designed with 30% more security with four stainless steel bolts on commode seat. Single wheel heavy duty casters (3" x 1 1/4") with removable bolt/nut for easy maintenance. All casters have threaded stem for extra security and safety, casters will not fall/pull out with normal use. | shower-chair-18quot-internal-width-3quot-twin-threaded-stem-casters-folding-capacity-300-lbs-209.jpg
SKU: SAMP081565720 | Sammons Preston Shower Chair with Back and Arms | Lightweight design has large, stable legs with soft, nonslip feet. | shower-chair-with-back-and-arms-fd5.jpg
SKU: SAMP081611060 | Sammons Preston Homecraft Heavy Duty Shower Stool | With a wider seat for the larger user, this heavy duty stool is both strong and sturdy. | homecraft-heavy-duty-shower-stool-f0d.jpg
SKU: DRVRTL12031KDR | Drive Medical Three Piece Transfer Bench | Getting into and out of the tub can be quite a challenge if you suffer from poor balance, arthritis, limited mobility, or injury issues. If you're finding that simply taking a shower has become a concern, you might find that a transfer bench from Drive Medical is the solution you've been looking for. The transfer bench allows you to sit down outside of the tub and then maneuver yourself into the tub where you can remain seated throughout the shower. You'll find the experience more comfortable and safer than before with a stable plcae to sit in the tub. Plus, you'll eliminate the need for assistance, increasing your independence. The Three Piece Transfer Bench is lightweight, assembled without tools, and has height adjustable legs with non-slip feet making it a simple, easily portable and safe bathing solution. It also includes a removeable backrest and armrests to make the experience of sitting in the shower even more pleasant. | three-piece-transfer-bench-542.jpg
SKU: DRVRTL12061M | Drive Medical Bathroom Safety Swivel Seat Shower Stool | Slips and falls in the shower can be a real concern for people who have trouble standing or walking. Take these concerns out of your bathing experience with the safe and comfortable Swivel Seat Shower Stool from Drive Medical. The shower stool provides a stable place for you to sit on while showering and its full 360-degree rotation lets you comfortably twist and turn freely to make bathing easier. This "free flow" movement can greatly reduce the stresses that can be placed on your back, arm and shoulders whenever your legs are forced to remain stationary while the upper portions of your body are forced to turn and twist when reaching for an item. For added safety, the rotating seat can also be locked at 90-degree intervals. The Shower Stool is lightweight, assembled without tools, and height adjustable. The rotating top features a soft, padded seat and can be removed for easy cleaning. Plus, the stool has a handy storage shelf below the seat for your bath items. | bathroom-safety-swivel-seat-shower-stool-907.jpg
SKU: DRVRTL12606 | Drive Medical Shower Chair with Folding Back | Slips and falls in the shower can be a real concern for people who have trouble standing or walking. Take these concerns out of your bathing experience with the safe and comfortable Shower Chair with Folding Back from Drive Medical. The Shower Chair provides a stable place for you to sit while showering. It's lightweight, assembled without tools, and has height adjustable legs with non-slip feet making it a simple and safe solution. Plus, the Shower Chair includes a comfortable folding backrest that makes the unit even more compact and transportable. And the chair can be accessorized with arms and soap trays for even more functionality (sold seperately). | shower-chair-with-folding-back-5dd.jpg
SKU: DRVRTL11158KDR | Drive Medical Steel Folding Frame Commode | Folding Steel Commode. | steel-folding-frame-commode-5d2.jpg
SKU: ABW727142021 | Maddak Ableware Adjustable Shower Seat with Removeable Arms | Maddak Ableware's Adjustable Shower Seat with Removeable Arms assists individuals in sitting or standing and makes personal hygiene easier. The seat features height adjustable legs (16-21"), suction feet and a built-in hand held shower spray holder. Supporting up to 300 pounds, the chair is uniquely durable and rust proof. | adjustable-shower-seat-with-removeable-arms-5da.jpg
SKU: ABW727142121 | Maddak Ableware Adjustable Shower Seat with Removable Arms and Back | Maddak Ableware's Adjustable Shower Seat with Removeable Arms assists individuals in sitting or standing and makes personal hygiene easier. The seat features height adjustable legs (16-21"), suction feet and a built-in hand held shower spray holder. Supporting up to 300 pounds, the chair is uniquely durable and rust proof. | adjustable-shower-seat-with-removable-arms-and-back-222.jpg
SKU: PMIBSB31C | Probasics Bariatric Three in One Commode | ProBasics Bariatric Commode has a wider seat and reinforced steel frame to support a higher weight capacity and is ideal for larger patients. It comes complete with commode bucket, splash guard and lid. The versatile design includes a rectangular pan and pan holder, armrests for added comfort, angled legs for stability and non-marring rubber tips. | bariatric-three-in-one-commode-272.jpg
SKU: DRVRTL12203KDRC | Drive Medical Bathroom Safety Shower Tub Bench Chair Gray - Open Box Special | All Open Box products are inspected to be sure they're in working order, and are backed by a 30-day warranty for any mechanical defects. Quantities are limited, so take advantage of these one-of-a-kind deal today!With a lightweight aluminum frame and angled legs with suction style tips, this deluxe bath bench from Drive Medical combines strength, comfort and added security. The blow molded bench features drainage holes that help reduce slipping. The aluminum frame is not only light, it durable and corrosion proof. The seat and legs snap together easily, while suction-style tips secure the bench in place. The product comes with a limited lifetime warranty. | bathroom-safety-shower-tub-bench-chair-gray-open-box-special--2ef.jpg
SKU: MJM126-4-NB-FSSS | MJM International Bariatric Shower Chair With Full Support Soft Seat | Bariatric Shower Chair With Full Support Soft Seat. | bariatric-shower-chair-with-full-support-soft-seat-503.png
SKU: MJMS126-5BAR-DDA-SQ-PAIL | MJM International Bariatric Shower Chair With Dual Drop Arm And Square Pail | Bariatric Shower Chair With Dual Drop Arm And Square Pail. | bariatric-shower-chair-with-dual-drop-arm-and-square-pail-a89.png
SKU: MJM131-5-DB | MJM International Bariatric Shower Chair | Healthcare Grade, Full Support Seat (High Density Polyethylene Flat Seat) Enhances Resident Comfort, Anti-Slip Handgrips, Rust Free Frame, User Friendly Self Storing Individual Sliding Footrest Prevents Foot Dragging And Entrapment, 10 QT Slide Out Commode Pail, Reinforced At All Stress Related Areas | bariatric-shower-chair-a86.png
SKU: MJM131-18-24W-FS | MJM International Shower Chair Transfer Chair | Healthcare Grade, Full Support Seat And Back Enhances Resident Comfort, Anti-Slip Handgrips, Reinforced At All Stress Related Areas, Rust Free Frame, User Friendly Self Storing Folding Footrest Prevents Foot Dragging And Entrapment, Safety Belt Increases Safety For Your Resident Dual Safety Hand Brakes, Anti-Tip Design, User Friendly Push Handles, Excellent For Transportation. | shower-chair-transfer-chair-bc8.png
SKU: MJM196 | MJM International Reclining Shower Chair | Healthcare Grade, Reclining Shower Chair, Deluxe Elongated Open Front Seat Enhances Resident Comfort, Anti-Slip Handgrips, Fast Drying Removable Mesh/Sling, User Friendly Self Storing Folding Footrest Prevents Foot Dragging And Entrapment, Elevated Legrest, Reinforced At All Stress Related Areas. | reclining-shower-chair-a43.png
SKU: SAMP081541275 | Sammons Preston Woodland Bariatric Shower Chair | This Healthcare Grade PVC commode has a deluxe elongated, open-front seat that enhances customer comfort. | woodland-bariatric-shower-chair-a8b.jpg
SKU: NOVA9026 | Nova Bath Seat with Arms and Back | The Bath Seat with Arms and Back (9026) is constructed of heavy duty molded plastic and aluminum anodized frame. The padded arms provide comfort and stability when getting on and off the bath seat. The arms, legs and back are push button removable for easy installation and great for travel and storage. The skid resistant rubber tips provide added safety and stability. | bath-seat-with-arms-and-back-fb0.jpg
SKU: EZAHCB1005DB | EZ Access EZ Bathe Tray Inflatable | Ez Shampoo Inflatable Shampoo Basin for the disabled When inflatable wash basin is inflated by mouth or air pump, the specially designed EZ-Shampoo forms a secure, form fitting basin that comfortably cushions the patients neck and shoulders. | ez-bathe-tray-inflatable-280.jpg
SKU: ABW727142601 | Ableware Adjustable Transfer Bench | The Maddak Adjustable Transfer Bench eliminates the need for a person to step over the side of a bathtub or the ledge of a shower, making it easier and safer to get in and out of the tub and reducing the risk of falls.It has a long seating surface and is positioned with two legs in the tub and two legs outside. This allows the user to sit down on the portion of the seat that is outside and safely transfer across the seat into the inside of the tub. | adjustable-transfer-bench-4d6.png
SKU: BRDAB385 | Broda Seating Revive Bariatric Shower Commode and Transport Chair | BRODA's Bari 385 Bariatric Transport Shower Commode Chair provides exceptional comfort with both tilt and recline positioning. It is designed for Bariatric users who are caregiver dependent for their shower and commode needs (up to 800 lbs!) BRODA's unique Comfort Tension SeatingÂ® system provides patient comfort, and ease of cleaning within the shower environment. | revive-bariatric-shower-commode-and-transport-chair-f20.jpg
SKU: BRDACS385 | Broda Seating Revive Shower Commode Chair | BRODA's CS 385 Shower Commode Chair provides exceptional comfort with both tilt and recline positioning. It is designed for users who are caregiver dependent for their shower and commode needs. BRODA's unique Comfort Tension SeatingÂ® system provides patient comfort, and ease of cleaning within the shower environment.Featuring infinitely adjustable positioning of up to 12Â° adjustable posterior tilt, 10Â° of anterior tilt (for patient sit/stand assist), and up to 67Â° of back recline, the CS 385 provides unsurpassed safety and comfort, for patient security and dignity. | revive-shower-commode-chair-f7a.jpg
SKU: MJME118-3TW | MJM International Echo Shower Chair | Healthcare Grade, Deluxe Elongated Open Front Seat Enhances Resident Comfort. Same quality as our standard line - less frills for budget conscious times. | echo-shower-chair--19d.jpg
SKU: GF7910A-1 | Lumex Lumex Shower Transport Chair | Lumex shower transport chair designed for safe transport to and from the shower, Anodized, non-corrosive aluminum frame construction will not rust. | lumex-shower-transport-chair-eba.jpg
SKU: DRVDO2010 | Drive Medical Dolphin Bath Chair Accessory | Adjustable Base for use with Dolphin Bath Chair | dolphin-bath-chair-accessory-5ed.jpg
SKU: DRVOT3000SF | Drive Medical Otter Bath Chair With Soft Fabric - Large | Otter Bath Chair With Soft Fabric, Large | otter-bath-chair-with-soft-fabric-large--036.jpg
SKU: INV9670C | Invacare I-Class Heavy-Duty Transfer Bench with Commode | The Invacare I-Class Heavy-Duty Transfer Bench with a Commode Opening offers a sturdy, durable one-piece blow molded seat that has drain holes. This transfer bench seat also includes a soap dish, hand-held shower holder, and commode opening. The tool-less removable backrest is ergonomically shaped. This transfer bench has a 400lbs weight capacity. | i-class-heavy-duty-transfer-bench-with-commode-078.jpg
SKU: INV9670U | Invacare I Class Transfer Bench Unassembled | Invacare Transfer Benches help make transfers in and out of the bathtub safer and more comfortable. They feature anodized aluminum frames that are rust-resistant, arm rails for support and non-marring rubber tips. | i-class-transfer-bench-unassembled-6a3.jpg
SKU: GF7955A | Lumex Lumex Padded Transfer Bench (2 Per Case) | Provides assistance to those who have difficulty stepping over bathtub walls, Comfortable, cushioned seat and backrest are water-tight and easy to clean. Anodized aluminum frame is lightweight, durable and rust-resistant. | lumex-padded-transfer-bench-2-per-case-f67.jpg
SKU: GF7958A | Lumex Padded Commode Transfer Bench, with Tub Clamp, Swing Arm, Pail and Lid | Comfortable, cushioned seat and backrest are water-tight and easy to clean, Provides assistance to those who have difficulty stepping over bathtub walls. | padded-commode-transfer-bench-with-tub-clamp-swing-arm-pail-and-lid-5ee.jpg
SKU: ROSC30002 | Roscoe Medical Height Adjustable Bath Stool | Safety in the bathroom is a top priority for people with limited mobility. The Roscoe Bath Stool offers a space saving alternative to standard bath benches while providing the safety patients are looking for. The aluminum frame is lightweight, corrosion-proof and easily disassembled for quick storage. A limited lifetime warranty is standard as well as an impact resistant seat. | height-adjustable-bath-stool-9ac.jpg
SKU: ROSC30008 | Roscoe Medical Sliding Transfer Bench with Seat and Back | The Eagle line of Sliding Transfer Benches provides safety and comfort for patient transfers in and out of the bathtub. All benches are equipped with a non-slip surface, a lightweight height adjustable aluminum frame and non-marring rubber tips. Polished, high-strength aluminum tubes makes transfers in and out of the tub effortless and a reversible backrest allows bench to be used for any tub configuration. Safety features include a safety belt, double safety locks and strong suction tipped legs that prevent movement on wet surfaces. All transfer benches come complete with a one year warranty. | sliding-transfer-bench-with-seat-and-back-5ce.jpg
SKU: ROSC30010 | Roscoe Medical Sliding Transfer Bench with Cutout Seat | The Eagle line of Sliding Transfer Benches provides safety and comfort for patient transfers in and out of the bathtub. All benches are equipped with anon-slip surface, a lightweight height adjustable aluminum frame and non-marring rubber tips. Polished, high-strength aluminum tubes makes transfersin and out of the tub effortless and a reversible backrest allows bench to be used for any tub configuration. Safety features include a safety belt, doublesafety locks and strong suction tipped legs that prevent movement on wet surfaces. All transfer benches come complete with a one year warranty. | sliding-transfer-bench-with-cutout-seat-b9d.jpg
SKU: ROSC30012 | Roscoe Medical Sliding Transfer Bench with Swivel Seat | The Eagle line of Sliding Transfer Benches provides safety and comfort for patient transfers in and out of the bathtub. All benches are equipped with anon-slip surface, a lightweight height adjustable aluminum frame and non-marring rubber tips. Polished, high-strength aluminum tubes makes transfersin and out of the tub effortless and a reversible backrest allows bench to be used for any tub configuration. Safety features include a safety belt, doublesafety locks and strong suction tipped legs that prevent movement on wet surfaces. All transfer benches come complete with a one year warranty | sliding-transfer-bench-with-swivel-seat-d8a.jpg
SKU: ROSC90388 | Roscoe Medical Rubber Leg Tip for Shower Chair | Compatible with Roscoe SCNB-4, SCWB-4, BTH-SCBH, 30002 and 30004 | rubber-leg-tip-for-shower-chair-30e.jpg
SKU: ROSC90410 | Roscoe Medical Replacement Seat for Commode | Compatible with Roscoe Commodes BTH-BB and BTH-SCWB | replacement-seat-for-commode-3dd.jpg
SKU: ROSC90414 | Roscoe Medical Shower Chair Backrest | Compatible with Adjustable Shower Chair Roscoe ROSCSCWB-4, ROSCSCWB-EA and ROSCSCNB-4. This is the plastic back only bent aluminum bars not included. | shower-chair-backrest-551.jpg
SKU: ROSC90418 | Roscoe Medical Shower Chair Adjustable Replacement Legs | Compatible with Adjustable Shower Chair Roscoe BTH-SCBH | shower-chair-adjustable-replacement-legs-7c1.jpg
SKU: ROSC90420 | Roscoe Medical Shower Chair Replacement Seat | Compatible with Adjustable Shower Chair Roscoe BTH-SCBH | shower-chair-replacement-seat-93a.jpg
SKU: ROSC90422 | Roscoe Medical Shower Chair Replacement Back | Compatible with Adjustable Shower Chair Roscoe BTH-SCBH | shower-chair-replacement-back-c26.jpg
SKU: ROSC90424 | Roscoe Medical Shower Chair Height Adjustment Pin | Compatible with Adjustable Shower Chair Roscoe BTH-SCBH | shower-chair-height-adjustment-pin-911.jpg
SKU: ROSC90428 | Roscoe Medical Transfer Bench Leg Tip | Compatible with Bath Transfer Bench Roscoe BTH-TFR and TFR-HD6G | transfer-bench-leg-tip-fd6.jpg
SKU: ROSC90430 | Roscoe Medical Transfer Bench Sunction Cup Tip | Compatible with Bath Transfer Bench Roscoe BTH-TFR and TFR-HD6G | transfer-bench-sunction-cup-tip-e56.jpg
SKU: ROSC90432 | Roscoe Medical Transfer Bench Side Handle | Compatible with Bath Transfer Bench Roscoe BTH-TFR | transfer-bench-side-handle-9c9.jpg
SKU: ROSC90434 | Roscoe Medical Transfer Bench Leg with Rubber Foot | Compatible with Bath Transfer Bench Roscoe BTH-TFR | transfer-bench-leg-with-rubber-foot-933.jpg
SKU: ROSC90436 | Roscoe Medical Transfer Bench Leg with Suction Cup Foot | Compatible with Bath Transfer Bench Roscoe BTH-TFR | transfer-bench-leg-with-suction-cup-foot-07b.jpg
SKU: ROSC90438 | Roscoe Medical Transfer Bench Backrest | Compatible with Bath Transfer Bench Roscoe BTH-TFR | transfer-bench-backrest-dfc.jpg
SKU: ROSC90440 | Roscoe Medical Transfer Bench Seat Panels | Compatible with Bath Transfer Bench Roscoe BTH-TFR | transfer-bench-seat-panels-ba2.jpg
SKU: ROSC90442 | Roscoe Medical Adjustment Pin for Transfer Bench | Compatible with Bath Transfer Bench Roscoe BTH-TFR | adjustment-pin-for-transfer-bench-de6.jpg
SKU: ROSCBTH-HDBB | Roscoe Medical Deluxe Bariatric Bath Bench | Roscoe Bath Benches are perfect for those needing added safety in and around the bathroom, offering stability, comfort and the ease of tool-free assembly. With weight capacities up to 500 pounds, Roscoe Bath Benches are lightweight and feature a corrosion-proof aluminum frame with a composite seat and a limited lifetime warranty. | deluxe-bariatric-bath-bench-0b7.jpg
SKU: ROSCBTH-SCBH | Roscoe Medical Adjustable Shower Chair with Back and Handles | Roscoe Shower Chairs offer stability, comfort and quick tool-free assembly. With weight capacities up to 500 pounds, Roscoe Shower Chairs offer a lightweight, corrosion-proof aluminum frame and a limited lifetime warranty. | adjustable-shower-chair-with-back-and-handles-614.jpg
SKU: ROSCBTH-TFR | Roscoe Medical Adjustable Transfer Bench | Roscoe Transfer Benches provide safety and comfort for patient transfers in and out of the bathtub. Constructed with an aluminum frame, Roscoe Transfer Benches are lightweight, durable and corrosion proof. Non-marring rubber tips and a limited lifetime warranty are standard. | adjustable-transfer-bench-08a.jpg
SKU: ROSCBTH-VERSA | Roscoe Medical Versa Bath Seat | The Versa Bath Seat is a portable, lightweight seat that allows disabled, injured or elderly persons to easily get into and out of the bathtub. This fully adjustable seat is simple to install, designed to attach securely to the side of the bathtub. The seat rotates a full 90Â° to accommodate both left- and right-handed faucets. It is also height adjustable to accommodate most bath tubs. Includes an optional seat back with safety belt for added stability. | versa-bath-seat-6c0.png
SKU: ROSCSCWB-4 | Roscoe Medical Adjustable Shower Chair with Back | Roscoe Shower Chairs offer stability, comfort and quick tool-free assembly. With weight capacities up to 500 pounds, Roscoe Shower Chairs offer a lightweight, corrosion-proof aluminum frame and a limited lifetime warranty. | adjustable-shower-chair-with-back-736.jpg
SKU: ROSCSCWB-EA | Roscoe Medical White Adjustable Shower Chair with Back | Roscoe Shower Chairs offer stability, comfort and quick tool-free assembly. With weight capacities up to 500 pounds, Roscoe Shower Chairs offer a lightweight, corrosion-proof aluminum frame and a limited lifetime warranty. | white-adjustable-shower-chair-with-back-47b.jpg
SKU: ROSCTFR-HD6G | Roscoe Medical Heavy Duty Bariatric Transfer Bench | Roscoe Transfer Benches provide safety and comfort for patient transfers in and out of the bathtub. Constructed with an aluminum frame, Roscoe Transfer Benches are lightweight, durable and corrosion proof. Non-marring rubber tips and a limited lifetime warranty are standard. | heavy-duty-bariatric-transfer-bench-055.jpg
SKU: MAB522-3700-1900 | Briggs Healthcare HealthSmart Foldaway Bath Seat | HealthSmart Foldaway Bath Seat. | healthsmart-foldaway-bath-seat-2c6.jpg
SKU: MJM910-P | MJM International Pediatric Shower Gurney | Three Position Elevating Headrest, Close Cell Waterproof Foam Pad, Drain Pan & Drain Hose, (4) 5" x 1Â¼" Heavy Duty Threaded Stem Casters. | pediatric-shower-gurney-175.jpg
SKU: DRV12202KD-4 | Drive Medical Deluxe Aluminum Shower Chair | Deluxe, K.D. Aluminum Bath Seat with Tool Free Removable Back (Has replaced 12202-4, 12105-4 and 12002KD-6), Grey | deluxe-aluminum-shower-chair--b52.jpg
SKU: NOVA9073 | Nova Padded Transfer Bench Commode With Detachable Back | Padded Transfer Bench Commode With Detachable Back. | padded-transfer-bench-commode-with-detachable-back-870.jpg
SKU: NOVA9075 | Nova Heavy Duty Transfer Bench With Detachable Back | Nova Heavy Duty Transfer Bench | heavy-duty-transfer-bench-with-detachable-back-166.jpg
SKU: MAB522-1704-5999 | Briggs Healthcare Bamboo Bath Seat | Comfortable, smooth bamboo wood seat is vented to help prevent soap and water build-up. Constructed of solid bamboo, this seat withstands exposure to water without warping or producing mildew. | bamboo-bath-seat-666.jpg
SKU: MAB522-9801-1900 | Briggs Healthcare HealthSmart Shower Stool With BactiX | The BactiXâ„¢ Advantage Helps protect against the growth of harmful germs with the power of a unique blend of natural antimicrobials. Continuous protection against odors, molds and stains, as well as E. coli and staph | healthsmart-shower-stool-with-bactix-21e.jpg
SKU: MAB522-9810-1900 | Briggs Healthcare HealthSmart 360 Degrees Swivel Bath Seat | Seat rotates a full 360 degrees for ease of movement in the shower or tub. Storage shelf provides easy access to shower necessities, use the locking mechanism for a stationary seat. | healthsmart-360-degrees-swivel-bath-seat-25d.jpg
SKU: GF7931A | Lumex Lumex Platinum Collection Bath Seat Without Backrest - Standard Grey | Lumex platinum collection bath seat without backrest - standard grey | lumex-platinum-collection-bath-seat-without-backrest-standard-grey-274.jpg
SKU: MJM910-B | MJM International Bariatric Shower Gurney | Healthcare Grade, Reinforced At All Stress Related Areas, Shower Gurney With Five Position Elevating Headrest And Closed Cell Water Proof Foam Pad, Bariatric Shower Gurney. | bariatric-shower-gurney-8af.jpg
SKU: MJM910-DB | MJM International Shower Gurneys and Stretchers Bariatric 900lb Capacity | Healthcare Grade, Reinforced At All Stress Related Areas, Shower Gurney With Five Position Elevating Headrest And Closed Cell Foam Pad, Bariatric Shower Gurney 900 lbs Capacity. | shower-gurneys-and-stretchers-bariatric-900lb-capacity-ecc.jpg
SKU: MJM915 | MJM International Shower Gurney | Shower Gurneys and Stretchers, 79" L x 28" W x 30" H. | shower-gurney-5a3.jpg
SKU: MJM920-R | MJM International Shower Gurneys and Stretchers, Multi-Positioning Sling Gurney, 79" L x 31 " W x 30" H | Shower Gurneys and Stretchers, Multi-Positioning Sling Gurney, 79" L x 31 " W x 30" H. Safety Rails Up: 38". Threaded Stem Casters: 6 / 4" x 1 1/4" (4 Lock/2 Non Lock). Weight Capacity: 450 lbs. Leg & Back Section, Can Adjust to Numerous Positions. Unique Multi-Positioning Ratchet System, Is Ideal When Maneuvering. Dual Drop Side Rails. Pad Optional. | shower-gurneys-and-stretchers-multi-positioning-sling-gurney-79-l-x-31-w-x-30-h-9eb.jpg
SKU: MJM920-P | MJM International Sling Gurney Pediatric Size 60 in L x 28 in W x 30 in H | Most gurneys come standard with elevating head section. | sling-gurney-pediatric-size-60-in-l-x-28-in-w-x-30-in-h-13e.png
SKU: MKS11473500 | McKesson Sunmark Econo Bathtub Transfer Bench with Reversible Backrest | Sunmark econo bath transfer bench 16.5 to 20.5 Inch 250 lbs. detachable arm rail | sunmark-econo-bathtub-transfer-bench-with-reversible-backrest-4c0.jpg
SKU: REVB102-2R | Revolution Mobility Bath Bench | Bath Bench | bath-bench-bf3.jpg
SKU: CRXHB154-11 | Carex Health Care Products Bathtub Transfer Bench | The Bathtub Transfer Bench is a safe and comfortable option for transferring. This transfer bench features space for shower curtain placement, an adjustable seat height, and a textured, non-slip surface on both the seat and back. Comes standard with oversized slip-resistant tips for increased stability. | bathtub-transfer-bench-ead.jpg
SKU: CRXHB170-00 | Carex Health Care Products Carex Universal Transfer Bench | The Universal Transfer Bench features our patented Exact Level height adjustable legs and a backrest with two built-in handles to make positioning easier. This bench also converts easily for either left or right hand bathtub entry.Compact in size yet features an added weight capacity, and has no metal parts to rust or corrode. Fits most bathtubs and showers. | carex-universal-transfer-bench-e94.jpg
SKU: CRXHB170-C0 | Carex Health Care Products Universal Transfer Bench | The Universal Transfer Bench features our patented Exact Level height adjustable legs and a backrest with two built-in handles to make positioning easier.This bench also converts easily for either left or right hand bathtub entry.Compact in size yet features an added weight capacity, and has no metal parts to rust or corrode.Fits most bathtubs and showers. | universal-transfer-bench-a04.jpg
SKU: CRXHB651-00 | Carex Health Care Products Adjustable Bath & Shower Seat With Back, 300 lbs Capacity | The Adjustable Bath & Shower Seat With Back can be used in a bathtub or shower stall.The seat is constructed of durable plastic with easy-to-grip handles and a notch to hold a hand-held shower spray.The aluminum legs are flared to help prevent tipping.Slip resistant rubber tips provide added stability. | adjustable-bath-shower-seat-with-back-300-lbs-capacity-f8c.jpg
SKU: CRXHB670-C0 | Carex Health Care Products Universal Bath Seat | The Universal Bath Bench without Back features an innovative design for comfortable seating supporting up to 400 lbs. and patented Exact Levelâ„¢ height adjustment.This bench easily assembles with no tools and fits into virtually every tub or shower - whether at home or away.There is also a convenient notch for holding a hand-held shower spray and drainage holes in the seat to eliminate water pooling. | universal-bath-seat-892.jpg
SKU: ROSCB102-2R | Roscoe Medical Viverity Adjustable Bath Bench with Back | Contoured seat with drainage holes Built-in hand held shower holder Easy height adjustable legs in 1 increments Angled Legs with suction-style rubber tips Tool free & knockdown Weight Capacity 300 lbs. Attractive retail packaging. | viverity-adjustable-bath-bench-with-back-bb5.jpg
SKU: ROSCB103-3R | Roscoe Medical Viverity Adjustable Shower Stool | Adjustable height helps make showering safer Compact size for narrow tubs and showers Durable aluminum construction height adjustment in 1 increments suction-style rubber tips Weight Capacity 300 lbs. Attractive retail packaging. | viverity-adjustable-shower-stool-67b.jpg
SKU: ROSCB104-2R | Roscoe Medical Viverity Adjustable Transfer Bench | Extends over edge of tub Reversible Sturdy a frame aluminum construction Suction cups keep bench in place height adjustment in 1/2 increments Weight Capacity 300 lbs. Attractive retail packaging. | viverity-adjustable-transfer-bench-d66.jpg
SKU: NOVA9404 | Nova Wall Mounted Shower Seat 16" L | Mounts directly to shower wall Saves space by folding up when not in use. | wall-mounted-shower-seat-16-l-475.jpg
SKU: DMI522-1734-1900 | Briggs Healthcare DMI Heavy Duty Sliding Transfer Bench With Cut Out Seat | Seat effortlessly slides, side-to-side minimizing physical strain on user and caregiver, Blow-molded plastic seat and back with textured, non-slip surface on a durable, lightweight aluminum frame, Cut-out is easily removed for perineal access, Features adjustable legs with suction cup, slip-resistant tips, Nylon strap locks and holds seat in place during transfers and bathing. Hook and loop-style seat belt helps provide additional safety, Seat height adjusts from 19" to 23" in 1" increments.Shower with Safety:This durable shower chair will make bathing much easier and safer for people with disabilities, older people or those recovering from surgery or injuries. The seat easily slides, minimizing physical strain on the user and caregiver. The backrest, which can be positioned for left or right hand use, provides additional support along with a seatbelt for safety.Important Measurements to Consider:This transfer bench measures 39 inches across to allow ample room for the seat to slide. Be sure to measure your bathroom or shower area to make sure it will fit inside. Its total height can reach 37 inches when the legs are fully extended. The legs are adjustable in one inch increments, allowing you to change the seat height from 19 to 23 inches. It weighs just 14.5 pounds yet is heavy duty enough to support 400 lbs. | dmi-heavy-duty-sliding-transfer-bench-with-cut-out-seat-c59.jpg
SKU: DRV12023 | Drive Medical Portable Shower Bench | This one-piece shower bench from Drive Medical adds convenience, comfort and safety to your bathroom. It's sleek, slim, one piece design makes it great for storage or for individuals who travel. The handle provides additional safety and stability for the user, and drain holes eliminates water buildup. Rubber stops on the underside of the bench will protect your tub and provide a secure and snug fit. The product is protected by a limited lifetime warranty. | portable-shower-bench-2bc.jpg
SKU: INV9780 | Invacare I Fit Shower Chair Without Back | Invacare I-Fit and InvacareÂ® CareGuardâ„¢ Shower Chairs offer stability, comfort and tool-less assembly in seconds. InvacareÂ® shower chairs are designed for individuals who require seating support when bathing or showering and provide comfort and safety in the bathtub. Available with a composite or vinyl padded seat, shower chairs fit in most standard tubs and showers. | i-fit-shower-chair-without-back-b63.jpg
SKU: INV6895 | Invacare Mariner Rehab Shower Chair 18" Seat | The Invacare Mariner Rehab Shower Commode Chair offers rust-resistant aluminum frames and stainless steel hardware, which make them ideal for use in the shower. In addition, these new chairs fit over most standard and elongated bowls for over the toilet use as well. They feature flip-back padded arms that lock down for safety, swing-away front riggings with tool-free adjustable height footrests and a four-position padded seat. The Invacare Mariner Commode Chair offers various seat widths and wheel options for a custom fit along with additional features and benefits. | mariner-rehab-shower-chair-18-seat-8c0.jpg
SKU: GF6433A | Lumex Silver Collection Steel Drop Arm 3 in 1 Commode Grey | Lumex silver collection steel drop arm 3-in-1 commode - grey | silver-collection-steel-drop-arm-3-in-1-commode-grey-a53.jpg
SKU: GF7947A | Lumex Platinum Collection Deluxe Padded Commode Bath Seat with Support Arms | The Lumex platinum collection deluxe padded commode bath seat is designed with support arms. The chair is convenient, comfortable, and top-of-the-line. | platinum-collection-deluxe-padded-commode-bath-seat-with-support-arms-59e.jpg
SKU: GF79294A | Lumex Leg Extensions Flange Tips/ Suction Cups For Models 7925A 7927A & 7929 | Part: lumex replacement legs with flange tips/suction cups for 7927A and 7929 transfer benches. Add 4" to the height of the transfer bench. For use with models 7927A and7929 | leg-extensions-flange-tips-suction-cups-for-models-7925a-7927a-amp-7929-9a3.jpg
SKU: MJMD118-5-SLIDE | MJM International All Purpose Dual Shower Chair Transfer Chair | Assists caregivers when transferring patients, Accommodates 9'' tub wall (custom widths available). Deluxe elongated open front soft seat. | all-purpose-dual-shower-chair-transfer-chair--913.jpg
SKU: MJM115-3TW | MJM International Shower Chair | Healthcare Grade, Reinforced At All Stress Related Areas, Anti-Slip Handgrips, Ergonomic Push/Pull Handle And Fast Drying Removable Mesh Back/Sling, Personal Pocket Pouch, Reducer Seat Will Accommodate 18 Months to 3 Year Old, Quick And Easy To Use, Simply Place On Existing MJM Toilet Seats. | shower-chair--b58.jpg
SKU: MJM131-18-24W | MJM International Self Propelled Aquatic Rehab Shower Transport | Healthcare Grade, Deluxe Enlongated Open Front Soft Seat Enhances Resident Comfort, Anti-Slip Handgrips, Push/Pull Handle And Fast Drying Removable Mesh Back/Sling. | self-propelled-aquatic-rehab-shower-transport--312.png
SKU: REVMBA-225HDB | Revolution Mobility Bariatric Shower Bench with Back | Aluminum frame is light weight, durable and corrosion proof. Cross brace enhances stability. Blow-molded seat and back provides comfort and strength. Drainage holes in seat and back reduce slipping. Adjustable height legs. | bariatric-shower-bench-with-back-f6f.jpg
SKU: MJM193 | MJM International Reclining Shower Chair Deluxe Elongated Open Front Commode Seat & Elevated Leg Extension | Healthcare Grade, Deluxe Elongated Open Front Seat Enhances Resident Comfort, Elevated Leg Extension, Anti-Slip Handgrips, Reinforced At All Stress Related Areas. | reclining-shower-chair-deluxe-elongated-open-front-commode-seat-amp-elevated-leg-extension-8eb.jpg
SKU: MJM118-3-ADJ | MJM International Superior Shower Chair Standard Deluxe Adjustable | Superior Shower Chair Standard Deluxe Adjustable | superior-shower-chair-standard-deluxe-adjustable-271.jpg
SKU: SAMP081569755 | Sammons Preston Homecraft Shower Mat | This everyday mat is a practical solution for bathing security. | homecraft-shower-mat-68c.jpg
SKU: NOVA9010 | Nova Bath Bench Without Back | Feature Non-skid rubber tips Ergonomically designed back provides added comfort and support Multiple drainage holesOverall dimensions 17"d x 17"w | bath-bench-without-back-9fc.jpg
SKU: NOVA9016 | Nova Shower Bench With Arms & Without Back | Feature Push button release for removable arms Tool-Free Assembly Skid resistant rubber tips Heavy-dute molded plastic Aluminum anodized frameOverall Dimensions 21"w x 16"dWidth Between Arms 18.5"Seat height adj 16"w x 13"dWeight Capacity 275lbsSeat Height Adj 16"-20" | shower-bench-with-arms-without-back-a5a.jpg
SKU: NOVA9100 | Nova Shower Bench With Back and Red Safety Handle | Safety handle provides support and balance when entering and exiting the bathtub. | shower-bench-with-back-and-red-safety-handle-990.jpg
SKU: NOVA9120 | Nova Shower Bench With Red Safety Handle | Feature Non-skid rubber tips Multiple drainage holes Available in retail package Safety handle provides support and balance when entering and exiting the bathtub Contoured back easily slides into seat Large seat for more comfortable seating Handle can be attached to either side and additional handles can be addedOverall dimensions 17"d x 17"w | shower-bench-with-red-safety-handle-68c.jpg
SKU: NOVA9050 | Nova Bath Bench Without Back Hygenic U-Shape Seat | Non-skid rubber tips. Horseshoe design for hygienic purposes. Multiple drainage holes | bath-bench-without-back-hygenic-u-shape-seat-5d5.jpg
SKU: NOVA9023 | Nova Bariatric Bath Bench with Back 20" W x 20" D | Aluminum anodized frameHeavy duty blow molded seatBack includedWeight Capacity 500 lbs | bariatric-bath-bench-with-back-20-w-x-20-d-934.jpg
SKU: NOVA9013 | Nova Heavy Duty Bath Bench without Back 20" W x 17" D | Aluminum anodized frameHeavy duty blow molded seatWeight Capacity 500 lbs. | heavy-duty-bath-bench-without-back-20-w-x-17-d-45a.jpg
SKU: GF89100-KD | Lumex 18" PVC Knock-Down Shower Commode Chair | The PVC Knockdown Shower Chair is easy to assemble and breakdown for transport. No tools required. | 18-pvc-knock-down-shower-commode-chair-0fc.jpg
SKU: GF6013365 | Lumex Cushion Ease Side Rail Pads - Fits 1/2 Swing-Down Rail | 17â€ x 30â€ â€“ fits Â½ swing-down rail | cushion-ease-side-rail-pads-fits-1-2-swing-down-rail-348.jpg
SKU: DRV11114KD-1 | Drive Medical Lightweight Portable Shower Chair Commode with Casters | This lightweight portable shower chair commode with casters by Drive Medical is packed with features to ensure a pleasant and comfortable bathing experience. One of the greatest benefits is the ultra comfort padded seat, featuring an open front design making personal hygiene easy and convenient. When the shower chair is not in use the back and 12 qt. commode bucket can be removed without tools making cleaning and storage simple. The frame is manufactured with lightweight rust resistant anodized aluminum able to withstand a 300 lbs. weight capacity. Easy to operate this shower chair commode comes equipped with 3" non skid casters making transfer too an from any bathroom safe and secure. This product is protected by a limited lifetime warranty. | lightweight-portable-shower-chair-commode-with-casters-f48.jpg
SKU: DRVRTL12061 | Drive Medical Bath Stool with Padded Rotating Seat | The Drive Medical Bath Stool with Padded Rotating Seat reduces twisting and reaching while in the shower, ensuring users safety and comfort. | bath-stool-with-padded-rotating-seat-285.jpg
SKU: DRV12950 | Drive Medical Shower Bathtub Mat | Drive Medical's bath mat holds securely to your tub with multiple suction cups, allowing for a slip-free bathing experience. The bath mat provides a large and secure surface area in the tub. Its soft rubber mat is as easy to clean and can be rolled up for storage. This product also features a contour cut out specifically designed to fit around your drain. | shower-bathtub-mat-06a.jpg
SKU: INDINV9650 | Invacare All In One Aluminum Commode | Invacare Commodes offer consumers the comfort and stability they need. The frame is lightweight and consumers gain additional comfort and support from the 16" wide seat. The Invacare All-in-One Commode can be used bedside or can act as a toilet safety frame or raised toilet seat. | all-in-one-aluminum-commode-317.jpg
SKU: INV9781 | Invacare I-Fit Shower Chair | Invacare I-Fit Shower Chair with Back offers stability, comfort and tool-less assembly in seconds. Invacare shower chairs are designed for individuals who require seating support when bathing or showering and provide comfort and safety in the bathtub. Retail packaging available. | i-fit-shower-chair--2ec.jpg
SKU: INV6891 | Invacare Mariner Rehab Shower Commode Chair with 5" casters and 18" seat | The Invacare Mariner Rehab Shower Commode Chair offers rust-resistant aluminum frames and stainless steel hardware, which make them ideal for use in the shower. In addition, these new chairs fit over most standard and elongated bowls for over the toilet use as well. They feature flip-back padded arms that lock down for safety, swing-away front riggings with tool-free adjustable height footrests and a four-position padded seat. The Invacare Mariner Commode Chair offers various seat widths and wheel options for a custom fit along with additional features and benefits. | mariner-rehab-shower-commode-chair-with-5-casters-and-18-seat--a75.jpg
SKU: INV6795 | Invacare Mariner Rehab Shower Commode Chair 23" Wheels | The Invacare Mariner Rehab Shower Commode Chair offers rust-resistant aluminum frames and stainless steel hardware, which make them ideal for use in the shower. In addition, these new chairs fit over most standard and elongated bowls for over the toilet use as well. They feature flip-back padded arms that lock down for safety, swing-away front riggings with tool-free adjustable height footrests and a four-position padded seat. The Invacare Mariner Commode Chair offers various seat widths and wheel options for a custom fit along with additional features and benefits. | mariner-rehab-shower-commode-chair-23-wheels-b29.jpg
SKU: GF6810A | Lumex Versamode Drop Arm Includes 7 Qt Commode Pail | Versamode - drop arm, includes 7 qt commode pail | versamode-drop-arm-includes-7-qt-commode-pail-cf8.jpg
SKU: GF7103A-4 | Lumex Silver Collection 3-in-1 Steel Commode | Versatile 3-in-1 design can be used as a bedside commode, raised toilet seat or toilet safety frame. | silver-collection-3-in-1-steel-commode-297.jpg
SKU: GF2050A | Lumex Lumex Sure-Safe Bath Mat | Lumex Sure-Safe Bath Mat | lumex-sure-safe-bath-mat-5ba.jpg
SKU: GF7945A | Lumex Lumex Platinum Collection Deluxe Padded Bath Seat | Lumex platinum collection deluxe padded bath seat with support arms | lumex-platinum-collection-deluxe-padded-bath-seat--96e.jpg
SKU: MJMD118-5-TIS-SLIDE | MJM International All Purpose Dual Shower Transfer chair, Tilt-N-Space Slider | Internal Width: 18" (Chair Section Only). External Width: 22". Seat Height: 24". Seat Depth: 20". Transfer Section: 28". Capacity: 300 lbs.. Height From Seat To Top Of Backrest: 37". Total Width (Both Sections Joined): 53". Assists Care GiversWhen Transferring Patients. Deluxe Elongated Open Front Soft Seat. Dual Drop Arm (Secured with Safety Red Straps). | all-purpose-dual-shower-transfer-chair-tilt-n-space-slider-796.jpg
SKU: ALI7385 | Alimed Shower Bench with Back | This comfortable molded plastic seat with drainage holes is available with a backrest for even more support. The seat height is adjustable from 13" to 20".Shower Bench features adjustable seat height and molded plastic seat with drainage holes and handles. This seat is corrosion-resistant and comes with rubber tips. The height adjusts in 1" increments. | shower-bench-with-back-125.jpg
SKU: MJMSQ.PAIL | MJM International Commode Pail 10 Qt Square Slide On Rails | Commode Pail 10 Qt Square Slide On Rails | commode-pail-10-qt-square-slide-on-rails-e6c.jpg
SKU: MJM191-S | MJM International Reclining Bath/ Shower Chair, Small | Bath chairs will fit in standard tubs. Extension legs will facilitate transferring and make bathing/showering a breeze. Adjustable belts hold and secure individual in place. Belts can be secured in various settings. | reclining-bath-shower-chair-small-edd.jpg
SKU: MJM191-L | MJM International Reclining Shower Chair | Three position adjustment seat/back tilts 30"-70". Fits easily in all standard tubs. Extension legs will facilitate transferring and make bathing/showering a breeze. Eliminates the need to transfer from one chair to another, avoiding accidental falls/drops. Adjustable belts hold & secure individual in place. Optional leg/base extensions to accommodate beds, tubs and shower heights. Safe, anti-slip rubber pads (used on feet when placed in tub).Optional height-adjustable head support pad. | reclining-shower-chair-4c3.jpg
SKU: MJM191-SC-A | MJM International Small Reclining Shower Bath Chair | Bath chairs will fit in standard tubs. Extension legs will facilitate transferring and make bathing/showering a breeze. Adjustable belts hold and secure individual in place. Belts can be secured in various settings.Healthcare Grade, Reinforced At All Stress Related Areas, Three Positiong Adjustment Seat/Back Tilts 30 Degrees - 70 Degrees, Fits Easily In All Standard Tubs, Extension Legs Will Facilitate Transferring And Make Bathing/Showering A Breeze, Eliminates The Need To Transfer From One Chair to Another, Avoiding Accidental Falls Or Drops, Adjustable Belts Hold And Secure Individual In Place, Belts Can Be Secured In Various Settings, Optional Leg/Base Extensions To Accommodate Beds, Tubs And Shower Heights, Safe Anti-Slip Rubber Pads | small-reclining-shower-bath-chair-81c.jpg
SKU: MJM191-MC-A | MJM International Medium Reclining Shower Bath Chair | Bath chairs will fit in standard tubs. Extension legs will facilitate transferring and make bathing/showering a breeze. Adjustable belts hold and secure individual in place. Belts can be secured in various settings. | medium-reclining-shower-bath-chair-ef8.png
SKU: MJM191-LC-A | MJM International Large Reclining Shower Bath Chair | MJM International Large Reclining Shower Bath Chair presents a unique bath chair that will fit in standard tubs. Extension legs help to facilitate transferring; make bathing showering a breeze. The adjustable belts that the shower chair includes serve to hold and secure individual in place. These belts can be secured in various settings. | large-reclining-shower-bath-chair-de4.png
SKU: MJMB-22 | MJM International 22" Safety Belt | Safety Belt Adjustable and Heavy Duty All Plastic Buckle | 22-safety-belt--ad0.jpg
SKU: MJM156-FSS-26 | MJM International Bariatric Bedside Commode Full Support Seat Commode Opening 26" Useable Space No Back & No Pail 425 lbs Weight Capacity Commode Pail | Bath Seat Capacity: 425 lbs.Total Seat Width: 26â€ (usable space)156-FSS-30Bath Seat Capacity: 700 lbs.Total Seat Width: 30â€ (usable space)156-FSS-36Bath Seat Capacity: 900 lbs.Total Seat Width: 36â€ (usable space)Choice of White or Woodtone PVC | bariatric-bedside-commode-full-support-seat-commode-opening-26quot-useable-space-no-back-amp-no-pail-425-lbs-weight-capacity-commode-pail-aeb.jpg
SKU: MJM156-FSS-30 | MJM International Bariatric Bedside Commode Full Support Seat Commode Opening 30" Useable Space No Back & No Pail 700 lbs Weight Capacity Commode Pail | MJM International 156-FSS-30 Features: -Bedside commode without back. -Full support seat with commode opening. -10 quart slide out square pail. -30â€³ useable space. -Manufactured of healthcare grade PVC pipe and fittings. -Non slip rubber crutch tips. -High density polyethylene flat seat. -Contoured frame, no sharp edges, to avoid skin breaks during transfers. -Reinforced at all stress related areas. -Deluxe full support open front seat ideal for both male and female. -Anti slip rubber pads. -Anti slip safety hand grips. -Weight Capacity: 700 lbs. -Dimensions: 21â€³ H x 30â€³ W. | bariatric-bedside-commode-full-support-seat-commode-opening-30quot-useable-space-no-back-amp-no-pail-700-lbs-weight-capacity-commode-pail-123.jpg
SKU: MJM190-TSF-A-NC | MJM International Toilet Safety Frame Adjustable Height Deluxe Elongated Open Front Commode Seat No Pail | This is a non-stock item. While we will ship as soon a spossible, shipping times on this item may vary greatly. If you have a deadline for this item, you MUST call us at 1-888-886-6337 to see if it is possible to meet your deadline. | toilet-safety-frame-adjustable-height-deluxe-elongated-open-front-commode-seat-no-pail-480.jpg
SKU: MJM190-TSF-F | MJM International Toilet Safety Frame, Fixed Height, Deluxe Elongated Open Front Commode Seat | Toilet Safety Frame, Fixed Height, w/deluxe elongated open front commode seat. | toilet-safety-frame-fixed-height-deluxe-elongated-open-front-commode-seat-9df.jpg
SKU: MJM118-3-FS-F | MJM International Shower Chair 18" Internal Width, 3" x 1 1/4" Heavy Duty Threaded Stem Casters, Flatstock Seat, Drain Holes, Flared Stability-4" Wider Bottom Base, 300 lbs | Deluxe elongated extra heavy duty contoured open front seat. All casters and backs are double wall reinforced with schedule 40 1" PVC. Aesthetically pleasing, with curved/bend arms. Anti-slip safety hand grips. Fast drying and removable mesh back/sling. Personal pocket/pouch. All models fit over standard height toilet commodes. Structurally designed with 30% more security with four stainless steel bolts on commode seat. Single wheel heavy duty casters (3" x 1 1/4") with removable bolt/nut for easy maintenance. All casters have threaded stem for extra security and safety, casters will not fall/pull out with normal use. | shower-chair-18-internal-width-3-x-1-1-4-heavy-duty-threaded-stem-casters-flatstock-seat-drain-holes-flared-stability-4-wider-bottom-base-300-lbs-1ab.jpg
SKU: MJM118-3-F | MJM International Shower Chair 18" Internal Width, 3" x 1 1/4" Heavy Duty Threaded Stem Casters, Flatstock Seat, Drain Holes, 300 lbs | Deluxe elongated extra heavy duty contoured open front seat. All casters and backs are double wall reinforced with schedule 40 1" PVC. Aesthetically pleasing, with curved/bend arms. Anti-slip safety hand grips. Fast drying and removable mesh back/sling. Personal pocket/pouch. All models fit over standard height toilet commodes. Structurally designed with 30% more security with four stainless steel bolts on commode seat. Single wheel heavy duty casters (3" x 1 1/4") with removable bolt/nut for easy maintenance. All casters have threaded stem for extra security and safety, casters will not fall/pull out with normal use. | shower-chair-18-internal-width-3-x-1-1-4-heavy-duty-threaded-stem-casters-flatstock-seat-drain-holes-300-lbs-d77.jpg
SKU: MJM118-5 | MJM International Shower Chair | Deluxe elongated extra heavy duty contoured open front seat. All casters and backs are double wall reinforced with schedule 40 1" PVC. Aesthetically pleasing, with curved/bend arms. Anti-slip safety hand grips. Fast drying and removable mesh back/sling. Personal pocket/pouch. All models fit over standard height toilet commodes. Structurally designed with 30% more security with four stainless steel bolts on commode seat. Single wheel heavy duty casters (3" x 1 1/4") with removable bolt/nut for easy maintenance. All casters have threaded stem for extra security and safety, casters will not fall/pull out with normal use. | shower-chair-8ed.gif
SKU: MJM122-3-FB | MJM International Wide Shower Chair 22" Internal Width, 2" x 1 1/4" Heavy Duty Threaded Stem Casters, Full Mesh Back, 375 lbs | Deluxe elongated extra heavy duty contoured open front seat. All casters and backs are double wall reinforced with schedule 40 1" PVC. Aesthetically pleasing, with curved/bend arms. Anti-slip safety hand grips. Fast drying and removable mesh back/sling. Personal pocket/pouch. All models fit over standard height toilet commodes. Structurally designed with 30% more security with four stainless steel bolts on commode seat. Single wheel heavy duty casters (3" x 1 1/4") with removable bolt/nut for easy maintenance. All casters have threaded stem for extra security and safety, casters will not fall/pull out with normal use. | wide-shower-chair-22-internal-width-2-x-1-1-4-heavy-duty-threaded-stem-casters-full-mesh-back-375-lbs-715.jpg
SKU: MJM122-3-F | MJM International Wide Shower Chair 22" Internal Width, 3" x 1 1/4" Heavy Duty Casters, Flastock Seat, Drain Holes | Deluxe elongated extra heavy duty contoured open front seat. All casters and backs are double wall reinforced with schedule 40 1" PVC. Aesthetically pleasing, with curved/bend arms. Anti-slip safety hand grips. Fast drying and removable mesh back/sling. Personal pocket/pouch. All models fit over standard height toilet commodes. Structurally designed with 30% more security with four stainless steel bolts on commode seat. Single wheel heavy duty casters (3" x 1 1/4") with removable bolt/nut for easy maintenance. All casters have threaded stem for extra security and safety, casters will not fall/pull out with normal use. | wide-shower-chair-22-internal-width-3-x-1-1-4-heavy-duty-casters-flastock-seat-drain-holes-152.jpg
SKU: MJM130-18-24W-SL | MJM International Shower and Aquatic Pool Transfer Chair | MJM International's Shower and Aquatic Pool Transfer Chair is a multi-purpose chair, and can thereby serve as a shower chair, transfer chair, and aquatic pool chair. The anti-tip design on the chair makes it particularly excellent for transportation. | shower-and-aquatic-pool-transfer-chair-f1e.jpg
SKU: MJM118-3-SQPAIL | MJM International Shower Chair with Square Pail 18" Internal Width | Healthcare Grade, Deluxe Elongated Open Front Seat Enhances Resident Comfort, Anti-Slip Handgrips, Push/Pull Handle And Fast Drying Removable Mesh Back/Sling, Reinforced At All Stress Related Areas, Deluxe Shower Chair With Optional Square Pail, Personal Pocket Pouch. | shower-chair-with-square-pail-18-internal-width-d4c.jpg
SKU: REVMBA-222 | Revolution Mobility Shower Bench with Back | Aluminum frame is light weight, durable and corrosion proof. Blow-molded seat and back provides comfort and strength. Drainage holes in seat and back reduce slipping. Adjustable height legs. | shower-bench-with-back-3b5.jpg
SKU: REVMBA-225HD | Revolution Mobility Bariatric Shower Bench without Back | Aluminum frame is light weight, durable and corrosion proof. | bariatric-shower-bench-without-back-7ed.jpg
SKU: REVMBA-206 | Revolution Mobility U-Shaped Shower Bench with Back | Aluminum frame is light weight, durable and corrosion proof. Blow-molded seat and back provides comfort and strength. Drainage holes in seat and back reduce slipping. Adjustable height legs. | u-shaped-shower-bench-with-back-d31.jpg
SKU: MJM165 | MJM International Bath Transfer Bench, 20" H x 33" W x 16" D | Safety Gripper, Anti-Bacterial Cushion, Non Slip Rubber Pad/Tips. | bath-transfer-bench-20-h-x-33-w-x-16-d-f62.jpg
SKU: MJM194 | MJM International Reclining Shower Chair With Deluxe Elongated Open Front Commode Seat | Reclining Shower Chair With Deluxe Elongated Open Front Commode Seat. Internal Width: 20". External Width: 24". Threaded Stem Casters: 3" x 1 1/4". Overall Size: 48" H x 24" W x 18" D. Seat Height: 21". Back Width Exterior: 16". Exterior Length Upright: 41". Exterior Length Reclined: 44". Reclined Back : 29". Capacity: 325 lbs. | reclining-shower-chair-with-deluxe-elongated-open-front-commode-seat-fea.jpg
SKU: MJM130-C10 | MJM International Bariatric Bedside Commode, 43"H x 34"W x 28"D, Capacity: 700 lbs | Non Slip Rubber Crutch Tips, Full Support Seat (High Density Polyethylene Flat Seat), 10 Quart Commode (slide out), Full Back Support Sling, Dual Reinforcement Throughout The Entire Frame. | bariatric-bedside-commode-43h-x-34w-x-28d-capacity-700-lbs-630.jpg
SKU: MJM130-C10-BCS | MJM International Bariatric Cushion Seat, 43"H x 34"W x 28"D, Capacity: 700 lbs. | Non Slip Rubber Crutch Tips, Full Support Seat (High Density Polyethylene Flat Seat), 10 Quart Commode (slide out), Full Back Support Sling, Dual Reinforcement Throughout The Entire Frame. | bariatric-cushion-seat-43h-x-34w-x-28d-capacity-700-lbs-3d2.jpg
SKU: MJM156-FSS-36 | MJM International Bariatric Bedside Commode | Healthcare Grade, Bedside Commode, Anti-Slip Handgrips, Non-Slip Rubber Tips, High Density Polyethylene Flat Seat, Slide Out Square Pail, Reinforced At All Stress Related Areas. Rust Proof Home Care Items That Will Hold Up | bariatric-bedside-commode-d34.jpg
SKU: MJM165-36-700 | MJM International Bath Bench Capacity 700 lbs | Healthcare Grade, Bath Bench, Anti-Slip Handgrip, Non-Slip Rubber Tips, Full Support Seat. | bath-bench-capacity-700-lbs-035.png
SKU: MJM165-36-900 | MJM International Bath Bench, Capacity: 900 lbs | Non Slip Rubber Crutch Tips, High Density Polyethylene Flat Seat, Dual Reinforcement Throughout The Entire Frame. | bath-bench-capacity-900-lbs-cf3.gif
SKU: MJM190-TSF-A | MJM International Toilet Safety Frame, Capacity: 300 lbs | The Multi-Purpose Toilet Safety Frame (Adjustable) Functions As A Toilet Safety Frame, Shower Stool And A Bedside Commode. Non Slip Rubber Pad/Tips, 10 Qt. Commode Pail. | toilet-safety-frame-capacity-300-lbs-f6b.jpg
SKU: MJM118-3-A | MJM International Superior Shower Chair, 40 " H x 22" W x 18" D | PVC Shower Commode Chair For Uni-Lateral Or Bi-Lateral Below Knee Amputee. Superior Shower Chair, 40 " H x 22" W x 18" D. Internal Width: 18". External Width: 22 ". Threaded Stem Casters: 3" x 1 1/4". Overall Size: 40 " H x 22" W x 18" D. Elevated Leg Extension (Padded): 15". Seat Height: 21". Capacity: 300 lbs. Deluxe Elongated Open Front Seat | superior-shower-chair-40-h-x-22-w-x-18-d-2d5.jpg
SKU: MJM118-3-FD | MJM International Superior Shower Chair, 37" H x 20" W x 19" D | Superior Shower Chair, 37" H x 20" W x 19" D. Internal Width: 18". External Width: 20". Threaded Stem Casters: 3" x 1 1/4". Seat Height: 21". Folded Width: 5". Folded Length: 37". Capacity: 250 lbs. | superior-shower-chair-37-h-x-20-w-x-19-d-b2c.jpg
SKU: MJM118-3-FF | MJM International Superior Shower Chair, Deluxe Shower Chair With Optional Folding Footrest | Superior Shower Chair, Deluxe Shower Chair With Optional Folding Footrest. Internal Width: 18". External Width: 22". Threaded Stem Casters: 3" x 1 1/4". Overall Size: 40" H x 22" W x 18" D. Seat Height: 21". Capacity: 300 lbs. | superior-shower-chair-deluxe-shower-chair-with-optional-folding-footrest-a1a.jpg
SKU: MJM118-3-H | MJM International Superior Shower Chair | Highback Assists Patients That Need Additional Back Support. Internal Width: 18". External Width: 22". Threaded Stem Casters: 3" x 1 1/4". Overall Size: 49" H x 22" W x 18" D. Seat Height: 21". Capacity: 300 lbs. | superior-shower-chair-411.jpg
SKU: MJM118-3-SF | MJM International Superior Shower Chair, Deluxe Shower Chair With Optional Sliding Footrest | Superior Shower Chair, Deluxe Shower Chair With Optional Sliding Footrest. Internal Width: 18". External Width: 22". Threaded Stem Casters: 3" x 1 1/4". Overall Size: 40" H x 22" W x 18" D. Seat Height: 21". Capacity: 300 lbs. | superior-shower-chair-deluxe-shower-chair-with-optional-sliding-footrest-441.jpg
SKU: MJM126-4-NB | MJM International Bariatric Shower Chair Extra Wide Deluxe | Extra Wide Deluxe Shower Chair | bariatric-shower-chair-extra-wide-deluxe-4bd.png
SKU: MJM130-5 | MJM International Bariatric Shower Commode Chair 43" H x 34" W x 28" D | Bariatric Shower Chair. | bariatric-shower-commode-chair-43-h-x-34-w-x-28-d-82c.png
SKU: MJM131-5 | MJM International Bariatric Shower Commode Chair With Individual Sliding Self Storing Footrest | Bariatric Shower Commode Chair With Individual Sliding Self-Storing Footrest and elongated deluxe soft seat. | bariatric-shower-commode-chair-with-individual-sliding-self-storing-footrest-735.png
SKU: MJM191-LC | MJM International Reclining Bath/ Shower Chair (Large), Base & Casters | Bath chairs will fit in standard tubs. Extension legs will facilitate transferring and make bathing/showering a breeze. Adjustable belts hold and secure individual in place. Belts can be secured in various settings. | reclining-bath-shower-chair-large-base-casters-e5a.jpg
SKU: MJM191-LC-B-HB | MJM International Reclining Bath Chair Large | The Large Reclining Bath Chair is a shower chair with a mesh sling that drains easily and an antibacterial healthcare-grade PVC frame reinforced at all stress points. The backrest and legrest are all one piece, and recline together. A head bolster is included with each Large Reclining Bath Chair for added comfort and support. Some assembly may be required; use a cordless drill or manual screwdriver. | reclining-bath-chair-large--fca.jpg
SKU: MJM191-SC | MJM International Small Reclining Shower Bath Chair | Healthcare Grade, Reinforced At All Stress Related Areas, Three Positiong Adjustment Seat/Back Tilts 30 Degrees - 70 Degrees, Fits Easily In All Standard Tubs, Extension Legs Will Facilitate Transferring And Make Bathing/Showering A Breeze, Eliminates The Need To Transfer From One Chair to Another, Avoiding Accidental Falls Or Drops, Adjustable Belts Hold And Secure Individual In Place, Belts Can Be Secured In Various Settings, Optional Leg/Base Extensions To Accommodate Beds, Tubs And Shower Heights, Safe Anti-Slip Rubber Pads (Used On Bottom Of Seating Frame When Placed In Tub), Optional Height Adjustable Head Support Pad (Model: HB). | small-reclining-shower-bath-chair-0df.jpg
SKU: MJM193-SSDE | MJM International Reclining Shower Chair | Healthcare Grade, Reclining Shower Chair, Deluxe Elongated Open Front Soft Seat Enhances Resident Comfort, Elevated Leg Extension, Anti-Slip Handgrips, Reinforced At All Stress Related Areas. | reclining-shower-chair-957.png
SKU: MJM193-TIS | MJM International Tilt "N" Space Shower Chair | Healthcare Grade, Tilt -N- Space Shower Chair, 10 Quart Slide Out Commode Pail, Dual Drop Arm (Secured With Safety Red Straps), Deluxe Elongated Open Front Soft Seat Enhances Resident Comfort, 7 Positions to Accommodate All Your Needs, 4" Twin Casters, Comes With Safety Belt, Must Be Used With Assistance, Elevated Leg Extension, Anti-Slip Handgrips, Reinforced At All Stress Related Areas. | tilt-n-space-shower-chair-c1c.jpg
SKU: MJM118-3-H | MJM International Superior Shower Chair | Highback Assists Patients That Need Additional Back Support. Internal Width: 18". External Width: 22". Threaded Stem Casters: 3" x 1 1/4". Overall Size: 49" H x 22" W x 18" D. Seat Height: 21". Capacity: 300 lbs. | superior-shower-chair-411.jpg
SKU: IPUSCBELT | IPU Seat Belt For IPU Shower And Commode Chairs | Seat belt provides added safety. | seat-belt-for-ipu-shower-and-commode-chairs-f8c.jpg
SKU: REVB103-3R | Revolution Mobility Bath Stool | Bath Stool | bath-stool-ea9.jpg
SKU: DRVNRS185008 | Drive Medical Bariatric Aluminum Rehab Shower Commode Chair with Four Locking Casters | Can be positioned over a standard toilet or used as a portable self-contained commode. | bariatric-aluminum-rehab-shower-commode-chair-with-four-locking-casters-769.jpg
SKU: SAMP081534015 | Sammons Preston Shampoo Funnel | A comfortable solution for customers that are unable to tilt their head back due to back or neck surgery. | shampoo-funnel-b62.jpg
SKU: DMI802-1209-1900 | Briggs Healthcare DMI Universal Replacement Pail With Lid And Side Handles 7 Quart | Dmi universal replacement pail with lid and side handles, 7 qt. | dmi-universal-replacement-pail-with-lid-and-side-handles-7-quart-5e4.jpg
SKU: MAB522-1733-1900 | Briggs Healthcare Shower Chair With Backrest | Aluminum frame shower chair with backrest and handrails make this chair an ideal and safe solution for showering. | shower-chair-with-backrest-3b3.jpg
SKU: CNVQ1400P-19 | ConvaQuip Utility Chair 750 lbs Capacity | The Model 1400P-19 Utility chair is great for moving around the kitchen or the house. Available in two seat heights, once your seated in the chair, you can simply pedal with your feet to any area you desire. All casters swivel and the two on front have locks. You can lock or unlock the twin casters with your foot. The handle grab bar can serve as a small back and also allows an assistant to move you around as well. The seat is made of half inch thick polyethylene with a dimension of 20â€ x 20â€. It is constructed with â€œTube in a Tubeâ€ technique for added strength. Available in 2 seat heights. Capacity -750 lbs. | utility-chair-750-lbs-capacity-e17.jpg
SKU: SAMP557447 | Sammons Preston Padded Transfer Bench Cushion | Fully waterproof closed cell cushion provides a comfortable, low-maintenance seating surface over hard topped shower benches. | padded-transfer-bench-cushion-57d.jpg
SKU: SAMP557366 | Sammons Preston Sponge Bath Mat | Luxurious bath mat dries feet faster than a terry cloth towel, with no bending or straining! | sponge-bath-mat-68a.jpg
SKU: SAMP555381 | Sammons Preston Inflatable Bath Cushion | A great little luxury item for any bathtub. Bonded terry cloth cover enhances comfort. Inflate it to your personal preference of firmness. Central indentation helps cradle the head. Four suction cups secure cushion to wall or tub. | inflatable-bath-cushion-f49.jpg
SKU: ABWF727152100 | Ableware Rotating Shower Stool | All plastic shower stool allows for easy transfer into and out of the shower and provides a safe, comfortable seat for people who have difficulty standing for any length of time. | rotating-shower-stool-0ec.jpg
SKU: MAB523-1581-0000 | Briggs Healthcare DMI On/Off Switches for Deluxe Hand-Held Body Shower Massagers | DMIÂ® On/Off Switches for Deluxe Hand-Held Body Shower Massagers | dmi-on-off-switches-for-deluxe-hand-held-body-shower-massagers-d1c.jpg
SKU: DMI522-9816-1900 | Briggs Healthcare HealthSmart Bath Seat With Backrest With BactiX | Healthsmart bath seat with backrest with bactix | healthsmart-bath-seat-with-backrest-with-bactix-725.jpg
SKU: DMI802-1701-1999 | Briggs Healthcare DMI Adjustable Shower Seat | Ideal for narrow tubs, shower stalls or anywhere space is limited. | dmi-adjustable-shower-seat-375.jpg
SKU: CMB217 | Carex Health Care Products Portable Shower Bench | This convenient, one-piece, CarexÂ® portable shower bench is ideal for persons with limited mobility. Its compact size is great for travel and storage. Rubber stops firmly hold bath bench in place on tub without scratching surface. This easily removable shower bench fits standard bathtubs measuring 19" to 28" wide. Bath bench measures 31" x 14" and can hold up to 300 lbs. | portable-shower-bench-27e.jpg
SKU: CNVQ1701 | ConvaQuip Bariatric Shower Stool | Bariatric Shower Stool Features: Curved seat design provides comfort and support Slip resistant seat and back Lightweight design Multiple drainage holes. | bariatric-shower-stool-a61.jpg
SKU: ALI7386 | Alimed Shower Bench without Back, 16"D x 20"W | This comfortable molded plastic seat with drainage holes is available with a backrest for even more support. The seat height is adjustable from 13" to 20".Shower Bench features adjustable seat height and molded plastic seat with drainage holes and handles. This seat is corrosion-resistant and comes with rubber tips. The height adjusts in 1" increments. | shower-bench-without-back-16d-x-20w-90a.jpg
SKU: SAMP554966 | Sammons Preston Lightweight Padded Shower Chair | Height adjustable with non-slip ferrules for safety. The frame is anodized aluminum with stainless steel fittings to be corrosion resistant. The seat and backrest are heavily padded for comfort. The armrests provide additional security to the user and may be flipped backwards to enable side transfer. | lightweight-padded-shower-chair-34e.jpg
SKU: SAMP554967 | Sammons Preston Lightweight Padded Shower Chair with Cut-Out | Height adjustable with non-slip ferrules for safety. The frame is anodized aluminum with stainless steel fittings to be corrosion resistant. The seat and backrest are heavily padded for comfort. The armrests provide additional security to the user and may be flipped backwards to enable side transfer. | lightweight-padded-shower-chair-with-cut-out-26c.jpg
SKU: SAMP559269 | Sammons Preston Padded Shower Chair with Back And Arms | Aluminum frame and armrests allow user to sit down or stand up safely and easily. | padded-shower-chair-with-back-and-arms-b7f.jpg
SKU: SAMP559209 | Sammons Preston Moen Adhesive Backed Bath and Shower Mat | Trims to size to improve traction in the tub or shower. Meets ADA specifications. | moen-adhesive-backed-bath-and-shower-mat-836.jpg
SKU: SAMP555391 | Sammons Preston X-Large | Ideal for patients or residents at increased risk for falls in the shower. The latex-free rubber soles provide a nonskid surface in wet bathrooms. The loose knit nylon upper lets water in to keep feet clean. One pair per package. | x-large-250.jpeg
SKU: SAMP927661 | Sammons Preston Shower Safety Belt | Makes showering or bathing safer and easier. | shower-safety-belt--e7f.jpg
SKU: SAMP566389 | Sammons Preston Bath Cushion | 15" x 30" x 1/2" thick soft closed cell foam offers cushioning and protection from hard bathing surfaces. | bath-cushion-ded.jpg
SKU: SAMP662601 | Sammons Preston Etac Long Handled Brushes and Combs 12" Comb | Long Handled Brushes and Combs attractive, functional contoured brush and comb with anti-slip handles are ergonomically designed to fit against user's entire palm. | etac-long-handled-brushes-and-combs-12-comb-57d.jpg
SKU: SAMPAA1580 | Homecraft Chester Padded Stool Adjustable Height | Homecraft Chester Padded Stool. | chester-padded-stool-adjustable-height--964.jpg
SKU: ECGP49277-617 | Encompass Group Bath Blanket 70" x 90" Unbleached | Bath Blanket 70" x 90" Unbleached. | bath-blanket-70-x-90-unbleached-7e6.jpg
SKU: IPUSC9111/9211 | IPU Slant Seat Shower Chairs | Slant Seat Shower Chairs. | slant-seat-shower-chairs-b54.jpg
SKU: IPUESC16/ESC19 | IPU Select Slant Seat Shower Chair 16"/19" Clearance | Select Line Shower Chairs Slant Seat | select-slant-seat-shower-chair-16-19-clearance-c6b.jpg
SKU: DKLSC01 | Dukal DawnMist Shower Cap Clear | DawnMist Shower Cap, Clear. | dawnmist-shower-cap-clear-796.jpg
SKU: MKS11413300 | McKesson Sunmark Econo Aluminum Shower Bench without Back | sunmarkÂ® Econo Aluminum Shower Bench without Back, Increases safety and convenience during bathing. Contoured extra-wide seat with built in hand holds. Backless design helps provide easy access during bathing. Angled legs help distribute weight over large area. | sunmark-econo-aluminum-shower-bench-without-back-80e.jpg
SKU: MKS11443300 | McKesson Sunmark Econo Aluminum Shower Bench with Backrest | Sunmark econo shower safety chair 13.5 to 17.5 Inch 250 lbs. | sunmark-econo-aluminum-shower-bench-with-backrest-65f.jpg
SKU: MKS13273300 | McKesson Sunmark Econo Commode Pail Set | Sunmark econo commode pail set | sunmark-econo-commode-pail-set-ff0.jpg
SKU: MKS78103300 | McKesson Sunmark Bath & Shower Safety Stool - 14 to 20 Inch | Sunmark shower stool anodized aluminum without backrest 14 to 20 inch | sunmark-bath-shower-safety-stool-14-to-20-inch-267.jpg
SKU: REVMBA-223 | Revolution Mobility Shower Stool, 250 lbs | Aluminum frame is light weight, durable and corrosion proof. Blow molded seat provides comfort and strength. Adjustable height legs. | shower-stool-250-lbs-193.jpg
SKU: CRXHB600-11 | Carex Health Care Products Round Shower Stool | The adjustable round shower stool is compact. An ideal for narrow tubs and showers where a regular chair won't fit. The Adjustable Round Shower Stool is ideal for narrow tubs and showers.Features adjustable aluminum legs that help provide a stable base and slip resistant tips. | round-shower-stool-d6d.jpg
SKU: EZAB1006B | EZ Access Bedside EZ-Shower | The EZ-SHOWERÂ® is designed to be used where a water source is unavailable, it is an overhead bedside shower that can either hang on a bedpost or an I.V. pole. It is capable of holding 2Â½ gallons of warm tap water â€“ ample enough for a complete shampoo and rinse. The EZ-SHOWER is made of heavy-duty latex free vinyl and comes with a 1-year limited warranty. The EZ-SHOWER is the ideal accessory for the EZ-SHAMPOO Hair Washing Basin. | bedside-ez-shower-9e4.jpg
SKU: TUBL4312/1 | Tubular Fabricators TFI Adjustable Bath Bench with Back Almond Blow Molded, 600 lb | TFI Adjustable Bath Bench with Back Almond Blow Molded, 600 lb | tfi-adjustable-bath-bench-with-back-almond-blow-molded-600-lb-6aa.jpg
SKU: CRXHB60011 | Carex Health Care Products Round Shower Stool, 250 lb, White | Ideal for narrow tubs, showers, and places where a regular chair will not fit. Equipped with slip-resistant rubber tips to grip the tub floor. Adjustable aluminum legs help provide a stable base. Lifetime limited warranty. Specifications: Height adjusts in 1" increments from 15.5" - 20.5", Dimensions: 13"W x 13"D x 15.5"H â€¢ Weight Capacity: 250 lb , Color: White | round-shower-stool-250-lb-white-6c3.jpg
SKU: CRXHB671OO | Carex Health Care Products Universal Bath Bench With Back | Innovative design provides comfortable seating with weight capacity up to 400 lbs. Easily assembles with no tools, fits into virtually every tub or shower - whether at home or away. Smooth edge notch provides convenient placement for a hand-held shower. Seat adjustment 16-21". Available in white. Lifetime limited warranty. | universal-bath-bench-with-back-060.jpg
SKU: INV8264 | Invacare Hand Held Shower Standard Shower | This Standard Hand Shower Spray features a lightweight design with a 7' nylon reinforced hose that is convenient for sit-down bathing. | hand-held-shower-standard-shower-dd6.jpg
SKU: CMFB200 | Homedics Incorporated Hydro-Therapy Foot Massager Homedics | Our Hydro-Therapy Foot massager is what feet dream about while you make them work all day. Submerge your feet into this warm bath and let the 4 Hydro-Therapy jets do what they do best. Pressure point massage for heels, arches, and toes provide you with a deep and soothing massage right where you need it. If you're looking for something a little more invigorating, there is also a vibration massage setting for a more intense massage experience. | hydro-therapy-foot-massager-homedics-b76.jpg
SKU: PHSPHS3050 | Provider Health Systems Revolver Swiveling Shower Seat | The PHS3050 Revolver swivel seat is the perfect solution for a resident or client that needs assistance getting out of a tub or shower. Much like the PHS3000 Bathtub Swivel Seat, the Revolver has an integrated swivel mechanism that allows for quick and comfotable pivoting of a resident for showering. A client can be rested into the Revolver by raising an armrest, or setting them directly into the seat. The client can then swivel themselves to a comfortable position within a shower or bathtub for a gentle shower without excessive splash into the client's face.Designed with height adjustable legs and narrow base, the Revolver can integrate into almost any shower setting including a standard tub. With suction base grips and all aluminum construction, the Revolver will be a sturdy, cost effective, comfortable companion for client or resident showering. | revolver-swiveling-shower-seat-47d.png
SKU: NOVA8801 | Nova Deluxe Shower Chair and Commode | The Deluxe Shower Chair and Commode is designed with waterfall armrests and a padded seat. | deluxe-shower-chair-and-commode-a04.jpg
SKU: NOVA9350-R | Nova Rubber Bath Mat With Suction Grip | The Bath Mat has a suction grip that allows it to attach securely to a tub's surface and helps prevent slipping. The bath mat is anti-fungal treated and is 16" x 28". | rubber-bath-mat-with-suction-grip-0d7.jpg
SKU: MAB42-842-000 | Mabis DMI Combination Douche And Enema System with Water Bottle | MABIS Healthcareâ€™s full line of Rubber Goods and Hygiene Products are manufactured to last. | combination-douche-and-enema-system-with-water-bottle-b1c.jpg
SKU: NOVA9006-R | Nova Adjustable KD Bath Stool | The Adjustable KD Bath Stool is easy to assemble with its patented twist and lock design. | adjustable-kd-bath-stool--d1c.jpg
SKU: IPUVLSC17 | IPU Standard Line Shower Chairs | Standard Line Shower Chairs. | standard-line-shower-chairs-b3f.jpg
SKU: IPUBSC880 | IPU Bariatric Shower Chairs | Bariatric Shower Chairs. | bariatric-shower-chairs-9cf.jpg
SKU: IPUPAC44 | IPU Pool Access Chair | No rust, all plastic rear wheels, stainless steel front wheels pool access chair. | pool-access-chair-ad1.jpg
SKU: METL2007 | Mettler Electronics 12 Sponge Insert (8" x 10") | 12 Sponge Insert (8" x 10"). | 12-sponge-insert-8-x-10-fad.jpg
SKU: PMI6017 | Probasics Chrome Knurled Grab Bars 16" | 1â€ Heavy gauge steel tubing with 2 1/2â€ diameter frames. | chrome-knurled-grab-bars-16-860.jpg
SKU: PMI4017 | Probasics White Grab Bars 32â€ | 1â€ Heavy gauge steel construction. | white-grab-bars-32-2e7.jpg
SKU: PMI5017 | Probasics Chrome Knurled Grab Bars, 12â€ | 1â€ Heavy gauge steel tubing with 2 1/2â€ diameter frames. Diamond knurled finish provides secure handgripping surface. Stainless steel hardware included. Mounts vertically or horizontally. 1.5â€ distance from wall. Available in 4 sizes. Warranty: 2 years on the frame. | chrome-knurled-grab-bars-12-ea5.jpg
SKU: IPUBSS600 | IPU Bariatric Shower Stool | Bariatric Shower Stool. | bariatric-shower-stool-8be.jpg
SKU: ALI8231 | Alimed Shampoo Tray | Shampoo Tray Allows you to wash hair in bed! Inflate by mouth or hand pump. | shampoo-tray-d33.jpg
SKU: CMFB52 | Complete Medical Foot Bath-Waterfall by Conair | Soothing waterfall massages the tops of your feet and pampers your toes. Bubbles and heat provide soothing relief to the soles of your feet. 3 attachments include a pumice stone, scrub brush and soft-touch massager. Blue LED lights under the water reflect to help you relax and give you a calming, spa feeling. 3 toe-touch controls activate high/low bubbles, waterfall, and lights. Limited one-year warranty | foot-bath-waterfall-by-conair-eb2.jpg
SKU: SKIL913030 | Skil Care Bath Mitt, Universal, 0.4lbs. | Bath Mitt | bath-mitt-universal-04lbs-4a2.jpg
SKU: ROSCBTH-HHS | Roscoe Medical Handheld Shower with Chrome Hose | The Handheld Shower is easy to install and very user friendly. This device allows used to shower while sitting on a bath seat or bench. | handheld-shower-with-chrome-hose-a1c.jpg
SKU: DRVRTL12045 | Drive Medical Handheld Shower Head Spray Massager | The Handheld Shower Head Spray Massager by Drive Medical was designed to provide the user with three water flow options for a spa like experience when showering. The 84" mylar reinforced hose is durable and allows for maneuverability increasing control over your bathing experience. Whether using as a traditional shower head or hand held shower spray massager this product can be anchored in the holder which is included. An added feature built into the shower head is an on / off switch which allows the user a simple way to turn the water flow on or off. The Handheld Shower Head Spray Massager by Drive Medical will take your bathing experience to a new level. | handheld-shower-head-spray-massager-131.jpg
SKU: DRV12037 | Drive Medical Handheld Shower Head Spray with Diverter Valve | The Handheld Shower Head Spray with Diverter Valve by Drive Medical was designed to provide the user with a relaxing experience when showering. Included with the hand held shower spray is a diverter valve which allows the user to switch water flow from the regular shower head to the handheld shower spray with the flick of a switch. The 80" white reinforced hose is durable and allows for maneuverability increasing control over your bathing experience. When using your traditional shower head the handheld shower spray can be anchored in the holder which is included. An added feature built into the handle is an on / off switch which allows the user a simple way to turn the water flow on or off. The Handheld Shower Head Spray by Drive Medical will take your bathing experience to a new level. | handheld-shower-head-spray-with-diverter-valve-e5d.jpg
SKU: BJPSP-2 | Big John Hygienic Sprayer Chrome | Augment your existing toilet with this personal rinsing system from Big John Products. The bidet hygienic sprayer in chrome includes all accessories needed for hookup and installs easily, giving you all the benefits of a full-fledged bidet without the expense. This trigger-activated handheld sprayer provides thorough cleansing and instant relief with a refreshing gush of water, putting superior personal hygiene within everyone's reach. | hygienic-sprayer-chrome-fb6.jpg
SKU: MAB523-1601-0600 | Briggs Healthcare HealthSmart Lumatemp LED Shower Head | Visual temperature of the water prevents relying on touch alone. Hydro-powered LED indicator technology illuminates the water as it flows through. | healthsmart-lumatemp-led-shower-head-80b.jpg
SKU: MAB523-1580-0600 | Briggs Healthcare Deluxe Hand-Held Body Shower Massager | Massaging action helps relieve tension and stress with three-speed shower selection, Easy to install. Flexible 5 chrome hose. Fits standard 1/2" threaded shower arm. | deluxe-hand-held-body-shower-massager-52b.jpg
SKU: DMI540-8084-0000 | Briggs Healthcare DMI Plastic Molded Hair Rinser | Dmi plastic molded hair rinser | dmi-plastic-molded-hair-rinser-e68.jpg
SKU: CMB1000 | Homecare Products Ez Bathe Inflatable Bath Tub | Ez Bathe - Inflatable Bath Tub. | ez-bathe-inflatable-bath-tub-78c.jpg
SKU: DRV477150312 | Drive Medical Whisper Ultra Quiet Bath Lift Blue | Taking a warm bath is one of life's simple pleasures. A bath can relax sore muscles, relieve stress, and can even help improve your circulation. To ensure your safety while you enjoy all the benefits a bath can offer, Drive Medical offers their innovative Whisper Ultra Quiet Bathtub Lift. Assembling the bathtub lift requires no tools and can be installed within minutes allowing you to regain your independence in the bathtub. The two piece bath lift was designed to safely and securely fit standard and deeper bathtubs making storage and travel a breeze. Weighing only 20.5 pounds, the Whisper Ultra Quiet Bathtub Lift is the lightest bath lift on the market and can safely support individuals up to 300 pounds needing assistance getting in and out of the bathtub. The padded seat and backrest was ergonomically designed to minimize physical effort and discomfort while bathing providing the user with the ultimate relaxing experience. The hygienic seat and backrest padding adds additional comfort and can easily be removed from the bathtub lift allowing the covers to be washed. Once the bath lift has been lowered into the bathtub, the backrest can recline up to 50 degrees to allow the user to have more room and stretch out while bathing. To ensure safety four large, durable suction cups stabilize and secure the bath lift to the bath tub. A unique feature of the Whisper Bathtub Lift is the waterproof remote control which can be hung on the backrest when not in use. For added convenience, the hand control floats when in water to ensure you can always locate the controls when needed. Large color coded buttons make it easy for individuals with limited hand dexterity or difficultly with vision. If you are worried about getting a good soak in the bathtub the Whisper Bath lifts slim line profile lowers to 2.3" and can be raised to 18" inches when finished bathing. The Whisper Automatic Bath Lift is the perfect solution for adults that need to use a bath lift while bathing. | whisper-ultra-quiet-bath-lift-blue-ab0.jpg
SKU: DRVRTL12505C | Drive Medical Bath Bench with Back and Arms - Open Box Special | All Open Box products are inspected to be sure they're in working order, and are backed by a 30-day warranty for any mechanical defects. Quantities are limited, so take advantage of these one-of-a-kind deal today! The new Drive Medical Premium Series Bath Bench with Back and Arms is designed for individuals who require additional safety measures with balance in the bath or shower. The seat fits all shapes and sizes and the lightweight design has large stable legs with soft non-slip feet, ensuring user safety. This bath bench has tool free height adjustment and tool free back, leg and arm removal as well. | bath-bench-with-back-and-arms-open-box-special-ed8.jpg
SKU: GF7945A | Lumex Lumex Platinum Collection Deluxe Padded Bath Seat | Lumex platinum collection deluxe padded bath seat with support arms | lumex-platinum-collection-deluxe-padded-bath-seat--96e.jpg
SKU: IPUSCBELT | IPU Seat Belt For IPU Shower And Commode Chairs | Seat belt provides added safety. | seat-belt-for-ipu-shower-and-commode-chairs-f8c.jpg
SKU: MAB522-1733-1900 | Briggs Healthcare Shower Chair With Backrest | Aluminum frame shower chair with backrest and handrails make this chair an ideal and safe solution for showering. | shower-chair-with-backrest-3b3.jpg
SKU: CNVQ1400P-19 | ConvaQuip Utility Chair 750 lbs Capacity | The Model 1400P-19 Utility chair is great for moving around the kitchen or the house. Available in two seat heights, once your seated in the chair, you can simply pedal with your feet to any area you desire. All casters swivel and the two on front have locks. You can lock or unlock the twin casters with your foot. The handle grab bar can serve as a small back and also allows an assistant to move you around as well. The seat is made of half inch thick polyethylene with a dimension of 20â€ x 20â€. It is constructed with â€œTube in a Tubeâ€ technique for added strength. Available in 2 seat heights. Capacity -750 lbs. | utility-chair-750-lbs-capacity-e17.jpg
SKU: SAMP557760 | Sammons Preston Height Adjustable Clean Chair | Height-adjustable with four lockable 5" casters. | height-adjustable-clean-chair-87e.jpg
SKU: SAMP556276 | Sammons Preston Transport Shower Commode Chair | Anodized aluminum frame fits over most toilets. | transport-shower-commode-chair-803.jpg
SKU: SAMPA8305 | Sammons Preston Carex Legs with Suction Tips | Length 8" adjusts down in 1/2" increments. | carex-legs-with-suction-tips-e3f.jpg
SKU: SWBSB3T-011 | ShowerBuddy Roll-In Shower Chair with Tilt | The revolutionary tilt option of the Roll-inBuddy Tilt allows for pressure release as well as a more thorough bathing experience for the patient and easier reach for the caregiver. The Roll-inBuddy tilt incorporates all the same safety features and corrosion resistant materials standard to all Showerbuddy products. | roll-in-shower-chair-with-tilt-a0d.jpg
SKU: ABWF727152100 | Ableware Rotating Shower Stool | All plastic shower stool allows for easy transfer into and out of the shower and provides a safe, comfortable seat for people who have difficulty standing for any length of time. | rotating-shower-stool-0ec.jpg
SKU: DRVRTL12505 | Drive Medical Bath Bench with Back and Arms | The new Drive Medical Premium Series Bath Bench with Back and Arms is designed for individuals who require additional safety measures with balance in the bath or shower. The seat fits all shapes and sizes and the lightweight design has large stable legs with soft non-slip feet, ensuring user safety. This bath bench has tool free height adjustment and tool free back, leg and arm removal as well. | bath-bench-with-back-and-arms-410.jpg
SKU: DMI522-9816-1900 | Briggs Healthcare HealthSmart Bath Seat With Backrest With BactiX | Healthsmart bath seat with backrest with bactix | healthsmart-bath-seat-with-backrest-with-bactix-725.jpg
SKU: DMI802-1701-1999 | Briggs Healthcare DMI Adjustable Shower Seat | Ideal for narrow tubs, shower stalls or anywhere space is limited. | dmi-adjustable-shower-seat-375.jpg
SKU: GF7910A-1 | Lumex Lumex Shower Transport Chair | Lumex shower transport chair designed for safe transport to and from the shower, Anodized, non-corrosive aluminum frame construction will not rust. | lumex-shower-transport-chair-eba.jpg
SKU: DRVRTL7047 | Drive Medical Bariatric Transfer Board With Hand Holes | The Drive Medical Bariatric Transfer Board with hand cutouts provides a simple solution to transferring people between chairs, beds, wheelchairs and any other device necessary for day-to-day living. With a weight capacity of 600 lbs., these boards are a "must have" for caregivers. | bariatric-transfer-board-with-hand-holes-ac1.jpg
SKU: DRVDO2010 | Drive Medical Dolphin Bath Chair Accessory | Adjustable Base for use with Dolphin Bath Chair | dolphin-bath-chair-accessory-5ed.jpg
SKU: DRVOT3000SF | Drive Medical Otter Bath Chair With Soft Fabric - Large | Otter Bath Chair With Soft Fabric, Large | otter-bath-chair-with-soft-fabric-large--036.jpg
SKU: DRV12005KD-1 | Drive Medical Padded Seat Transfer Bench | Featuring a comfortable cushioned seat and sturdy backrest, this lightweight aluminum transfer bench by Drive Medical is both comfortable and versatile. With unique "Dual Column" extension legs, you can adjust the height in 1/2" increments and the seat back adjusts without tools. The bench comes with a new "A" frame design composed of 1" aluminum frame that is light, sturdy and corrosion resistant. Extra suction cups provide additional stability and tool-free assembly will make you're life even easier. | padded-seat-transfer-bench-2e9.jpg
SKU: INV9670C | Invacare I-Class Heavy-Duty Transfer Bench with Commode | The Invacare I-Class Heavy-Duty Transfer Bench with a Commode Opening offers a sturdy, durable one-piece blow molded seat that has drain holes. This transfer bench seat also includes a soap dish, hand-held shower holder, and commode opening. The tool-less removable backrest is ergonomically shaped. This transfer bench has a 400lbs weight capacity. | i-class-heavy-duty-transfer-bench-with-commode-078.jpg
SKU: INV9670U | Invacare I Class Transfer Bench Unassembled | Invacare Transfer Benches help make transfers in and out of the bathtub safer and more comfortable. They feature anodized aluminum frames that are rust-resistant, arm rails for support and non-marring rubber tips. | i-class-transfer-bench-unassembled-6a3.jpg
SKU: CMB217 | Carex Health Care Products Portable Shower Bench | This convenient, one-piece, CarexÂ® portable shower bench is ideal for persons with limited mobility. Its compact size is great for travel and storage. Rubber stops firmly hold bath bench in place on tub without scratching surface. This easily removable shower bench fits standard bathtubs measuring 19" to 28" wide. Bath bench measures 31" x 14" and can hold up to 300 lbs. | portable-shower-bench-27e.jpg
SKU: CNVQ1701 | ConvaQuip Bariatric Shower Stool | Bariatric Shower Stool Features: Curved seat design provides comfort and support Slip resistant seat and back Lightweight design Multiple drainage holes. | bariatric-shower-stool-a61.jpg
SKU: SAMP554966 | Sammons Preston Lightweight Padded Shower Chair | Height adjustable with non-slip ferrules for safety. The frame is anodized aluminum with stainless steel fittings to be corrosion resistant. The seat and backrest are heavily padded for comfort. The armrests provide additional security to the user and may be flipped backwards to enable side transfer. | lightweight-padded-shower-chair-34e.jpg
SKU: SAMP554967 | Sammons Preston Lightweight Padded Shower Chair with Cut-Out | Height adjustable with non-slip ferrules for safety. The frame is anodized aluminum with stainless steel fittings to be corrosion resistant. The seat and backrest are heavily padded for comfort. The armrests provide additional security to the user and may be flipped backwards to enable side transfer. | lightweight-padded-shower-chair-with-cut-out-26c.jpg
SKU: SAMP559269 | Sammons Preston Padded Shower Chair with Back And Arms | Aluminum frame and armrests allow user to sit down or stand up safely and easily. | padded-shower-chair-with-back-and-arms-b7f.jpg
SKU: SAMP927686 | Sammons Preston Deluxe Reclining Shower/Commode Chair With Pail | Backrest adjusts to six positions: 110Â°, 120Â°, 130Â°, 140Â°, 150Â° and 170Â°. | deluxe-reclining-shower-commode-chair-with-pail-cad.jpg
SKU: SAMP557383 | Sammons Preston Multipurpose Self Propelled Shower Commode Chair | This self-propelled chair has an open-front soft seat that has an anti-bacterial covering. | multipurpose-self-propelled-shower-commode-chair-553.jpg
SKU: SAMP920539 | Sammons Preston Self-propelled Clean Chair with 24" rear wheels | Seat width: 19"Seat depth: 17"Width between armrests: 17"Floor to seat height: 21-1/2"Overall width: 27"Overall depth: 28"Cannot be used over a toiletWeight capacity: 285 lbs. | self-propelled-clean-chair-with-24-rear-wheels-4df.jpg
SKU: SAMPA83014 | Sammons Preston Portable Plastic Bath Board | Molded-plastic bath board fits securely over bathtub. Portable for storage and travel. | portable-plastic-bath-board-0d3.jpg
SKU: SAMPA83030 | Sammons Preston Carex Padded Transfer Bench With Commode | The vinyl padded seat and back provide extra comfort. Bench is reversible with a slide out pail. Assembly required. | carex-padded-transfer-bench-with-commode-90b.jpg
SKU: SAMPAA1580 | Homecraft Chester Padded Stool Adjustable Height | Homecraft Chester Padded Stool. | chester-padded-stool-adjustable-height--964.jpg
SKU: IPUSC9111/9211 | IPU Slant Seat Shower Chairs | Slant Seat Shower Chairs. | slant-seat-shower-chairs-b54.jpg
SKU: IPUSCC9150/9250 | IPU Shower Chair Commode | Shower Chair Commode. | shower-chair-commode-2b6.jpg
SKU: IPUESC16/ESC19 | IPU Select Slant Seat Shower Chair 16"/19" Clearance | Select Line Shower Chairs Slant Seat | select-slant-seat-shower-chair-16-19-clearance-c6b.jpg
SKU: IPUULT99TANDLX | IPU IPU ULT99 TAN Ultimate Walker - Tan | Features Contoured mesh backrest for added comfort Equal level sides and front support Easy-open lockbar Comfortable upholstered vinyl seat Convenient safety strap Seat and support arms adjust to seven heights Anti-tip design provides the Ultimate stability Designed for people 4'10" to 5'10" Superior dual wheel casters (2 locking) Side tote mesh bag Promotes independence Encourages maximum rehabilitation Allows freedom of movement Bridges the gap between the wheelchair and walker Promotes an active lifestyle Restores dignity and self-esteem Reduces the need for staff assistance 41"- 47" H x 21" W x 32" D Base 30" W x 36" D Seat heights 17"- 23" in 1" increments Support arm heights 29"- 35" in 1" increments 18" between the arms Color: Tan | ipu-ult99-tan-ultimate-walker-tan-fda.jpg
SKU: MKS11413300 | McKesson Sunmark Econo Aluminum Shower Bench without Back | sunmarkÂ® Econo Aluminum Shower Bench without Back, Increases safety and convenience during bathing. Contoured extra-wide seat with built in hand holds. Backless design helps provide easy access during bathing. Angled legs help distribute weight over large area. | sunmark-econo-aluminum-shower-bench-without-back-80e.jpg
SKU: MKS11443300 | McKesson Sunmark Econo Aluminum Shower Bench with Backrest | Sunmark econo shower safety chair 13.5 to 17.5 Inch 250 lbs. | sunmark-econo-aluminum-shower-bench-with-backrest-65f.jpg
SKU: MKS78103300 | McKesson Sunmark Bath & Shower Safety Stool - 14 to 20 Inch | Sunmark shower stool anodized aluminum without backrest 14 to 20 inch | sunmark-bath-shower-safety-stool-14-to-20-inch-267.jpg
SKU: MKS12853500 | McKesson Sunmark Bathtub Grab Bar 6W x 14H Inch | Sunmark bath tub grab bar - 6W X 14H inch white | sunmark-bathtub-grab-bar-6w-x-14h-inch-59a.jpg
SKU: SWBSB1-011 | ShowerBuddy ShowerBuddy Toilet and Shower Transfer System | ShowerBuddy is an ergonomic shower transfer system designed and engineered in New Zealand. The ShowerBuddy alleviates heavy lifting and unnecessary transfers. It also eliminates slip hazards and costly construction while maintaining the privacy and dignity of the patient. This unique system allows for the patient to toilet and shower in one easy trip, utilizing only one transfer. | showerbuddy-toilet-and-shower-transfer-system-942.jpg
SKU: SWBSB2-011 | ShowerBuddy TubBuddy | The TubBuddy SB2 is an ergonomic bathing transfer system designed to allow a patient to safely transfer over a bath tub without committing to any costly construction. This model is also capable of rolling over standard/elongated toilets to be used as a commode. The TubBuddy eliminates unnecessary transfers between toileting and bathing making it comfortable for both patient and caregiver meanwhile reducing costs and contributing to good patient hygiene. | tubbuddy-292.jpg
SKU: SWBSB2T-011 | ShowerBuddy Tubbuddy with Tilt | The TubBuddy Tilt is an ergonomic bathing transfer system which carries one special feature the original TubBuddy does not. The unit allows for safe and easy transfer over and out of the bath tub incorporating a tilt option. The tilt option allows the caregiver to relieve pressure for the patient while simultaneously making it easier to bathe the patient. The tilt option alleviates caregiver strain by allowing the patient to slide over the bath tub without having to lift their legs. | tubbuddy-with-tilt-19f.jpg
SKU: REVMBA-223 | Revolution Mobility Shower Stool, 250 lbs | Aluminum frame is light weight, durable and corrosion proof. Blow molded seat provides comfort and strength. Adjustable height legs. | shower-stool-250-lbs-193.jpg
SKU: REVMBA-111 | Revolution Mobility Bath Board With Handle, 250 lbs | Designed for safe transport to and from the shower. Drainage holes reduce slipping. Handle for added support and safety. | bath-board-with-handle-250-lbs-092.jpg
SKU: CRXHB600-11 | Carex Health Care Products Round Shower Stool | The adjustable round shower stool is compact. An ideal for narrow tubs and showers where a regular chair won't fit. The Adjustable Round Shower Stool is ideal for narrow tubs and showers.Features adjustable aluminum legs that help provide a stable base and slip resistant tips. | round-shower-stool-d6d.jpg
SKU: CRXHB671-C0 | Carex Health Care Products Universal Bath Seat With Back | The Universal Bath Bench with Back features an innovative design for comfortable seating supporting up to 400 lbs. and patented Exact Level height adjustment.This bench easily assembles with no tools and fits into virtually every tub or shower - whether at home or away.There is also a convenient notch for holding a hand-held shower spray and drainage holes in the seat to eliminate water pooling. | universal-bath-seat-with-back--f1d.jpg
SKU: TUBL4312/1 | Tubular Fabricators TFI Adjustable Bath Bench with Back Almond Blow Molded, 600 lb | TFI Adjustable Bath Bench with Back Almond Blow Molded, 600 lb | tfi-adjustable-bath-bench-with-back-almond-blow-molded-600-lb-6aa.jpg
SKU: CRXHB60011 | Carex Health Care Products Round Shower Stool, 250 lb, White | Ideal for narrow tubs, showers, and places where a regular chair will not fit. Equipped with slip-resistant rubber tips to grip the tub floor. Adjustable aluminum legs help provide a stable base. Lifetime limited warranty. Specifications: Height adjusts in 1" increments from 15.5" - 20.5", Dimensions: 13"W x 13"D x 15.5"H â€¢ Weight Capacity: 250 lb , Color: White | round-shower-stool-250-lb-white-6c3.jpg
SKU: CRXHB671OO | Carex Health Care Products Universal Bath Bench With Back | Innovative design provides comfortable seating with weight capacity up to 400 lbs. Easily assembles with no tools, fits into virtually every tub or shower - whether at home or away. Smooth edge notch provides convenient placement for a hand-held shower. Seat adjustment 16-21". Available in white. Lifetime limited warranty. | universal-bath-bench-with-back-060.jpg
SKU: BEMMA2155T | Bemis Elongated Open Front Safety Toilet Seat Less Cover With DuraGuardÂ® And Hand Rails | STA-TITE Commercial Fastening System reduces installation time and eliminates callbacks for loose seats. DuraGuard antimicrobial with properties built in to protect the seat from the growth of micro-organisms. ADA tested stainless steel safety side arms | elongated-open-front-safety-toilet-seat-less-cover-with-duraguardreg-and-hand-rails-53f.jpg
SKU: SAMP081533793 | Sammons Preston Adjustable Height Bath Step | This step provides assistance when getting into or out of the bath. | adjustable-height-bath-step-ccb.jpg
SKU: PHSPHS3050 | Provider Health Systems Revolver Swiveling Shower Seat | The PHS3050 Revolver swivel seat is the perfect solution for a resident or client that needs assistance getting out of a tub or shower. Much like the PHS3000 Bathtub Swivel Seat, the Revolver has an integrated swivel mechanism that allows for quick and comfotable pivoting of a resident for showering. A client can be rested into the Revolver by raising an armrest, or setting them directly into the seat. The client can then swivel themselves to a comfortable position within a shower or bathtub for a gentle shower without excessive splash into the client's face.Designed with height adjustable legs and narrow base, the Revolver can integrate into almost any shower setting including a standard tub. With suction base grips and all aluminum construction, the Revolver will be a sturdy, cost effective, comfortable companion for client or resident showering. | revolver-swiveling-shower-seat-47d.png
SKU: NOVA8801 | Nova Deluxe Shower Chair and Commode | The Deluxe Shower Chair and Commode is designed with waterfall armrests and a padded seat. | deluxe-shower-chair-and-commode-a04.jpg
SKU: MAB522-3700-1900 | Briggs Healthcare HealthSmart Foldaway Bath Seat | HealthSmart Foldaway Bath Seat. | healthsmart-foldaway-bath-seat-2c6.jpg
SKU: NOVA8800 | Nova Shower Chair And Commode | With most roll-in commodes there is a large gap in between the seat opening and the bucket. Well, this gap allows for splashing to get outside of the bucket ... and that just not good. Not only did we improve the design to significantly reduce this gap, but we moved the bucket slide in/out from the back to the side, making it easier for both the user and caregiver.This product can expose you to chemicals such as Cadmium and Vinyl Chloride that are known to the state of California to cause cancer and birth defects or other reproductive harm. For more information go to www.P65Warnings.ca.gov/product. | shower-chair-and-commode-8d7.png
SKU: NOVA9006-R | Nova Adjustable KD Bath Stool | The Adjustable KD Bath Stool is easy to assemble with its patented twist and lock design. | adjustable-kd-bath-stool--d1c.jpg
SKU: NOVA9073 | Nova Padded Transfer Bench Commode With Detachable Back | Padded Transfer Bench Commode With Detachable Back. | padded-transfer-bench-commode-with-detachable-back-870.jpg
SKU: NOVA9075 | Nova Heavy Duty Transfer Bench With Detachable Back | Nova Heavy Duty Transfer Bench | heavy-duty-transfer-bench-with-detachable-back-166.jpg
SKU: IPUVLSC17 | IPU Standard Line Shower Chairs | Standard Line Shower Chairs. | standard-line-shower-chairs-b3f.jpg
SKU: IPUBG2000 | IPU Mobile Bath Bed | The new IPU Mobile Bath Bed offers safe and comfortable bathing. Our heavy-duty PVC shower bed provides caregivers a time-saving and mobile method of bathing patients. | mobile-bath-bed-37e.jpg
SKU: IPUUSG1200 | IPU Universal Mobile Shower Bed 500 lbs | Universal Shower Bed - 500# Capacity Deluxe models equipped with sonic welded slant pad with side and end flaps. Water will drain to foot end into hose (no need for drainage pan). | universal-mobile-shower-bed-500-lbs-eda.jpg
SKU: IPUTSG500 | IPU Transport Mobile Shower Bed for Larger Patients | Waterproof foam pad with holes for drainageLocked side rails for patient safetyUse for patient in-house transport and/or shower bed 5" all locking castersNo-Rust casters available | transport-mobile-shower-bed-for-larger-patients-181.jpg
SKU: IPUTSG700 | IPU Transport Mobile Shower Bed for Larger Patients | Waterproof foam pad with holes for drainage 1/2" pipe for added strengthLocked side rails for patient safetyUse for patient in-house transport and/or shower bedSix 5" casters, 4 lockingNo-Rust casters availableAvailable as MRI compatible | transport-mobile-shower-bed-for-larger-patients-6b1.jpg
SKU: IPUBSG1500 | IPU Bariatric Mobile Shower Bed | Holds up to 900 lbsWaterproof foam padDrop side railsManeuvers easily for in-house transfer8 heavy-duty 5" casters (4 locking)1/2" pipe for added strength | bariatric-mobile-shower-bed-30a.jpg
SKU: IPUPTB62 | IPU Body Boards, Wt. 14 lbs, Ship wt. 70 lbs Ships UPS | Body Boards 23.5" W x 71" L, Wt. 14 lbs, ship wt. 70 lbs Ships UPS. | body-boards-wt-14-lbs-ship-wt-70-lbs-ships-ups-26a.jpg
SKU: IPUPTB63 | IPU Body Boards 35.5" W x 71" L | Body Boards, 35.5" W x 71" L, Wt. 27 lbs, ship wt. 70 lbs Ships common carrier. | body-boards-355-w-x-71-l-a79.jpg
SKU: MAB522-1704-5999 | Briggs Healthcare Bamboo Bath Seat | Comfortable, smooth bamboo wood seat is vented to help prevent soap and water build-up. Constructed of solid bamboo, this seat withstands exposure to water without warping or producing mildew. | bamboo-bath-seat-666.jpg
SKU: MAB522-9801-1900 | Briggs Healthcare HealthSmart Shower Stool With BactiX | The BactiXâ„¢ Advantage Helps protect against the growth of harmful germs with the power of a unique blend of natural antimicrobials. Continuous protection against odors, molds and stains, as well as E. coli and staph | healthsmart-shower-stool-with-bactix-21e.jpg
SKU: MAB522-9810-1900 | Briggs Healthcare HealthSmart 360 Degrees Swivel Bath Seat | Seat rotates a full 360 degrees for ease of movement in the shower or tub. Storage shelf provides easy access to shower necessities, use the locking mechanism for a stationary seat. | healthsmart-360-degrees-swivel-bath-seat-25d.jpg
SKU: IPUBSS600 | IPU Bariatric Shower Stool | Bariatric Shower Stool. | bariatric-shower-stool-8be.jpg
SKU: ALI77721 | Alimed Shower Poncho, Long, Standard | AliMed Shower Poncho Convenient shower poncho is ideally suited for transferring users to and from the shower or hydrotherapy. Fully launderable poncho provides modesty and warmth. Polyester fabric. Shower Poncho is Pale Pink. | shower-poncho-long-standard-1c8.jpg
SKU: MKS11473500 | McKesson Sunmark Econo Bathtub Transfer Bench with Reversible Backrest | Sunmark econo bath transfer bench 16.5 to 20.5 Inch 250 lbs. detachable arm rail | sunmark-econo-bathtub-transfer-bench-with-reversible-backrest-4c0.jpg
SKU: REVB102-2R | Revolution Mobility Bath Bench | Bath Bench | bath-bench-bf3.jpg
SKU: CRXHB154-11 | Carex Health Care Products Bathtub Transfer Bench | The Bathtub Transfer Bench is a safe and comfortable option for transferring. This transfer bench features space for shower curtain placement, an adjustable seat height, and a textured, non-slip surface on both the seat and back. Comes standard with oversized slip-resistant tips for increased stability. | bathtub-transfer-bench-ead.jpg
SKU: CRXHB170-00 | Carex Health Care Products Carex Universal Transfer Bench | The Universal Transfer Bench features our patented Exact Level height adjustable legs and a backrest with two built-in handles to make positioning easier. This bench also converts easily for either left or right hand bathtub entry.Compact in size yet features an added weight capacity, and has no metal parts to rust or corrode. Fits most bathtubs and showers. | carex-universal-transfer-bench-e94.jpg
SKU: CRXHB170-C0 | Carex Health Care Products Universal Transfer Bench | The Universal Transfer Bench features our patented Exact Level height adjustable legs and a backrest with two built-in handles to make positioning easier.This bench also converts easily for either left or right hand bathtub entry.Compact in size yet features an added weight capacity, and has no metal parts to rust or corrode.Fits most bathtubs and showers. | universal-transfer-bench-a04.jpg
SKU: CRXHB651-00 | Carex Health Care Products Adjustable Bath & Shower Seat With Back, 300 lbs Capacity | The Adjustable Bath & Shower Seat With Back can be used in a bathtub or shower stall.The seat is constructed of durable plastic with easy-to-grip handles and a notch to hold a hand-held shower spray.The aluminum legs are flared to help prevent tipping.Slip resistant rubber tips provide added stability. | adjustable-bath-shower-seat-with-back-300-lbs-capacity-f8c.jpg
SKU: CRXHB670-C0 | Carex Health Care Products Universal Bath Seat | The Universal Bath Bench without Back features an innovative design for comfortable seating supporting up to 400 lbs. and patented Exact Levelâ„¢ height adjustment.This bench easily assembles with no tools and fits into virtually every tub or shower - whether at home or away.There is also a convenient notch for holding a hand-held shower spray and drainage holes in the seat to eliminate water pooling. | universal-bath-seat-892.jpg
SKU: NOVA9404 | Nova Wall Mounted Shower Seat 16" L | Mounts directly to shower wall Saves space by folding up when not in use. | wall-mounted-shower-seat-16-l-475.jpg
SKU: DMI522-1734-1900 | Briggs Healthcare DMI Heavy Duty Sliding Transfer Bench With Cut Out Seat | Seat effortlessly slides, side-to-side minimizing physical strain on user and caregiver, Blow-molded plastic seat and back with textured, non-slip surface on a durable, lightweight aluminum frame, Cut-out is easily removed for perineal access, Features adjustable legs with suction cup, slip-resistant tips, Nylon strap locks and holds seat in place during transfers and bathing. Hook and loop-style seat belt helps provide additional safety, Seat height adjusts from 19" to 23" in 1" increments.Shower with Safety:This durable shower chair will make bathing much easier and safer for people with disabilities, older people or those recovering from surgery or injuries. The seat easily slides, minimizing physical strain on the user and caregiver. The backrest, which can be positioned for left or right hand use, provides additional support along with a seatbelt for safety.Important Measurements to Consider:This transfer bench measures 39 inches across to allow ample room for the seat to slide. Be sure to measure your bathroom or shower area to make sure it will fit inside. Its total height can reach 37 inches when the legs are fully extended. The legs are adjustable in one inch increments, allowing you to change the seat height from 19 to 23 inches. It weighs just 14.5 pounds yet is heavy duty enough to support 400 lbs. | dmi-heavy-duty-sliding-transfer-bench-with-cut-out-seat-c59.jpg
SKU: GF79294A | Lumex Leg Extensions Flange Tips/ Suction Cups For Models 7925A 7927A & 7929 | Part: lumex replacement legs with flange tips/suction cups for 7927A and 7929 transfer benches. Add 4" to the height of the transfer bench. For use with models 7927A and7929 | leg-extensions-flange-tips-suction-cups-for-models-7925a-7927a-amp-7929-9a3.jpg
SKU: REVMBA-225HDB | Revolution Mobility Bariatric Shower Bench with Back | Aluminum frame is light weight, durable and corrosion proof. Cross brace enhances stability. Blow-molded seat and back provides comfort and strength. Drainage holes in seat and back reduce slipping. Adjustable height legs. | bariatric-shower-bench-with-back-f6f.jpg
SKU: NOVA9010 | Nova Bath Bench Without Back | Feature Non-skid rubber tips Ergonomically designed back provides added comfort and support Multiple drainage holesOverall dimensions 17"d x 17"w | bath-bench-without-back-9fc.jpg
SKU: NOVA9016 | Nova Shower Bench With Arms & Without Back | Feature Push button release for removable arms Tool-Free Assembly Skid resistant rubber tips Heavy-dute molded plastic Aluminum anodized frameOverall Dimensions 21"w x 16"dWidth Between Arms 18.5"Seat height adj 16"w x 13"dWeight Capacity 275lbsSeat Height Adj 16"-20" | shower-bench-with-arms-without-back-a5a.jpg
SKU: NOVA9100 | Nova Shower Bench With Back and Red Safety Handle | Safety handle provides support and balance when entering and exiting the bathtub. | shower-bench-with-back-and-red-safety-handle-990.jpg
SKU: NOVA9120 | Nova Shower Bench With Red Safety Handle | Feature Non-skid rubber tips Multiple drainage holes Available in retail package Safety handle provides support and balance when entering and exiting the bathtub Contoured back easily slides into seat Large seat for more comfortable seating Handle can be attached to either side and additional handles can be addedOverall dimensions 17"d x 17"w | shower-bench-with-red-safety-handle-68c.jpg
SKU: NOVA9050 | Nova Bath Bench Without Back Hygenic U-Shape Seat | Non-skid rubber tips. Horseshoe design for hygienic purposes. Multiple drainage holes | bath-bench-without-back-hygenic-u-shape-seat-5d5.jpg
SKU: NOVA9023 | Nova Bariatric Bath Bench with Back 20" W x 20" D | Aluminum anodized frameHeavy duty blow molded seatBack includedWeight Capacity 500 lbs | bariatric-bath-bench-with-back-20-w-x-20-d-934.jpg
SKU: NOVA9013 | Nova Heavy Duty Bath Bench without Back 20" W x 17" D | Aluminum anodized frameHeavy duty blow molded seatWeight Capacity 500 lbs. | heavy-duty-bath-bench-without-back-20-w-x-17-d-45a.jpg
SKU: IPUFSG350 | IPU Folding Shower Bed | What facility has all the storage room it needs â€“ especially in bathing areas? IPU's new shower bed functions as our regular shower beds but folds to less than 42" for storage. That saves almost 9 square feet of floor space! | folding-shower-bed-4d3.jpg
SKU: ALI7385 | Alimed Shower Bench with Back | This comfortable molded plastic seat with drainage holes is available with a backrest for even more support. The seat height is adjustable from 13" to 20".Shower Bench features adjustable seat height and molded plastic seat with drainage holes and handles. This seat is corrosion-resistant and comes with rubber tips. The height adjusts in 1" increments. | shower-bench-with-back-125.jpg
SKU: ALI7385 | Alimed Shower Bench with Back | This comfortable molded plastic seat with drainage holes is available with a backrest for even more support. The seat height is adjustable from 13" to 20".Shower Bench features adjustable seat height and molded plastic seat with drainage holes and handles. This seat is corrosion-resistant and comes with rubber tips. The height adjusts in 1" increments. | shower-bench-with-back-125.jpg
SKU: REVMBA-225HD | Revolution Mobility Bariatric Shower Bench without Back | Aluminum frame is light weight, durable and corrosion proof. | bariatric-shower-bench-without-back-7ed.jpg
SKU: REVMBA-206 | Revolution Mobility U-Shaped Shower Bench with Back | Aluminum frame is light weight, durable and corrosion proof. Blow-molded seat and back provides comfort and strength. Drainage holes in seat and back reduce slipping. Adjustable height legs. | u-shaped-shower-bench-with-back-d31.jpg
SKU: GF5033A-1 | Lumex Splash Bath Lift | With all the basic elements needed to safely maintain personal hygiene, the Splash bath lift has been designed to offer good value for the budget conscious. Weighing an incredibly low 14.3 lbs, Splash is not only the lightest battery-powered bath lift available in the US, its robust design also comfortably lifts users of up to 280 lbs.Fixed back designOptimizes legroom by allowing Splash to fit close to the back of a tubLow seat travelMaximizes water immersion for improved personal hygieneSmooth movement and solid, stable designOffers a safe bathing experienceSlim remote with large hand controls for easy operationCan be easily operated by users with small hands and/or limited dexterityBattery level indicator with Stop Descentâ„¢ featureMonitors battery power, preventing descent when lowSimple to clean surfaces with limited crevicesTrim and lightweight for easy moving and handlingTotal weight of only 14.3 lbsOffers quick and uncomplicated fitting and removal from the bath in one complete unitUltra-compact designProvides ultimate ease of carryingCan be stored in even the smallest of spacesSubtle, unimposing, and unobtrusive designBlends discreetly into any bathroom environmentBarely noticeable when stored in its lowest position in the bathSlim and Modern lookProvides a fresh, non medical appearance in the homeWarrantyOne year limited warranty | splash-bath-lift-72e.jpg
SKU: CLN9929200 | Cleanis Aqua No-Rinse Shampoo Glove | The pre-moistened, no-rinse Aqua Shampoo Glove is impregnated on both sides with a dermatologically tested scientific shampoo formula that removes excess sebum and leaves hair fresh, sparkling clean, odor-free & manageable. The Aqua Shampoo Glove is also equipped with a plastic protective inner liner offering an additional layer of protection for the caregiver.Gentle, rinse-less shampoo! A ready-to-use, two-sided pre-moistened, non-woven, rinse-free glove impregnated with a protective washing solution that is hypoallergenic and dermatologically tested. The AQUA Shampoo Wash Glove is alcohol free, contains no soap and requires no rinsing or drying. It is equipped with a polyethylene liner on the inside. The AQUA Shampoo Wash Glove is ideal for bedridden, incontinent and dependent patients and can be used anywhere. | aqua-no-rinse-shampoo-glove-b42.jpg
SKU: DRVRTL12086 | Drive Medical Pre Moistened Wash Glove | The Pre-Moistened Wash Glove by Drive Medical is the ideal solution for waterless bathing. Wash glove is pre-moistened with a non-rinse, protective washing lotion without soap or alcohol, leaving the skin clean and dry. This product is safe to use on all types of skin from newborns to seniors as it is hypoallergenic and dermatological tested. This unique product was designed to eliminate the need to use pre-moistened wipes. | pre-moistened-wash-glove-0ae.jpg
SKU: DRVBL120 | Drive Medical Aquajoy Headrest and Wingbacks | The headrest provides extra support and comfort while the support wings provides extra support and security for the upper body when using an Aqaujoy bath lift. | aquajoy-headrest-and-wingbacks-e3b.jpg
SKU: GF79541A | Lumex 4" with Flange Suction Cup Tips | Adds 4" to the height of the transfer bench. | 4-with-flange-suction-cup-tips-281.jpg
SKU: GF6013365 | Lumex Cushion Ease Side Rail Pads - Fits 1/2 Swing-Down Rail | 17â€ x 30â€ â€“ fits Â½ swing-down rail | cushion-ease-side-rail-pads-fits-1-2-swing-down-rail-348.jpg
SKU: ALI80245 | Alimed Clamp-On Adjustable Mirror, 8" x 12" | Clamp-On Adjustable Mirror A multi-use mirror that clamps onto bed rail, wheelchair, tabletop and other surfaces. Helps with speech therapy in any environment. The shatterproof mirror is mounted on a 12" flexible metal "gooseneck" attached to a strong plastic spring clamp. The clamp grips up to 1" thickness. 8" x 12" mirror surface. | clamp-on-adjustable-mirror-8-x-12-f2d.jpg
SKU: MAB521-1560-1924 | Briggs Healthcare DMI Suction Cup Dual Grip Grab Bar 24" | DMI Suction Cup Dual Grip Grab Bar, 24" | dmi-suction-cup-dual-grip-grab-bar-24-1d6.jpg
SKU: GF2050A | Lumex Lumex Sure-Safe Bath Mat | Lumex Sure-Safe Bath Mat | lumex-sure-safe-bath-mat-5ba.jpg
SKU: DMI802-1209-1900 | Briggs Healthcare DMI Universal Replacement Pail With Lid And Side Handles 7 Quart | Dmi universal replacement pail with lid and side handles, 7 qt. | dmi-universal-replacement-pail-with-lid-and-side-handles-7-quart-5e4.jpg
SKU: MAB521-1570-0632 | Briggs Healthcare 32" Steel Knurled Grab Bar | Offers increased safety and stability. | 32-steel-knurled-grab-bar-512.jpg
SKU: SAMP557447 | Sammons Preston Padded Transfer Bench Cushion | Fully waterproof closed cell cushion provides a comfortable, low-maintenance seating surface over hard topped shower benches. | padded-transfer-bench-cushion-57d.jpg
SKU: SAMP557366 | Sammons Preston Sponge Bath Mat | Luxurious bath mat dries feet faster than a terry cloth towel, with no bending or straining! | sponge-bath-mat-68a.jpg
SKU: SAMP559239 | Sammons Preston Bendable Scrub Sponge | The Sammons Preston Bendable Scrub/Sponge has a bendable handle for reaching the back, feet, and any other places users struggle to reach. The sponge head has a bath sponge and net sponge for multiple ways to clean. The bendable handle is great for users with limited reach and range of motion. | bendable-scrub-sponge-126.jpg
SKU: SAMP555381 | Sammons Preston Inflatable Bath Cushion | A great little luxury item for any bathtub. Bonded terry cloth cover enhances comfort. Inflate it to your personal preference of firmness. Central indentation helps cradle the head. Four suction cups secure cushion to wall or tub. | inflatable-bath-cushion-f49.jpg
SKU: SAMP6327 | Sammons Preston Curved Bath Brush | Handle is curved 180Â° so persons with minimal range of motion can reach their neck, shoulders and back. | curved-bath-brush-5c1.jpg
SKU: SAMPAA1831C | Sammons Preston Long Handled Sponge | This 24" long coated wire sponge features an easy-grip handle on one end and a sponge on the other. | long-handled-sponge-64a.jpg
SKU: BJPSP-2 | Big John Hygienic Sprayer Chrome | Augment your existing toilet with this personal rinsing system from Big John Products. The bidet hygienic sprayer in chrome includes all accessories needed for hookup and installs easily, giving you all the benefits of a full-fledged bidet without the expense. This trigger-activated handheld sprayer provides thorough cleansing and instant relief with a refreshing gush of water, putting superior personal hygiene within everyone's reach. | hygienic-sprayer-chrome-fb6.jpg
SKU: MAB523-1601-0600 | Briggs Healthcare HealthSmart Lumatemp LED Shower Head | Visual temperature of the water prevents relying on touch alone. Hydro-powered LED indicator technology illuminates the water as it flows through. | healthsmart-lumatemp-led-shower-head-80b.jpg
SKU: MAB523-1580-0600 | Briggs Healthcare Deluxe Hand-Held Body Shower Massager | Massaging action helps relieve tension and stress with three-speed shower selection, Easy to install. Flexible 5 chrome hose. Fits standard 1/2" threaded shower arm. | deluxe-hand-held-body-shower-massager-52b.jpg
SKU: MAB523-1581-0000 | Briggs Healthcare DMI On/Off Switches for Deluxe Hand-Held Body Shower Massagers | DMIÂ® On/Off Switches for Deluxe Hand-Held Body Shower Massagers | dmi-on-off-switches-for-deluxe-hand-held-body-shower-massagers-d1c.jpg
SKU: MAB641-2506-2000 | Briggs Healthcare Self-Wipe Bathroom Toilet Aid | Makes post-toilet cleaning possible for people with physical disabilities and mobility challenges. | self-wipe-bathroom-toilet-aid-f9c.jpg
SKU: DMI521-1562-1912 | Briggs Healthcare HealthSmart Sand Suction Cup Grab Bar With BactiX, 12" | Healthsmart sand suction cup grab bar with bactix, 12" | healthsmart-sand-suction-cup-grab-bar-with-bactix-12-b66.jpg
SKU: DMI521-1562-1916 | Briggs Healthcare HealthSmart Sand Suction Cup Grab Bar With BactiX, 16" | Healthsmart sand suction cup grab bar with bactix, 16" | healthsmart-sand-suction-cup-grab-bar-with-bactix-16-b08.jpg
SKU: MAB519-1383-9502 | Briggs Healthcare Walker Cane Commode Replacement Tips With Metal Insert Black #18 3/4" | Metal disc reinforcement inside rubber tips provide added stability to walkers, canes and commodes | walker-cane-commode-replacement-tips-with-metal-insert-black-18-3-4-163.jpg
SKU: MAB521-1530-0612 | Briggs Healthcare 12" Institutional Steel Knurled Grab Bar | Offers increased safety and stability and complies with most government requirements. | 12-institutional-steel-knurled-grab-bar-e0e.jpg
SKU: MAB521-1550-1916 | Briggs Healthcare 16" White Powder-Coated Steel Grab Bar | Offers increased safety and stability. | 16-white-powder-coated-steel-grab-bar-ae8.jpg
SKU: MAB522-3700-1700 | Briggs Healthcare HealthSmart Foldaway Grab Bar | Constructed of durable powder coated steel, this toilet grab bar from HealthSmart features two gripping heights to aid in sitting or standing and folds against the wall when not in use. This grab bar has a built-in toilet paper roll holder. | healthsmart-foldaway-grab-bar-325.jpg
SKU: DRVRTLPC23234 | Drive Medical Sitz Bath | The Sitz Bath by Drive is ideal for use in the treatment of hemorrhoids and other conditions in the anal and genital areas, and is especially useful after a episiotomy. The unit is designed to fit standard toilets. The Sitz Bath is lightweight, durable and easy to clean. The bag is able to hold 2.1 US quarts. The Basin Capacity for the Sitz Bath is 2 US quarts which converts to approximately 1.9L. | sitz-bath-e64.jpg
SKU: DRV477200252 | Drive Medical Bellavita Auto Bath Tub Chair Seat Lift | The Bellavita is the lightest bath lift on the market weighing only 20.5 pounds. This Bath Lifter by Drive Medical was designed with the assistance of healthcare professionals. It is excellent for standard or deeper model bath tubs. At a minimum sitting position of 2.3", it is the lowest bath lift on the market. The comfortable padded backrest can recline up to 50 degrees at the seat's lowest position - Another market best. The water-tight hand control floats in water, making it easy to access the control buttons while bathing. Two-piece construction makes this lift easy to assemble and disassemble for transport, and tool-free setup ensures simple installation and operation. The back folds for space-saving storage. Washable hygienic covers are available in white, blue or grey, and hygienic cutaway and slim-line profile make handling a cinch. This product comes standard with four quick-release suction cups providing an anti-slip base for added safety and security. In addition to all the special features, the lift includes several additional options for your convenience. An option for two additional suction cups offers the potential for even further security and headrest for additional comfort. | bellavita-auto-bath-tub-chair-seat-lift-e8c.jpg
SKU: DRV460900403 | Drive Medical Charger for Bellavita | The Drive Medical Bellavita Charger. | charger-for-bellavita-c21.jpg
SKU: DRV460900600 | Drive Medical Bellavita Hand Control Including Storage Battery | The Drive Medical Bellavita Hand Control, includes storage battery. | bellavita-hand-control-including-storage-battery-21d.jpg
SKU: DRV460900205 | Drive Medical Bellavita Side Flap | The Bellavita Side Flap aids bathers when entering and exiting the tub. The side flaps eliminate the gap between the seat and the side of the tub, which can be an obstacle for the bather. The flap lies over the space and provides an area for the bather to slide into position. The flap is made of smooth plastic that opens and extends to both sides of the tub, working from either side, making it ideal for wider tubs. | bellavita-side-flap-b9b.jpg
SKU: DRV477200432 | Drive Medical Bellavita Tub Chair Seat Auto Bath Lift Gray | The Bellavita is our ultra modern automatic bath lift. The Bellavita is easy to transport and stow away. It is ideally suited for use in the home or away. The new stylish design was created with the assistance of healthcare professionals. | bellavita-tub-chair-seat-auto-bath-lift-gray-3c5.jpg
SKU: ALI7386 | Alimed Shower Bench without Back, 16"D x 20"W | This comfortable molded plastic seat with drainage holes is available with a backrest for even more support. The seat height is adjustable from 13" to 20".Shower Bench features adjustable seat height and molded plastic seat with drainage holes and handles. This seat is corrosion-resistant and comes with rubber tips. The height adjusts in 1" increments. | shower-bench-without-back-16d-x-20w-90a.jpg
SKU: SAMP559209 | Sammons Preston Moen Adhesive Backed Bath and Shower Mat | Trims to size to improve traction in the tub or shower. Meets ADA specifications. | moen-adhesive-backed-bath-and-shower-mat-836.jpg
SKU: SAMP557502 | Sammons Preston Ringwood Wall to Floor Grab Rail | Made of larger diameter steel tubing for greater comfort and easier grip. | ringwood-wall-to-floor-grab-rail-14b.jpg
SKU: SAMP555391 | Sammons Preston X-Large | Ideal for patients or residents at increased risk for falls in the shower. The latex-free rubber soles provide a nonskid surface in wet bathrooms. The loose knit nylon upper lets water in to keep feet clean. One pair per package. | x-large-250.jpeg
SKU: SAMP927661 | Sammons Preston Shower Safety Belt | Makes showering or bathing safer and easier. | shower-safety-belt--e7f.jpg
SKU: SAMP927721 | Sammons Preston Bendable Back Scratcher | Bend as desired to scratch anywhere. | bendable-back-scratcher-d33.jpg
SKU: SAMP927722 | Sammons Preston Bendable Back Scrubber | The Bendable Back Scrubber makes bathing easier, quicker and more efficient. This product bends into an unlimited number of shapes to clean hard-to-reach places. Bend as desired to clean back, lower extremities, and for hanging and storage. Overall length 24". Designed for personal use. | bendable-back-scrubber-c95.jpg
SKU: SAMP566389 | Sammons Preston Bath Cushion | 15" x 30" x 1/2" thick soft closed cell foam offers cushioning and protection from hard bathing surfaces. | bath-cushion-ded.jpg
SKU: SAMP567079 | Sammons Preston The Curve Grab Bar | Space-saving support rail allows the user to easily rise from a sitting position by providing 4 hand grips at 4 different heights. Pivoting bar locks in place perpendicular to the wall and can also be locked flat against the wall when the bar is not in use. Made of rust-resistant, zinc-plated steel. Installs quickly into a single wall stud. Distance from top of top rung to bottom of bottom rung 20". Overall length 32-1/2". Extension is 12-1/2" from the wall at 90Â°. Diameter of rungs 1-1/4". Distance between rungs 5". 300-lb. weight capacity. Installation by a professional is recommended. | the-curve-grab-bar-4dc.jpg
SKU: SAMP662601 | Sammons Preston Etac Long Handled Brushes and Combs 12" Comb | Long Handled Brushes and Combs attractive, functional contoured brush and comb with anti-slip handles are ergonomically designed to fit against user's entire palm. | etac-long-handled-brushes-and-combs-12-comb-57d.jpg
SKU: SAMP920306 | Sammons Preston Floor to Tub Bath Rail | The bar's padded clamp adjusts to tub wall widths 3-5/8" - 5-3/4" so fits most modern tubs. | floor-to-tub-bath-rail-d47.jpg
SKU: SAMPA722700 | Sammons Preston Dr. Josep's Diabetic Foot Kit | For hygiene, inspection and care of the lower leg, ankle and foot. Includes a long-handled brush, adjustable mirror for inspection, two small sponges for cleaning between toes and applying medication, a large sponge for general cleaning, and a 5.07ml monofilament to test foot sensation. All accessories snap easily into 22"-long handle. Includes wrist strap. | dr-joseps-diabetic-foot-kit-882.jpg
SKU: DKLSC01 | Dukal DawnMist Shower Cap Clear | DawnMist Shower Cap, Clear. | dawnmist-shower-cap-clear-796.jpg
SKU: MKS13273300 | McKesson Sunmark Econo Commode Pail Set | Sunmark econo commode pail set | sunmark-econo-commode-pail-set-ff0.jpg
SKU: MKS78113500 | McKesson Sunmark Wall Grab Bar | Sunmark wall grab bar 12L inch white steel | sunmark-wall-grab-bar-060.jpg
SKU: MKS78113500 | McKesson Sunmark Wall Grab Bar | Sunmark wall grab bar 12L inch white steel | sunmark-wall-grab-bar-060.jpg
SKU: MKS78153500 | McKesson Sunmark Wall Grab Bar - 16L Inch | Sunmark wall grab bar 16L inch white steel | sunmark-wall-grab-bar-16l-inch-301.jpg
SKU: MKS78163500 | McKesson Sunmark Wall Grab Bar - 16L Inch | Sunmark wall grab bar 16L inch chrome | sunmark-wall-grab-bar-16l-inch-215.jpg
SKU: MKS78173500 | McKesson Wall Grab Bar sunmark 18L Inch White Steel | BAR GRAB WALL 18" WHITE 1EA/BX 3BX/CS MCK BRAND | wall-grab-bar-sunmark-18l-inch-white-steel--183.jpg
SKU: MKS78183500 | McKesson Sunmark Wall Grab Bar - 18L Inch | Sunmark wall grab bar 18L inch chrome | sunmark-wall-grab-bar-18l-inch-06a.jpg
SKU: MKS78233500 | McKesson Sunmark Wall Grab Bar - 24 Inch L | Sunmark wall grab bar 24 inch L white steel | sunmark-wall-grab-bar-24-inch-l-4fa.jpg
SKU: MKS78233500 | McKesson Sunmark Wall Grab Bar - 24 Inch L | Sunmark wall grab bar 24 inch L white steel | sunmark-wall-grab-bar-24-inch-l-4fa.jpg
SKU: REVMBA-106 | Revolution Mobility White Powder Coated Bath Tub Bar | Provides two gripping surfaces for entry/exit. Heavy gauge steel is powder coated for rust resistance. Clamp holds firmly to tub wall. Fits most bathtubs. | white-powder-coated-bath-tub-bar-fa2.jpg
SKU: EZAB1006B | EZ Access Bedside EZ-Shower | The EZ-SHOWERÂ® is designed to be used where a water source is unavailable, it is an overhead bedside shower that can either hang on a bedpost or an I.V. pole. It is capable of holding 2Â½ gallons of warm tap water â€“ ample enough for a complete shampoo and rinse. The EZ-SHOWER is made of heavy-duty latex free vinyl and comes with a 1-year limited warranty. The EZ-SHOWER is the ideal accessory for the EZ-SHAMPOO Hair Washing Basin. | bedside-ez-shower-9e4.jpg
SKU: DRL30417 | Deroyal Industries Trachea Brush Sterile | 6" Brush features a flexible 3" wire handle covered with 3" of nylon bristles that are 1/2" diameter. Ideal for trach care, cannulas and test tubes. Overall Length: 6, Handle Length: 3", Bristle Length: 3", Bristle Diameter: 1/2". | trachea-brush-sterile-562.jpg
SKU: INV8264 | Invacare Hand Held Shower Standard Shower | This Standard Hand Shower Spray features a lightweight design with a 7' nylon reinforced hose that is convenient for sit-down bathing. | hand-held-shower-standard-shower-dd6.jpg
SKU: INV3243 | Invacare Firmgrip Grab Bars, 24" | Can be mounted vertically, horizontally or diagonally in the tub or by the commode. Soft-Touch Firmgrip style with white vinyl coating. Sturdy, durable all-steel construction. Includes 3.75" diameter mounting brackets with rubber gaskets to protect walls, hardware and instructions. Weight capacity: 250 lb. Lifetime limited warranty. Not ANSI or ADA compliant. Retail packaged. | firmgrip-grab-bars-24-a55.jpg
SKU: CVN41550 | Covidien Kendall Sponge Stick with PVP | Preoperative Skin Prep Solutions and Applicators are available with PVP-I scrub solution or PVP-I paint for proved effectiveness against a broad spectrum of gram negative and gram positive organisms as well as many yeasts and fungi. | kendall-sponge-stick-with-pvp-2e6.jpg
SKU: CVN41556 | Covidien Kendall Large Winged Sponges with PVP Scrub | Preoperative Skin Prep Solutions and Applicators are available with PVP-I scrub solution or PVP-I paint for proved effectiveness against a broad spectrum of gram negative and gram positive organisms as well as many yeasts and fungi. | kendall-large-winged-sponges-with-pvp-scrub-e42.jpg
SKU: CVN41561 | Covidien Kendall Gel Skin Scrub Pack with Small Winged Sponges | Kendall Wet Skin Scrub Prep Packs are available with winged-grip sponges or sponge sticks saturated with Povidone-Iodine scrub solution and/or paint solution packaged in pouches with convenient finger holes for easy opening. | kendall-gel-skin-scrub-pack-with-small-winged-sponges-8be.jpg
SKU: CMFB200 | Homedics Incorporated Hydro-Therapy Foot Massager Homedics | Our Hydro-Therapy Foot massager is what feet dream about while you make them work all day. Submerge your feet into this warm bath and let the 4 Hydro-Therapy jets do what they do best. Pressure point massage for heels, arches, and toes provide you with a deep and soothing massage right where you need it. If you're looking for something a little more invigorating, there is also a vibration massage setting for a more intense massage experience. | hydro-therapy-foot-massager-homedics-b76.jpg
SKU: SAMP557472 | Sammons Preston Savannah Modular Bath Step | This modular bath step has been designed for getting into and out of the bathtub. The large surface area gives the user confidence and the textured surface provides additional safety. Supplied as a single step with a 4" raise, the modularity of the Savannah Bath Step allows it to be stacked on top of each other or clipped together to give a larger area or create a small stair. | savannah-modular-bath-step-10b.jpg
SKU: NOVA9350-R | Nova Rubber Bath Mat With Suction Grip | The Bath Mat has a suction grip that allows it to attach securely to a tub's surface and helps prevent slipping. The bath mat is anti-fungal treated and is 16" x 28". | rubber-bath-mat-with-suction-grip-0d7.jpg
SKU: MAB42-842-000 | Mabis DMI Combination Douche And Enema System with Water Bottle | MABIS Healthcareâ€™s full line of Rubber Goods and Hygiene Products are manufactured to last. | combination-douche-and-enema-system-with-water-bottle-b1c.jpg
SKU: NOVA8016PC-R | Nova 16 Inch Wall Grab Bar in Ivory | 16 Inch Wall Grab Bar in Ivory | 16-inch-wall-grab-bar-in-ivory-b1c.jpg
SKU: METL2005 | Mettler Electronics 12 Sponge Insert (3.5" x 7") | 12 Sponge inserts (3.5" x 7"). | 12-sponge-insert-35-x-7-ed1.jpg
SKU: METL2006 | Mettler Electronics Sponge Electrode (8" x 10") | Sponge Electrode (8" x 10"). | sponge-electrode-8-x-10-423.jpg
SKU: METL2007 | Mettler Electronics 12 Sponge Insert (8" x 10") | 12 Sponge Insert (8" x 10"). | 12-sponge-insert-8-x-10-fad.jpg
SKU: PMI6017 | Probasics Chrome Knurled Grab Bars 16" | 1â€ Heavy gauge steel tubing with 2 1/2â€ diameter frames. | chrome-knurled-grab-bars-16-860.jpg
SKU: PMI4017 | Probasics White Grab Bars 32â€ | 1â€ Heavy gauge steel construction. | white-grab-bars-32-2e7.jpg
SKU: PMI5017 | Probasics Chrome Knurled Grab Bars, 12â€ | 1â€ Heavy gauge steel tubing with 2 1/2â€ diameter frames. Diamond knurled finish provides secure handgripping surface. Stainless steel hardware included. Mounts vertically or horizontally. 1.5â€ distance from wall. Available in 4 sizes. Warranty: 2 years on the frame. | chrome-knurled-grab-bars-12-ea5.jpg
SKU: DKL900300 | Dukal Reflections Esthetic Wipes Non-Sterile 2â€ x 2â€ 4-ply | DUKAL Reflections Esthetic Wipes are gentle on the skin and highly absorbent. Each wipe is 100% non-woven cotton making them ideal for cleansing, exfoliating, and applying or removing product. They are also excellent for nail polish removal | reflections-esthetic-wipes-non-sterile-2-x-2-4-ply-9ea.jpg
SKU: DKL900305 | Dukal Reflections Esthetic Wipes, Non-Sterile, 3â€ x 3â€, 4-ply | DUKAL Reflections Esthetic Wipes are gentle on the skin and highly absorbent. Each wipe is 100% non-woven cotton making them ideal for cleansing, exfoliating, and applying or removing product. They are also excellent for nail polish removal. | reflections-esthetic-wipes-non-sterile-3-x-3-4-ply-872.jpg
SKU: ALI8231 | Alimed Shampoo Tray | Shampoo Tray Allows you to wash hair in bed! Inflate by mouth or hand pump. | shampoo-tray-d33.jpg
SKU: CMFB52 | Complete Medical Foot Bath-Waterfall by Conair | Soothing waterfall massages the tops of your feet and pampers your toes. Bubbles and heat provide soothing relief to the soles of your feet. 3 attachments include a pumice stone, scrub brush and soft-touch massager. Blue LED lights under the water reflect to help you relax and give you a calming, spa feeling. 3 toe-touch controls activate high/low bubbles, waterfall, and lights. Limited one-year warranty | foot-bath-waterfall-by-conair-eb2.jpg
SKU: SKIL913030 | Skil Care Bath Mitt, Universal, 0.4lbs. | Bath Mitt | bath-mitt-universal-04lbs-4a2.jpg
SKU: SAMP6217 | Sammons Preston Telescoping Self Examination Mirror | One side is a standard mirror and the other side provides 2x magnification. | telescoping-self-examination-mirror-8cc.jpg
SKU: ALI80245 | Alimed Clamp-On Adjustable Mirror, 8" x 12" | Clamp-On Adjustable Mirror A multi-use mirror that clamps onto bed rail, wheelchair, tabletop and other surfaces. Helps with speech therapy in any environment. The shatterproof mirror is mounted on a 12" flexible metal "gooseneck" attached to a strong plastic spring clamp. The clamp grips up to 1" thickness. 8" x 12" mirror surface. | clamp-on-adjustable-mirror-8-x-12-f2d.jpg
SKU: MAB641-2506-2000 | Briggs Healthcare Self-Wipe Bathroom Toilet Aid | Makes post-toilet cleaning possible for people with physical disabilities and mobility challenges. | self-wipe-bathroom-toilet-aid-f9c.jpg
SKU: NOVA8805 | Nova Drop Arm Transport Chair Commode | Padded seat fits over commode and converts into a transport char, Drop-arm allows for easy patient transfer. Bucket, lid, & splash guard included. Removable swing away footrests.This product can expose you to chemicals such as Cadmium and Vinyl Chloride that are known to the state of California to cause cancer and birth defects or other reproductive harm. For more information go to www.P65Warnings.ca.gov/product. | drop-arm-transport-chair-commode-bff.jpeg
SKU: NOVA8583 | Nova Heavy Duty Commode with Extra Wide Seat | The Bariatric Drop-Arm Commode & Extra Wide Seat by Nova has an extra wide seat and includes a bucket, lid and splash guard. Arms drop for easy patient transfer. | heavy-duty-commode-with-extra-wide-seat-a62.jpg
SKU: NOVA8901W | Nova Padded Drop Arm Commode | The Padded Drop-Arm Commode is designed with a push button operated drop arm for easy patient transfer. It has a backrest, as well as a padded seat and soft foam handles for user comfort. | padded-drop-arm-commode-ca3.jpeg
SKU: NOVA8700 | Nova Folding Commode | Ideal for travel: Folds and unfolds in seconds. Bucket, lid & splash guard included. | folding-commode-d00.jpg
SKU: MAB520-1203-0300 | Briggs Healthcare Extra Wide Heavy Duty Drop Arm Steel Commode | Extra-wide platform offers generous seating space maximizes stability. Easy to use with pull-pin release mechanism that drops the support arm below seat level for easy, unobstructed lateral transfers. | extra-wide-heavy-duty-drop-arm-steel-commode-db9.jpg
SKU: DRV11117N-2 | Drive Medical Bariatric Grey Folding Commode | Bariatric folding commode has replaced 11117-2 and 11116-2, grey | bariatric-grey-folding-commode-760.jpg
SKU: GFPP690024-6 | Lumex Everyday Commode Splashguard | Replacement splashguard for most Lumex and other manufacturers' commodes. | everyday-commode-splashguard-fda.jpg
SKU: SAMP557738 | Sammons Preston Commode Bucket 12 Quart | With metal handle and cover. | commode-bucket-12-quart-eb0.jpg
SKU: ROSCCCFCA200 | Roscoe Medical Uplift Commode Assist 300 lb Weight Capacity | The Uplift Commode Assist is a lifting commode that provides both independence and privacy when patients need it most. It is a non-electric, selfpowered lifting seat that provides up to 70% lifting assistance for those weighing up to 300 lbs. It can be used as a stand-alone bedside commode or over the toilet. The safety lock prevents injury making the Commode Assist a great option for those with arthritic, neuromuscular, orthopedic or diabetic conditions. Equipped with height adjustable legs with rubber feet. The strong steel construction with easy-to-clean white powder coated frame provides years of service. Comes complete with bucket, splash guard and lid. | uplift-commode-assist-300-lb-weight-capacity-139.jpg
SKU: ROSC90394 | Roscoe Medical Platform Seat for Commode | Compatible with Roscoe Bariatric 24 inch Extra Wide Commode BTH-COM | platform-seat-for-commode-c1c.jpg
SKU: ROSC90396 | Roscoe Medical Replacement Legs for Commode | Compatible with Roscoe Bariatric 24 inch Extra Wide Commode BTH-COM | replacement-legs-for-commode-e51.jpg
SKU: ROSC90398 | Roscoe Medical Leg Tip for Commode | Compatible with Roscoe Bariatric 24" Extra Wide Commode BTH-COM | leg-tip-for-commode-d9a.jpg
SKU: ROSC90396 | Roscoe Medical Replacement Legs for Commode | Compatible with Roscoe Bariatric 24 inch Extra Wide Commode BTH-COM | replacement-legs-for-commode-e51.jpg
SKU: ROSC90404 | Roscoe Medical Leg Tips for Commode | Compatible with Roscoe 24" Heavy Duty Drop Arm Commode BTH-DAC | leg-tips-for-commode-c52.jpg
SKU: ROSCBTH-31C | Roscoe Medical Three In One Commode Elongated Seat | Roscoe Three-In-One Commodes have a versatile design that can be used as a bedside commode, raised toilet seat or toilet safety frame. The durable gray powder-coated steel frame is attractive, strong and easy-to-clean. Our commodes offer you all the great features you expect including armrests, angled legs for stability and non-marring rubber tips. | three-in-one-commode-elongated-seat-149.jpg
SKU: ROSCBTH-36BDAC | Roscoe Medical 36 Inch Bariatric Drop Arm Commodes | With weight capacities up to 1000 pounds, Roscoe Bariatric Commodes provide strength, urability and comfort for your bariatric patient needs. All Roscoe Bariatric Commodes come standard with a limited lifetime warranty. | 36-inch-bariatric-drop-arm-commodes--df6.jpg
SKU: ROSCBTH-COM | Roscoe Medical Bariatric 24 inch Extra Wide Commode 650 lb Weight Capacity | With the strength and durability of a welded steel frame and extra-wide seat, the Roscoe Bariatric Commodes give patients the comfort and maximum stability they need. All commodes are height adjustable for a proper fit to the patient and are designed with a locking ring for additional security. The Roscoe Bariatric Commodes accommodate the specials needs of patients weighing up to 1000 pounds and come standard with a limited lifetime warranty. | bariatric-24-inch-extra-wide-commode-650-lb-weight-capacity-331.jpg
SKU: ROSCBTH-DAC | Roscoe Medical 24" Heavy Duty Drop Arm Commode 600 lb Weight Capacity | With the strength and durability of a welded steel frame and extra-wide seat, the Roscoe Bariatric Commodes give patients the comfort and maximum stability they need. All commodes are height adjustable for a proper fit to the patient and are designed with a locking ring for additional security. The Roscoe Bariatric Commodes accommodate the specials needs of patients weighing up to 1000 pounds and come standard with a limited lifetime warranty. | 24-heavy-duty-drop-arm-commode-600-lb-weight-capacity-c27.jpg
SKU: ROSCBTH-FLCOM | Roscoe Medical Three In One Folding Commode | The Roscoe Three In One Folding Commode features a durable steel frame and can be used as a bedside commode, raised toilet seat or toilet safety frame. Folding up in seconds for storage or transport, the Roscoe Folding Commode offers many useful features including non-marring rubber tips, anti-rattle rings and a snap on removable back. | three-in-one-folding-commode-58e.jpg
SKU: ROSCBTH-HV31 | Roscoe Medical Bariatric Three In One Commode | Roscoe Three-In-One Commodes have a versatile design that can be used as a bedside commode, raised toilet seat or toilet safety frame. The durable gray powder-coated steel frame is attractive, strong and easy-to-clean. Our commodes offer you all the great features you expect including armrests, angled legs for stability and non-marring rubber tips. | bariatric-three-in-one-commode-828.jpg
SKU: ROSCBTH-RD31 | Roscoe Medical Three In One Commode Round Seat | Roscoe Three In One Commodes have a versatile design that can be used as a bedside commode, raised toilet seat or toilet safety frame. The durable gray powder-coated steel frame is attractive, strong and easy to clean. Our commodes offer you all the great features you expect including armrests, angled legs for stability and non-marring rubber tips. | three-in-one-commode-round-seat-71e.jpg
SKU: ROSCBTH-SDAC | Roscoe Medical Standard Drop Arm Commode | The Roscoe Steel Drop-Arm Commode features a durable steel frame with an easy-release push button arm mechanism allowing for safe lateral patient transfers to and from the commode. The anti-slip padded armrests provide extra comfort and support. The frame can be configured to be used as a bedside commode, toilet safety frame, or over your existing toilet. The tool free removable back makes configuring the commode easy for any application. | standard-drop-arm-commode-ada.jpg
SKU: ROSCRD31-EA | Roscoe Medical Three In One Commode with Round Seat | Roscoe Three In One Commodes have a versatile design that can be used as a bedside commode, raised toilet seat or toilet safety frame. The durable gray powder-coated steel frame is attractive, strong and easy to clean. Our commodes offer you all the great features you expect including armrests, angled legs for stability and non-marring rubber tips. | three-in-one-commode-with-round-seat-ce5.jpg
SKU: MAB520-1203-0300 | Briggs Healthcare Extra Wide Heavy Duty Drop Arm Steel Commode | Extra-wide platform offers generous seating space maximizes stability. Easy to use with pull-pin release mechanism that drops the support arm below seat level for easy, unobstructed lateral transfers. | extra-wide-heavy-duty-drop-arm-steel-commode-db9.jpg
SKU: CM1366 | PMI Incorporated Commode 3 In 1 Deluxe Steel Powder Coated | All-in-one commode reduces the number of items carriedDurable plastic snap-on seat with lidAdjustable legs allow the seat to be raised or lowered in 1-inch increments from 16.5 - 22.5 (seat depth-14.5 )Padded arms for added comfortComes complete with commode bucket with handle cover and splash shield | commode-3-in-1-deluxe-steel-powder-coated-a16.jpg
SKU: ROSC90392 | Roscoe Medical Leg Tip for Commode | Compatible with Roscoe Heavy Duty Commode BTH-HV31 | leg-tip-for-commode-9c4.jpg
SKU: ROSC90400 | Roscoe Medical Platform Seat for Commode | Compatible with Roscoe 24" Heavy Duty Drop Arm Commode BTH-DAC | platform-seat-for-commode-1c2.jpg
SKU: ROSCB105-2R | Roscoe Medical Viverity 3 in 1 Folding Commode | Use as a bedside commode, toilet safety frame or raised seat Includesfull seat, bucket, splash guard, and lid Height adjustment in 1 increments Easily folds Durable steel frame Weight Capacity 300 lbs. Attractive retail packaging. | viverity-3-in-1-folding-commode-773.jpg
SKU: INV9630-4 | Invacare All-In-One Gray Coated Steel Commode | The Invacare All-In-One Steel Commode offers consumers the comfort and stability they need. With its 16-inch wide seat, consumers gain additional comfort and support. The steel commode can be used bedside or with the backrest removed it can act as a toilet safety frame or raised toilet seat. This commode has a 300lbs weight capacity.Â | all-in-one-gray-coated-steel-commode-c93.jpg
SKU: INV9630-1 | Invacare Single Pack All In One Gray Coated Steel Commode | The Invacare All-In-One Steel Commode offers consumers the comfort and stability they need. With its 16-inch wide seat, consumers gain additional comfort and support. The steel commode can be used bedside or with the backrest removed it can act as a toilet safety frame or raised toilet seat. This commode has a 300lbs weight capacity and this model comes in a single pack. | single-pack-all-in-one-gray-coated-steel-commode-a3b.jpg
SKU: CMSM98013A | Guardian Transfer Bench Padded with Commode Opening | A commode opening affords the user greater comfort and better access for cleaning, Thick high-density foam cushions and backrest for comfortable seating that won t bottom out. Lightweight anodized aluminum frame is height adjustable in 1/2 increments to accomodate most tubs. | transfer-bench-padded-with-commode-opening-ee1.jpg
SKU: NOVA8450S | Nova Splash Guard For 8450 | Durable welded frame is easy to clean and maintain, includes back, pail, splash guard. | splash-guard-for-8450-ff9.jpg
SKU: DMI802-1208-0300 | Briggs Healthcare DMI Steel Commode With Platform Seat | Dmi steel commode with platform seat | dmi-steel-commode-with-platform-seat-335.jpg
SKU: MAB520-1208-0300 | Briggs Healthcare Heavy-Duty Steel Commode With Platform Seat | This extra-wide, heavy-duty commode will make it much easier for those who have difficulty traveling to the bathroom or using conventional toilets. You can use it next to the bed or position it over the existing toilet as a toilet riser or safety frame. The platform is extra sturdy and can support up to 500 pounds. The pail slides out from underneath for emptying. It holds up to 7 quarts and comes with a lid. The arms are handy for steadying yourself and getting up and down. | heavy-duty-steel-commode-with-platform-seat-b29.jpg
SKU: MKS13143300 | McKesson Sunmark 3-in-1 Commode Steel Chair | Sunmark commode chair steel seat lid back 16 to 22 inch | sunmark-3-in-1-commode-steel-chair-df0.jpg
SKU: MKS13173300 | McKesson Sunmark 3-in-1 Commode Steel Chair | Sunmark commode chair steel seat lid back 25.5 to 32.5 inch | sunmark-3-in-1-commode-steel-chair--715.jpg
SKU: TUBL3223G | Tubular Fabricators 3 in 1 Universal Steel Commode with Elongated Seat | 3 in 1 Universal Steel Commode with Elongated Seat, Removable Back, Pail and Splash Guard and Toilet Paper Holder. | 3-in-1-universal-steel-commode-with-elongated-seat-519.jpg
SKU: TUBL3247/1 | Tubular Fabricators 3 In 1 Heavy Duty Drop Arm Commode 600 lbs | Tubular Fabricators The Grand Line Three-In-One Heavy Duty Drop Arm Commode comes with elongated seat opening in which each arm drops independently. | 3-in-1-heavy-duty-drop-arm-commode-600-lbs-163.jpg
SKU: TRB3240 | Tubular Fabricators THE GRAND LINE Extra Large Steel Commode, Capacity: 700 lbs, Dove Gray | Snap on toilet seat and toilet paper holder, Lid may be removed for additional comfort, Riveted steel construction, Â¼" (6.4 mm) Aircraft type rivets â€“ will not loosen. | the-grand-line-extra-large-steel-commode-capacity-700-lbs-dove-gray-724.jpg
SKU: TRB3225 | Tubular Fabricators Adjustable Drop Arm Commode with Elongated Seat | TUFF COAT finishEach arm drop independentlyElongated snap on toilet seat with greater seat depthQuick easy release and locking with positive locking U-channelÂ¼â€ (6.4 mm) Aircraft type rivets â€“ will not loosen | adjustable-drop-arm-commode-with-elongated-seat-88d.jpg
SKU: CRXHB30700 | Carex Health Care Products Toilet Seat Elevator, Round | Assists those with bending or sitting difficulties. Fits under a regular home toilet seat. Works in conjunction with existing toilet seat and lid for a non-prosthetic look. Adds 3.5" to the height of the toilet seat with a 300 lb weight capacity. | toilet-seat-elevator-round-204.jpg
SKU: BRDACS385 | Broda Seating Revive Shower Commode Chair | BRODA's CS 385 Shower Commode Chair provides exceptional comfort with both tilt and recline positioning. It is designed for users who are caregiver dependent for their shower and commode needs. BRODA's unique Comfort Tension SeatingÂ® system provides patient comfort, and ease of cleaning within the shower environment.Featuring infinitely adjustable positioning of up to 12Â° adjustable posterior tilt, 10Â° of anterior tilt (for patient sit/stand assist), and up to 67Â° of back recline, the CS 385 provides unsurpassed safety and comfort, for patient security and dignity. | revive-shower-commode-chair-f7a.jpg
SKU: NOVA8450B | Nova Bucket With Lid For 8450, 8581, 8582, 8583 Commodes | Bucket With Lid For item 8450, 8581, 8582, 8583. | bucket-with-lid-for-8450-8581-8582-8583-commodes-8e2.jpg
SKU: ALI10006 | Alimed Action Commode Seat Pad, Oval Opening, 16" x 16" x 5/8" | Action Commode Seat Pads provide comfort and relief from pressure and shear. Hook-and-loop make pads easy to attach. | action-commode-seat-pad-oval-opening-16-x-16-x-5-8-3d5.jpg
SKU: ALI79712 | Alimed Sani-Bag+ Commode Liner | Sani-Bag Commode Liners Reduce the spread of infection: no more splashing of urine and feces while staff sprays and cleans dirty commode pails! Waste is immediately gelled and odor neutralized when it reaches the liner, gelling. Good for 3-5 uses and biodegradable! Seals with adhesive strip. Only takes 30 seconds to lift bag out, zip, and toss versus ten minutes to wash a pail. | sani-bag-commode-liner-525.jpg
SKU: ALI79713 | Alimed Sani-Bag+ Commode Liner | Sani-Bag Commode Liners Reduce the spread of infection: no more splashing of urine and feces while staff sprays and cleans dirty commode pails! Waste is immediately gelled and odor neutralized when it reaches the liner, gelling. Good for 3-5 uses and biodegradable! Seals with adhesive strip. Only takes 30 seconds to lift bag out, zip, and toss versus ten minutes to wash a pail. | sani-bag-commode-liner-81a.jpg
SKU: REVMBA-411 | Revolution Mobility Drop Arm Commode, 300 lbs | Available with and without wheels. Durable steel frame provides strength and stability. Push button drop arm allows easier side transfer. Soft armrests, blow molded seat and plastic pail. Removable backrest. Adjustable height. | drop-arm-commode-300-lbs-046.jpg
SKU: REVMBA-411HD | Revolution Mobility Bariatric Drop Arm Commode, 650 lbs | Durable steel frame provides strength and stability. Push button drop arm allows easier side transfer. Soft armrests, blow molded seat and plastic pail. Removable backrest. Adjustable height. | bariatric-drop-arm-commode-650-lbs-e22.jpg
SKU: MMPLH995-10 | Medegen Medical Products Sitz Bath Elongated Mauve | Portable and can be utilized anywhere the new water-saving, low-consumption commodes are being used. Rounded edges for comfortable application, handling and removal. Perfect for administering fluids to the perineal area, each set contains a 2000 ml bag, 60" tubing, adjustable clamp, basin and easy-to-follow instructions. Graduated in 500 ml increments up to 2000 ml's. | sitz-bath-elongated-mauve-664.jpg
SKU: ROSC90155 | Roscoe Medical Bariatric Commode Toilet Seat with Lid | Compatible with Roscoe Commode BTH-HV31 | bariatric-commode-toilet-seat-with-lid-5f1.jpg
SKU: ROSC90374 | Roscoe Medical Replacement Adjustable Commode Legs | Compatible with Roscoe Commodes BTH-31C and BTH-RD31 | replacement-adjustable-commode-legs-41d.jpg
SKU: ROSC90376 | Roscoe Medical Commode Rubber Leg Tip | Compatible with Roscoe Commodes BTH-31C and BTH-RD31 | commode-rubber-leg-tip-dc3.jpg
SKU: ROSC90382 | Roscoe Medical Replacement Commode Legs | Compatible with Roscoe Three-In-One Folding Commode BTH-FLCOM | replacement-commode-legs-766.jpg
SKU: ROSC90384 | Roscoe Medical Grey Rubber Leg Tip for Commode | Compatible with Roscoe Folding Commode BTH-FLCOM | grey-rubber-leg-tip-for-commode-373.jpg
SKU: ROSC90390 | Roscoe Medical Adjustable Commode Legs for BTH-HV31 | Compatible with Roscoe Bariatric Commode BTH-HV31 | adjustable-commode-legs-for-bth-hv31--0b9.jpg
SKU: ROSC90406 | Roscoe Medical Drop Arm Mechanism for Commode | Compatible with Roscoe 24" Heavy Duty Drop Arm Commode BTH-DAC | drop-arm-mechanism-for-commode-e83.jpg
SKU: ROSCBTH-BUC | Roscoe Medical Gray Commode Bucket with Handle and Cover | These buckets are used with BTH-31C, BTH-RD31, BTH-COM and MBA-411 | gray-commode-bucket-with-handle-and-cover-e72.jpg
SKU: ROSCBTH-RSLD | Roscoe Medical Replacement Commode Round Seat with Lid | Compatible with Roscoe Bariatric Commode BTH-HV31 | replacement-commode-round-seat-with-lid-a49.jpg
SKU: ROSCBTH-SLD | Roscoe Medical Commode Replacements Seat and Lid Elongated | Compatible with Roscoe Commode BTH-31C, BTH-RD31, BTH-COM and MBA-411 | commode-replacements-seat-and-lid-elongated-d8e.jpg
SKU: ROSCBTH-SMBUC | Roscoe Medical Small Commode Bucket with Handle | 6" Depth. Compatible with Roscoe Three-In-One Folding Commode BTH-FLCOM | small-commode-bucket-with-handle-043.jpg
SKU: ROSCBTH-SMSPL | Roscoe Medical Small Splash Guard | Compatible with Roscoe Commode BTH-FLCOM, BTH-COM | small-splash-guard-f72.jpg
SKU: ROSCBTH-SPL | Roscoe Medical Splash Guards | Compatible with Roscoe Commode BTH-31C, BTH-RD31, BTH-COM and MBA-411. | splash-guards-f78.jpg
SKU: ROSCBTH-BUC | Roscoe Medical Gray Commode Bucket with Handle and Cover | These buckets are used with BTH-31C, BTH-RD31, BTH-COM and MBA-411 | gray-commode-bucket-with-handle-and-cover-e72.jpg
SKU: ROSCRSLD-EA | Roscoe Medical Replacement Toilet Round Seat with Lid | Compatible with Roscoe Bariatric Commode BTH-HV31 | replacement-toilet-round-seat-with-lid-067.jpg
SKU: ROSCSLD-EA | Roscoe Medical Toilet Seat With Lid Elongated | Compatible with Roscoe BTH-31C, BTH-RD31, BTH-COM and MBA-411 | toilet-seat-with-lid-elongated-b84.JPG
SKU: ROSCBTH-SMBUC | Roscoe Medical Small Commode Bucket with Handle | 6" Depth. Compatible with Roscoe Three-In-One Folding Commode BTH-FLCOM | small-commode-bucket-with-handle-043.jpg
SKU: DRVRTL22600 | Drive Medical Heavy Duty Locking Raised Toilet Seat 5" | The Drive Medical Bariatric Raised Toilet Seat is designed for anyone who has difficulty bending, sitting, or standing up while using the toilet. Extra strong and durable, this Bariatric Toilet Seat supports a weight capacity of 600lbs. The Raised Toilet Seat locks securely on almost any toilet seat, both Standard and Elongated, and tool-free installation is quick and simple. Crafted from reliable heavy-molded plastic, the Bariatric Raised Toilet Seat is lightweight, portable, and easy to clean. Feel safe, confident, and comfortable in the Drive Medical Bariatric Raised Toilet Seat. | heavy-duty-locking-raised-toilet-seat-5-c9d.jpg
SKU: DRV12116-3 | Drive Medical 16" Knurled Grab Bar | 16" Knurled grab bar, retail has replaced 12116, chrome | 16-knurled-grab-bar-79d.jpg
SKU: NOVA8018PC-R | Nova 18 inch Wall Grab Bar in Ivory | The 18 inch Wall Grab Bars are ivory powder-coated and can be used horizontally or verticallyThey come complete with mounting hardware and have a 250 lb. weight capacityThey have a 1.5" wall stand off, 2.5" fixed flange, rubber gaskets, and 1" diameter of tubingAvailable in Chrome and White | 18-inch-wall-grab-bar-in-ivory-538.jpg
SKU: DMI802-1203-0300 | Mabis DMI Extra Wide Heavy Duty Drop Arm Steel Commode | Easy to use with pull-pin release mechanism that drops the support arm below seat level for easy, unobstructed lateral transfers. | extra-wide-heavy-duty-drop-arm-steel-commode-a0a.jpg
SKU: MAB521-1810-9602 | Briggs Healthcare Toilet Safety Arm Support | Designed to provide safe support when lowering to and raising from the toilet seat. | toilet-safety-arm-support-6fc.jpg
SKU: DRV11148-1 | Drive Medical Folding Steel Bedside Commode | The Drive Medical Folding Steel Bedside Commode easily opens and folds, and will fold flat for convenient storage and transportation. The easy to use snap buttons allows this commode to open and fold in seconds. The durable plastic snap on seat and lid with the grey powder coated steel welded construction increase strength and durability. It comes with plastic arms for added comfort and safety. Comes complete with 12 qt. commode bucket with carry handle, cover and splash shield. | folding-steel-bedside-commode-25a.jpg
SKU: DRV11125PSKD-1 | Drive Medical Steel Drop Arm Bedside Commode with Padded Seat and Arms | The deluxe steel drop arm bedside commode by Drive Medical is designed to meet your needs. The frame can be configured to be used as a bedside commode, toilet safety frame, elevated toilet seat or over your existing toilet. The tool free removable back makes configuring the commode easy for any application. The padded seat provides a comfortable place to rest on when sitting and the padded arm rests indicate a safe place to grab making sitting and standing easier. For consumers using a wheelchair the tool free drop arms makes lateral transfer to and from this commode easy and safe. The drop arms feature a large, easy to push release lever which is great for users with limited finger or hand dexterity. The push button height adjustable legs makes sizing a breeze allowing this commode to be used as an elevated toilet seat. In addition to comfort this commode can be disassembled with out tools making storage and travel convenient. The grey power coated steel welded construction ensures strength and durability able to hold up to 300 lbs. The product comes complete with a snap on seat and lid, 12-quart commode bucket with cover and convenient carry handle, plus splash guard. The product is protected by a limited lifetime warranty. | steel-drop-arm-bedside-commode-with-padded-seat-and-arms-4d9.jpg
SKU: DRV11135-1 | Drive Medical Bariatric Drop Arm Bedside Commode Chair | Able to withstand a weight capacity of 1000 lbs., this heavy-duty bariatric commode by Drive Medical is designed with the extra space and comfort you need. Featuring a deeper and wider seat as well as padded arms and backrest this commode is great for everyday use. The armrests provide a comfortable place to rest on when sitting and indicate a safe place to grab, making sitting and standing easier. For consumers using a wheelchair the tool free drop arms makes lateral transfer to and from this commode easy and safe. The grey powder coated steel construction provides strength, and comes complete with an extra-large commode bucket that can be removed. The product is protected by a limited lifetime warranty. | bariatric-drop-arm-bedside-commode-chair-92e.jpg
SKU: SAMP555358 | Sammons Preston Padded Commode Cushion with Cutout | Padded Commode Cushion with Cutout. | padded-commode-cushion-with-cutout-9be.jpg
SKU: SAMP554864 | Moen Toilet Safety Rail | Moen Toilet Safety Rail has two armrests for maximum stability while using the bathroom. The rustproof finish is extremely easily to clean. Meeting the American Disabilities Act Specifications, the armpads are also comfortable. | toilet-safety-rail-60e.jpg
SKU: SAMPA92418 | Sammons Preston Carex Toilet Safety Frame | Adjustable frame provides a secure hand grip during transfers. | carex-toilet-safety-frame-e5d.jpg
SKU: BJP612011919-S | Big John Short Swivel Toilet Support | The Big John Toilet Support mounts underneath the toilet bowl working in conjunction with the existing wall carrier to redistribute the weight and increasing the weight capacity from 350 lbs to over 1000 lbs. | short-swivel-toilet-support-419.jpg
SKU: CRXHB307-00 | Carex Health Care Products Carex Toilet Seat Elevator Round Shape | The Round Toilet Seat Elevator works in conjunction with your existing toilet seat and lid for a less clinical look.Add 3 1/2" to the height of any round toilet and use your existing toiled seat with this toiled seat elevator | carex-toilet-seat-elevator-round-shape-893.jpg
SKU: SNM30260 | Guardian Locking Raised Toilet Seat | The Guardian Locking Raised Toilet Seat is designed for those who have special needs in standing or sitting to use the toilet. Comes standard with a locking mechanism for added stability. | locking-raised-toilet-seat-758.jpg
SKU: BEM3L2150T | Bemis Medic Aid Heavy Duty Plastic Toilet Seat Elongated Size | Open front with cover, elongated, heavy-duty, injection molded solid plastic toilet seat. | medic-aid-heavy-duty-plastic-toilet-seat-elongated-size--8d4.png
SKU: BJP612011919 | Big John Toilet Support Swivel in White | Wall-hung china toilet bowls are only rated to support up to 300 lbs. With the toilet support, you can now increase the weight capacity of a wall-mounted toilet to 1,000 lbs., and avoid lawsuits. The support installs in minutes under most manufacturer's wall-mounted toilet, providing additional vertical support. The toilet support helps maintain the ability to clean the floor under wall-mounted fixtures with a specially engineered, extra-wide leg base which can be raised up to 4" off the floor for cleaning access. The toilet support is made of high impact ABS with the carriage and foot made of a chemical and stain resistant flexible PVC that forms to the contour of the toilet. The adjustment threaded rod is made of plated steel. Shown with the Big John Toilet Seat installed on the fixture. | toilet-support-swivel-in-white-f02.jpg
SKU: BJP2445646-2CR | Big John Elongated Closed Front Toilet Seat with Cover in Cream | The Big John Toilet Seat fits on any standard toilet, round or elongated. Its large bumpers provide an anti-slip grip. Perfect for people with bad knees, back or hips as well as those who needs extra stability in their toilet seat, and anyone who wants a more comfortable toilet seat. | elongated-closed-front-toilet-seat-with-cover-in-cream-9ca.jpg
SKU: BJP2445263-3W | Big John Elongated Open Front Toilet Seat with Cover in White | The Big John Toilet Seat & the Big John Standard Toilet Seat are great for everyone. They are ideal for people who are larger framed and the Big and Tall / Plus Size consumer. They are perfect for senior citizens and the physically impaired as well as anyone who just wants a more comfortable toilet seat.Stylish, ergonomic design has a more comfortable opening and a luxuriously contoured sitting surface that is roomier than any other toilet seat on the market.Engineered tough for long lasting durability and made from high impact ABS that is both stain and chemical resistant | elongated-open-front-toilet-seat-with-cover-in-white-fe4.jpg
SKU: BJP6-W | Big John Standard Closed Front Raised Toilet Seat with Cover | The Big John Toilet Seat & the Big John Standard Toilet Seat are great for everyone. They are ideal for people who are larger framed and the Big and Tall / Plus Size consumer. They are perfect for senior citizens and the physically impaired as well as anyone who just wants a more comfortable toilet seat.Stylish, ergonomic design has a more comfortable opening and a luxuriously contoured sitting surface that is roomier than any other toilet seat on the market.Engineered tough for long lasting durability and made from high impact ABS that is both stain and chemical resistant | standard-closed-front-raised-toilet-seat-with-cover-b56.jpg
SKU: NOVA8351 | Nova Raised Toilet Seat with Detachable Arms | Adds 5" to the height of the toilet seat to aid in sitting and rising Front locking mechanism for easy installation | raised-toilet-seat-with-detachable-arms-9f2.jpg
SKU: NOVA8353 | Nova Raised Toilet Seat with Detachable Arms | Adds 5" to the height of the toilet seat to aid in sitting and rising Front locking mechanism for easy installation. | raised-toilet-seat-with-detachable-arms-e6d.jpg
SKU: MAB521-9804-9601 | Briggs Healthcare HealthSmart Toilet Safety Arm Support With BactiX | Helps protect against the growth of harmful germs with the power of a unique blend of natural antimicrobials.Continuous protection against odors, molds and stains, as well as E. coli and staph. Effective for lifetime of the product. | healthsmart-toilet-safety-arm-support-with-bactix-01b.jpg
SKU: DMI802-1810-9601 | Briggs Healthcare Toilet Safety Arm Supports | Designed to provide safe support when lowering to and raising from the toilet seat, Constructed of anodized, rust- resistant, aluminum tubing. | toilet-safety-arm-supports-0bd.jpg
SKU: MAB520-1213-1900 | Briggs Healthcare Drop-Arm Steel Commode | Features pull-pin release mechanism that drops the padded support arms below seat level for easy, unobstructed lateral transfers. | drop-arm-steel-commode-784.jpg
SKU: MAB520-1210-1900 | Briggs Healthcare 12-Quart Pail W/ Lid & Wire Handles | 12-Quart Pail w/ Lid & Wire Handles | 12-quart-pail-w-lid-wire-handles-ce2.jpg
SKU: MAB520-1251-1900 | Briggs Healthcare Replacement Splash Guard | Replacement Splash Guard | replacement-splash-guard-572.jpg
SKU: MAB522-1511-1900 | Briggs Healthcare Hi-Riser Locking Raised Toilet Seat With Arms | Safely raises toilet seat by 5" to help reduce the need to bend. Front locking bracket safely secures seat to most toilet bowls. Lightweight, plastic contoured seat can be used with or without armrests for lateral transfers. | hi-riser-locking-raised-toilet-seat-with-arms-d2e.jpg
SKU: GF6487RA-1 | Lumex Lumex Locking Raised Toilet Seat with Removable Arms - Non-Retail Packaging | Lumex locking raised toilet seat with removable arms -non- retail packaging | #NAME?
SKU: GF6909A-1 | Lumex Everyday Raised Toilet Seat | Everyday raised toilet seat | everyday-raised-toilet-seat-76e.jpg
SKU: GF8164561 | Graham Field Akros D F D Commode Cushion Standard | Akros d.f.d commode cushion - standard | akros-d-f-d-commode-cushion-standard-9b4.jpg
SKU: GF8174561 | Graham Field Akros D.F.D Commode Cushion Submersible | Combination gel-foam cushion provides pressure relief while toileting. | akros-dfd-commode-cushion-submersible-a08.jpg
SKU: DRVRTL11148KDR | Drive Medical Folding Bedside Commode with Bucket and Splash Guard | The deluxe folding bedside commode by Drive Medical is designed to meet your needs. The frame can be configured to be used as a bedside commode, toilet safety frame, elevated toilet seat or over your existing toilet. The tool free removable back makes configuring the commode easy for any application. The armrests provide a comfortable place to rest on when sitting and indicate a safe place to grab making sitting and standing easier. The push button height adjustable legs makes sizing a breeze allowing this commode to be used as an elevated toilet seat. In addition to comfort this commode can be folded with out tools making storage and travel convenient. The blue power coated steel welded construction ensures strength and durability able to hold up to 350 lbs. The product comes complete with a snap on seat and lid, 12-quart commode bucket with cover and convenient carry handle, plus splash guard. The product is protected by a limited lifetime warranty. | folding-bedside-commode-with-bucket-and-splash-guard-629.jpg
SKU: DRV12014 | Drive Medical Raised Toilet Seat | This elevated toilet seat by Drive Medical fits most standard and elongated toilets. The lock ensures a tight fit providing additional safety and added feeling of security. A wide opening in the front and back allow for worry-free personal hygiene. The elevated seat will help individuals who need a boost sitting down or standing up from the toilet. For consumers using a wheelchair this product allows for easy transfer to and from the raised toilet seat. The product is protected by a limited lifetime warranty. | raised-toilet-seat-79a.jpg
SKU: DRV12008KDR | Drive Medical Raised Toilet Seat with Removable Padded Arms | Drive Medical has manufactured this elevated toilet seat with you in mind. The tool-free removable padded arms allows this product to be used in a wide range or different bathroom configurations, and makes storage of this item easy. The heavy-duty molded plastic construction ensures adequate strength and durability. A clamping mechanism locks safely and securely onto your toilet to prevent shifting of the seat while transferring to and from this product. The elevated seat and padded arms will help individuals who need a boost sitting down or standing up from the toilet. For consumers using a wheelchair tool free removable arms allow for easy transfer to and from the raised toilet seat. | raised-toilet-seat-with-removable-padded-arms-acf.jpg
SKU: DRVRTL12027RA | Drive Medical Elevated Raised Toilet Seat with Removable Padded Arms | This elevated toilet seat by Drive Medical ensures you a safer and more secure fit than ever. The newly designed locking device is engineered to fit securely on almost any toilet. Heavy-duty molded plastic construction allows the product to remain lightweight without sacrificing strength and durability. It's comfortable padded arms are versatile, and can be removed without tools making transfer easy. The elevated seat and padded arms will help individuals who need a boost sitting down or standing up from the toilet. The product is protected by a limited lifetime warranty. | elevated-raised-toilet-seat-with-removable-padded-arms-8c4.jpg
SKU: DRV12001-4 | Drive Medical Toilet Safety Frame | Toilet safety frame, assembled, white | toilet-safety-frame-67d.jpg
SKU: DRVRTL12036-ADJ | Drive Medical Adjustable Height Bathtub Grab Bar Safety Rail | This Adjustable Height Bathtub Grab Bar Safety Rail by Drive Medical was designed to fit just about any style of bathtub. The attractive white powder coated steel frame is durable and aesthetically pleasing. The grip bar adjusts from 14" to 17" allows you to find the perfect height for your needs. The angle of the grab bar is parallel to the shower wall. The adjustable width clamp attaches by turning the locking mechanism which tightens the rubber pads on all bath tub contact points. The rubber pads prevents scratching of the tubs surface and ensure a secure fit. The Bathtub Grab Bar Safety Rail is easy to install without needing tools. Please note this safety rail is not for use on fiberglass tubs. | adjustable-height-bathtub-grab-bar-safety-rail-31c.jpg
SKU: GF6465A-1 | Lumex Versaframe Toilet Safety Rail in Brown Box Adjustable Height | Lumex versaframe toilet safety rail in brown box, adjustable height. | versaframe-toilet-safety-rail-in-brown-box-adjustable-height--5c9.jpg
SKU: GF6492A | Lumex Versa Height Raised Toilet Seat 2 Rear Locking Brackets | Features four, clip-on brackets that fit most toilets, Angle and height are adjustable to maximize comfort and reduce bending and patient effort required. | versa-height-raised-toilet-seat-2-rear-locking-brackets--a61.jpg
SKU: GFRP20790-6 | Lumex Large Capacity Commode Pail | Lumex Large Capacity Commode Pail | large-capacity-commode-pail-d9d.jpg
SKU: CM1045 | Complete Medical Toilet Commode Safety Rail | Toilet Commode Safety Rail | toilet-commode-safety-rail-3ae.jpg
SKU: ALI10007 | Alimed Action Commode Seat Pad, Split Opening, 18" x 18" x 1" | Action Commode Seat Pads provide comfort and relief from pressure and shear. Hook-and-loop make pads easy to attach. | action-commode-seat-pad-split-opening-18-x-18-x-1-d90.jpg
SKU: SAMPAA2012 | Sammons Preston Devon Deluxe Folding Support Rail | Improved spring mechanism! Support rail folds up against wall when not in use. Larger-diameter 1-1/4" rail provides a secure grip. Attaches to a plate that is fixed to the wall. Spring mechanism reduces effort required to lower and raise rail, and holds it securely out of the way when not needed. 30"-long rail is epoxy-coated steel tube. Hardware not included. | devon-deluxe-folding-support-rail-8db.jpg
SKU: SAMP557477 | Homecraft Homecraft Bariatric Steel Toilet Surround | Height-adjustable, sturdy toilet surround made of epoxy-coated steel. Handgrips included for added comfort and to assist the user in standing. | homecraft-bariatric-steel-toilet-surround-000.jpg
SKU: SAMP567082 | Sammons Preston Toilet Safety Arm Support Toilet Safety Arm Support | Constructed of anodized, rust-resistant aluminum tubing. | toilet-safety-arm-support-toilet-safety-arm-support-fce.jpg
SKU: SAMP6473 | Sammons Preston Raised Toilet Seat with Handles | Standard, unpadded seat with circular polyethylene splash guard has brackets that can adjust in width 2.5"-5.5". Designed to fit regular and elongated bowls. Padded armrests are 7-1/2"H, 18" apart and made of 7/8" anodized aluminum tubing. Holds up to 250 lbs. Latex free. | raised-toilet-seat-with-handles-abe.jpg
SKU: BJP24456461W | Big John Big John Toilet Seat with Cover White | Adding comfort, support, and safety, the Big John Toilet Seat offers a pleasant bathroom experience for just about anyone in need of a better seat. The seat is engineered tough for long-lasting durability and made from the highest-grade plastic that is resistant to chemicals and stains.The Big John Toilet Seat has a stylish, ergonomic design that creates a larger, more comfortable opening and a luxuriously contoured sitting surface that is roomier than any other competing toilet seat manufactured today. Built using the highest grade of ABS plastic, the seat is both stain and chemical resistant for easy maintenance and greater hygiene. Stainless steel hinges provide durable, unbreakable strength where most other comparable seats fail.The Big John Toilet Seat is uniquely engineered to perfectly fit around nearly any standard toilet with a round or elongated bowl. For incomparable stability, the seat features synthetic rubber bumpers that grip the porcelain bowl to keep it from any unwanted shifting, ensuring greater safety. The bumpers also raise the seat an extra 2.5 inches. The seat meets ADA compliant regulation #4.23 ADAAG and has a maximum capacity of over 1,200 pounds.4MD Medical is committed to providing patients, doctors, nursing home staff, and other health care facility specialists durable, reliable medical tools and supplies from some of the best manufacturers in the industry. Our team is trained to deliver superior service and prioritize your satisfaction, and with a constantly growing line of products, we are always prepared to help you find exactly what you need to provide efficient care.All of our products come at greatly reduced prices, ensuring that you can keep more money in your pocket and focus on providing great health care. We even offer free shipping on all qualifying orders over $250 for added savings. If you have any questions or need help finding a particular product, please feel free to contact us by filling out our contact form or giving us a call at (877) 463-5818. Shop and save today on a Big John Toilet Seat of your very own. | big-john-toilet-seat-with-cover-white-393.jpg
SKU: MKS78463500 | McKesson Raised Toilet Seat with Armrests White 250 lbs. | SunmarkÂ® Locking Raised Toilet Seat with Padded Armrest. | raised-toilet-seat-with-armrests-white-250-lbs--d70.jpg
SKU: MKS78473500 | McKesson Raised Toilet Seat Sunmark White 250 lbs. | Raised Toilet Seat Sunmark White 250 lbs. | raised-toilet-seat-sunmark-white-250-lbs--a3e.jpg
SKU: MKS78483500 | McKesson Sunmark Bath Tub Grab Bar 6W X 14H Inch White | Sunmark Bath Tub Grab Bar 6W X 14H Inch White,. | sunmark-bath-tub-grab-bar-6w-x-14h-inch-white--ddc.jpg
SKU: CRXHB303-00 | Carex Health Care Products E-Z Lock Raised Toilet Seat With Adjustable Armrests | The E-Z Lock Raised Toilet Seat with Adjustable Arms assists those with bending or sitting difficulties by adding 5"Â€Â of height to the toilet seat.The easy-to-use locking mechanism secures the raised toilet seat to the toilet bowl. The smooth contour seat has built-in hand grips for easy handling and is lightweight and easy to clean. This model comes with adjustable armrests from 18" - 20". Fits most toilets. | e-z-lock-raised-toilet-seat-with-adjustable-armrests-153.jpg
SKU: CRXHB358-00 | Carex Health Care Products Toilet Safety Frame | The Toilet Safety Frame allows users to safely sit or stand at the toilet. This easy to assemble safety frame features Hypalon cushion grips for added comfort and stability.It is height adjustable and the width adjusts from 18 - 20" to fit most toilets. | toilet-safety-frame-53b.jpg
SKU: SNM30270A | Sunrise Medical Locking Elevated Toilet Seat Warms | Locking Raised Toilet Seats: Raises seat height 5" above the toilet. Easy-to-use locking system requires no tools and fits most toilets. Ergonomically correct seating surface for extra comfort. Available with wraparound foam padded armrests for a sure grip, comfort and support. Lightweight polypropylene resin is easy to clean. | locking-elevated-toilet-seat-warms-43e.jpg
SKU: CRXHB356CO | Carex Health Care Products Toilet Safety Frame, Brown Box | Bolts securely to the toilet to provide security and stability while positioning on or off the toilet. Made of 1" anodized aluminum tubing with skid-resistant rubber tips. Lifetime limited warranty. Specifications: Height adjusts in 1" increments from 27.5" - 31.5" â€¢ Width adjusts from 17" - 19.5" , Dimensions: 20.5"W x 17.5"D x 27.5"H, Weight Capacity: 300 lb. | toilet-safety-frame-brown-box-ea4.jpg
SKU: BEM2L2050T | Bemis Medic-Aid Heavy-Duty Plastic Toilet Seat, Open Front with Cover Style, Round | Open front with cover, round, heavy-duty, injection molded solid plastic toilet seat. Features two large 2â€ lift bumpers, check hinges with noncorrosive 300 Series stainless steel posts and pintles and STA-TITE Commercial Fastening System Seat contains DuraGuard Antimicrobial Built-In Seat Protection. This seat complies with American National Standard Z124.5 Toilet (Water Closet) Seats as a class Commercial Heavy Duty. | medic-aid-heavy-duty-plastic-toilet-seat-open-front-with-cover-style-round-7c7.png
SKU: BEM3L2050T | Bemis Medic-Aid Heavy-Duty Plastic Toilet Seat, Open Front with Cover Style | Open front with cover, round, heavy-duty, injection molded solid plastic toilet seat. Features two large 3â€ lift bumpers, check hinges with noncorrosive 300 Series stainless steel posts and pintles and STA-TITE Commercial Fastening System. Seat contains DuraGuard Antimicrobial Built-In Seat Protection. This seat complies with American National Standard Z124.5 Toilet (Water Closet) Seats as a class Commercial Heavy Duty. | medic-aid-heavy-duty-plastic-toilet-seat-open-front-with-cover-style-339.png
SKU: BEM4LE | Bemis Heavy-Duty Lift For Toilet Seat Lift/Riser Style Elongated Size | Elongated, heavy-duty, hollow core plastic lift for toilet seats (purchased separately). Provides 4â€ of additional height above rim once seat is installed. | heavy-duty-lift-for-toilet-seat-lift-riser-style-elongated-size-7c9.png
SKU: BEM4LR | Bemis Heavy-Duty Lift For Toilet Seat, Lift/Riser Style, Round | Round, heavy-duty, hollow core plastic lift for toilet seats (purchased separately). Provides 4â€ of additional height above rim once seat is installed. Features 300 Series stainless steel offset mounting bracket and hardware. Bracket allows for both lift and seat to be raised to a vertical position for cleaning. Lift contains DuraGuard Antimicrobial Built-In Seat Protection. | heavy-duty-lift-for-toilet-seat-lift-riser-style-round-f40.png
SKU: BEM3L2050T | Bemis Medic-Aid Heavy-Duty Plastic Toilet Seat, Open Front with Cover Style | Open front with cover, round, heavy-duty, injection molded solid plastic toilet seat. Features two large 3â€ lift bumpers, check hinges with noncorrosive 300 Series stainless steel posts and pintles and STA-TITE Commercial Fastening System. Seat contains DuraGuard Antimicrobial Built-In Seat Protection. This seat complies with American National Standard Z124.5 Toilet (Water Closet) Seats as a class Commercial Heavy Duty. | medic-aid-heavy-duty-plastic-toilet-seat-open-front-with-cover-style-339.png
SKU: NOVA8342-R | Nova Raised Toilet Seat | Bolts directly to the toilet for added safety, Adds 3.5" to the height of the toilet seat to aid in sitting and rising. | raised-toilet-seat-c78.jpg
SKU: NOVA8341-R | Nova Elongated Raised Toilet Seat | Unlike most elevated seat aids, the 8341-R allows the original seat lid to be used Installs easily. | elongated-raised-toilet-seat-47c.jpg
SKU: PMI413 | Probasics Drop Arm Commode 14â€ x 16â€ Grey | Drop Arm Commode 14â€ x 16â€ Grey. | drop-arm-commode-14-x-16-grey--8a2.jpg
SKU: SAMP567057 | Sammons Preston High Rise Soft Touch Seat | Vinyl-covered padded toilet seat and lid. Seat has 2-1/2" of padding for increased comfort while sitting. Attaches directly to toilet bowl using the bolts from the original toilet seat. | high-rise-soft-touch-seat-083.jpg
SKU: IPUTSF12 | IPU Toilet Safety Frames | The versatile toilet safety frame can function as toilet side rails, a toilet seat raiser, a shower stool or a commode. | toilet-safety-frames-8e3.jpg
SKU: DMI641-2571-0000 | Mabis DMI Hinged Elevated Toilet Seat Riser Standard | Unique hinged design allows it to be raised and lowered like a regular toilet seat, Installs easily using the existing toilet seat and lid and does not appreciably change the appearance of the toilet. | hinged-elevated-toilet-seat-riser-standard-657.jpg
SKU: DMI641-2571-0005 | Mabis DMI Hinged Elevated Toilet Seat Riser Elongated | Unique hinged design allows it to be raised and lowered like a regular toilet seat, Installs easily using the existing toilet seat and lid and does not appreciably change the appearance of the toilet. | hinged-elevated-toilet-seat-riser-elongated-43f.jpg
SKU: CMRB364 | Carex Health Care Products Universal Toilet Paper Holder for Commodes | Conveniently attaches with one hand, no tools required. Fits all standard tube frame commodes, avoiding wall mounting damage. Easy installation of toilet paper and convenient access. If bumped, will swing away to reduce the risk of injury or breakage. | universal-toilet-paper-holder-for-commodes-e54.jpg
SKU: IPUTSF12 | IPU Toilet Safety Frames | The versatile toilet safety frame can function as toilet side rails, a toilet seat raiser, a shower stool or a commode. | toilet-safety-frames-8e3.jpg
SKU: IPUTSF12 | IPU Toilet Safety Frames | The versatile toilet safety frame can function as toilet side rails, a toilet seat raiser, a shower stool or a commode. | toilet-safety-frames-8e3.jpg
SKU: ALI79715 | Alimed Commode Liner | Sani-Bag Commode Liners Reduce the spread of infection: no more splashing of urine and feces while staff sprays and cleans dirty commode pails! Waste is immediately gelled and odor neutralized when it reaches the liner. Fits any standard-sized commode pail. Good for 3-5 uses and biodegradable! Seals with adhesive strip. Only takes 30 seconds to lift bag out, zip, and toss versus ten minutes to wash a pail. | commode-liner-1f6.jpg
SKU: REVMBA-431 | Revolution Mobility Toilet Seat Raiser With Arms | Eases the difficulty of sitting down and standing up. Arms included for extra safety. Front clamping. | toilet-seat-raiser-with-arms-d53.jpg
SKU: CRXHB306-00 | Carex Health Care Products Toilet Seat Elevator Elongated Shape | The Elongated Toilet Seat Elevator works in conjunction with your existing toilet seat and lid for a less clinical look. The elevator assists users with bending or sitting difficulties by adding 3 1/2" to the height of the toilet seat.Fits most elongated toilets. | toilet-seat-elevator-elongated-shape-0bb.jpg
SKU: CRXHB310-00 | Carex Health Care Products Raised Toilet Seat | The Raised Toilet Seat assists those with bending or sitting difficulties by adding 5"Â of height to the toilet seat. | raised-toilet-seat-269.jpg
SKU: BEM2L2155T | Bemis Medic Aid Heavy - Duty Plastic Toilet Seat | Open front less cover, elongated, heavy-duty, injection-molded solid plastic toilet seat. Features two large 2" lift bumpers, check hinges with non-corrosive 300 Series stainless steel posts and pintles and STA-TITECommercial Fastening System Seat contains DuraGuard Antimicrobial Built-In Seat Protection. This seat complies with American National Standard Z124.5 Toilet (Water Closet) Seats as a class Commercial Heavy Duty. | medic-aid-heavy-duty-plastic-toilet-seat-3cd.png
SKU: BEM2L2055T | Bemis Medic-Aid Heavy-Duty Plastic Toilet Seat, Open Front less Cover, Round | Open front less cover, round, heavy-duty, injection molded solid plastic toilet seat. Features two large 2â€ lift bumpers, check hinges with non-corrosive 300 Series stainless steel posts and pintles and STA-TITE Commercial Fastening System Seat contains DuraGuard Antimicrobial Built-In Seat Protection. This seat complies with American National Standard Z124.5 Toilet (Water Closet) Seats as a class Commercial Heavy Duty. | medic-aid-heavy-duty-plastic-toilet-seat-open-front-less-cover-round-89f.png
SKU: BEM3L2155T | Bemis Medic-Aid Heavy-Duty Plastic Toilet Seat, Open Front less Cover, Elongated | Open front less cover, elongated, heavy-duty, injection molded solid plastic toilet seat. Features two large 3" lift bumpers, check hinges with non-corrosive 300 Series stainless steel posts and pintles and STA-TITE Commercial Fastening System. Seat contains DuraGuard Antimicrobial Built-In Seat Protection. This seat complies with American National Standard Z124.5 Toilet (Water Closet) Seats as a class Commercial Heavy Duty. | medic-aid-heavy-duty-plastic-toilet-seat-open-front-less-cover-elongated-82f.jpg
SKU: BEM2L2055T | Bemis Medic-Aid Heavy-Duty Plastic Toilet Seat, Open Front less Cover, Round | Open front less cover, round, heavy-duty, injection molded solid plastic toilet seat. Features two large 2â€ lift bumpers, check hinges with non-corrosive 300 Series stainless steel posts and pintles and STA-TITE Commercial Fastening System Seat contains DuraGuard Antimicrobial Built-In Seat Protection. This seat complies with American National Standard Z124.5 Toilet (Water Closet) Seats as a class Commercial Heavy Duty. | medic-aid-heavy-duty-plastic-toilet-seat-open-front-less-cover-round-89f.png
SKU: BEMMA2100T | Bemis Medic-Aid Heavy-Duty Plastic Toilet Seat, Closed Front with Cover, Elongated | Closed front with cover, elongated, heavy-duty, injection molded solid plastic toilet seat. Features four molded-in bumpers, stainless steel side arms with textured plastic grips with ï¬ nger grooves, check hinges with non-corrosive 300 Series stainless steel posts and pintles and STA-TITE Commercial Fastening System. Seat contains DuraGuard Antimicrobial Built-In Seat Protection. This seat complies with American National Standard Z124.5 Toilet (Water Closet) Seats as a class Commercial Heavy Duty. Side arms ADA tested to 250 pounds. | medic-aid-heavy-duty-plastic-toilet-seat-closed-front-with-cover-elongated-add.png
SKU: BEM2L2150T | Bemis Medic-Aid Heavy-Duty Plastic Toilet Seat, Open Front with Cover, Elongated | Open front with cover, elongated, heavy-duty, injection molded solid plastic toilet seat. Features four large 2" lift bumpers, check hinges with non-corrosive 300 Series stainless steel posts and pintles and STA-TITE Commercial Fastening System Seat contains DuraGuard Antimicrobial Built-In Seat Protection. This seat complies with American National Standard Z124.5 Toilet (Water Closet) Seats as a class Commercial Heavy Duty. | medic-aid-heavy-duty-plastic-toilet-seat-open-front-with-cover-elongated-536.jpg
SKU: BEMMA2155T | Bemis Elongated Open Front Safety Toilet Seat Less Cover With DuraGuardÂ® And Hand Rails | STA-TITE Commercial Fastening System reduces installation time and eliminates callbacks for loose seats. DuraGuard antimicrobial with properties built in to protect the seat from the growth of micro-organisms. ADA tested stainless steel safety side arms | elongated-open-front-safety-toilet-seat-less-cover-with-duraguardreg-and-hand-rails-53f.jpg
SKU: BEMMA2055T | Bemis Medic-Aid Heavy-Duty Plastic Toilet Seat, Open Front less Cover, Round | Open front less cover, round, heavy-duty, injection molded solid plastic toilet seat. Features two molded-in bumpers, stainless steel side arms with textured plastic grips with ï¬nger grooves, check hinges with non-corrosive 300 Series stainless steel posts and pintles and STA-TITE Commercial Fastening System. Seat contains DuraGuard Antimicrobial Built-In Seat Protection. This seat complies with American National Standard Z124.5 Toilet (Water Closet) Seats as a class Commercial Heavy Duty. Side arms ADA tested to 250 pounds. | medic-aid-heavy-duty-plastic-toilet-seat-open-front-less-cover-round-2d5.jpg
SKU: DMI520-1247-1900 | Mabis DMI Vinyl Cushion Toilet Seat Riser 4" | Easily fits most standard size toilet seats. | vinyl-cushion-toilet-seat-riser-4-0a0.jpg
SKU: DMI520-1246-1900 | Briggs Healthcare DMI Vinyl Cushion Toilet Seat Riser 2 inch | DMI Vinyl Cushion Toilet Seat raises the toilet seat height by 2" | dmi-vinyl-cushion-toilet-seat-riser-2-inch-130.jpg
SKU: MAB522-1508-1900HS | Briggs Healthcare HealthSmart Deluxe Plastic Toilet Seat Riser White 14.5" x 15" x 5" | This elevated toilet seat will add 5 inches height to your current toilet seat, making it much easier to sit down and get up. | healthsmart-deluxe-plastic-toilet-seat-riser-white-145-x-15-x-5-0a5.png
SKU: REVMBA-430 | Revolution Mobility Toilet Seat Raiser Without Arms, 450 lbs | Eases the difficulty of sitting down and standing up. Available with arms for extra safety. Front clamping. Easy to clean. | toilet-seat-raiser-without-arms-450-lbs-032.jpg
SKU: GF6497A | Lumex Multi Position Open Padded Raised Toilet Seat | Unique open seat promotes patient independence and facilitates perineal cleaning and bowel training. Seat can be rotated to from front to either side or rear mounting for maximum access to perineal area. Thick, heat-sealed padded seat is ideal for patients with circulatory problems or patients who need additional comfort. | multi-position-open-padded-raised-toilet-seat-92a.jpg
SKU: IPUTSF12 P | IPU Toilet Safety Frames | The versatile toilet safety frame can function as toilet side rails, a toilet seat raiser, a shower stool or a commode. | toilet-safety-frames-fe3.jpg
SKU: NOVA8200 | Nova Toilet Safety Rails | The toilet safety rails have a one piece mounting design for easy width adjustment. The rails bolt securely to the toilet. | toilet-safety-rails-7e2.jpg
SKU: GF6460A | Lumex Versaframe Toilet Safety Rail Adjustable Height | Lumex versaframe toilet safety rail, adjustable height is designed to add support and enhance safety while toileting | versaframe-toilet-safety-rail-adjustable-height-855.jpg
SKU: CMRB310 | Carex Health Care Products Raised Toilet Seat 5 1/2 High | Raised Toilet Seats are a must for anyone with bending or sitting difficulties. Carex Raised Seats are available in multiple heights, with and with out arms, elevators, hinged and locking options to accommodate all needs. | raised-toilet-seat-5-1-2-high-142.jpg
SKU: NOVA8351-R | Nova Raised Toilet Seat with Detachable Arms | The Raised Toilet Seat with Arms (8351) assists with getting on and off the toilet. It adds 5" height to the toilet and padded arms for support and comfort. The arms also come push button detachable for travel and storage. | raised-toilet-seat-with-detachable-arms-433.jpg
SKU: NOVA8200 | Nova Toilet Safety Rails | The toilet safety rails have a one piece mounting design for easy width adjustment. The rails bolt securely to the toilet. | toilet-safety-rails-7e2.jpg
SKU: IPUSG007 | IPU Deluxe Splash Guard | The Deluxe Splash Guard was designed exclusively for use on the IPU open-front deluxe seats.(This is an accessory for the Deluxe Open Front Soft Seat Only). | deluxe-splash-guard-660.jpg
SKU: NOVA8300 | Nova Raised Toilet Seat Adjustable | The Raised Toilet Seat Adjustable (8300) assists with getting on and off the toilet by raising the toilet seat from 2" â€“ 5.5" with 5 adjustment notches. | raised-toilet-seat-adjustable-383.jpg
SKU: INV1392KD | Invacare Toilet Safety Frame Knock Down Design | The Invacare Toilet Safety Frame is made from anodized non-corrosive one-inch aluminum tubing. The arms fold back for cleaning and easily removes for transfers. Armrests provide secure hand support. Frame is made of anodized, non-corrosive 1" aluminum tubing. | toilet-safety-frame-knock-down-design-2a5.jpg
SKU: INV1300RTS | Invacare Raised Toilet Seat | InvacareÂ® Toilet Safety Products, including raised toilet seats with and without arms, and toilet safety frames, make the bathroom a safer environment for individuals with special needs. Contoured seat for internal rotation of hips and ample depth of front recess makes hygiene performance more convenient. | raised-toilet-seat-cef.jpg
SKU: INV1301RTS | Invacare Clamp On Raised Toilet Seat Without Arms | The Invacare Raised Toilet Seat offers a seat that provides more stability for the user. Recommended for use with toilet safety frame. Clamp-On mechanism tightens easily with one hand. Comfortable, contoured seat is made of easy-to-clean, durable molded composite. | clamp-on-raised-toilet-seat-without-arms-603.jpg
SKU: BJP24452634W | Big John Original Toilet Seat Open Front Less Cover White | The Big John Toilet Seat has a longer opening and a luxuriously contoured sitting surface that is roomier than any other toilet seat on the market. The seat is made from the highest grade of ABS plastic which is both stain and chemical resistant. Stainless steel hinges provide unbreakable strength. The Big John Toilet Seat has been uniquely engineered to perfectly fit either a round or elongated toilet bowl. This seat has large stabilizing rubber bumpers that literally grip the porcelain bowl and keep the seat from any unwanted shifting. | original-toilet-seat-open-front-less-cover-white-8fa.jpg
SKU: SAMP081570449 | Sammons Preston Buckingham Foldaway Toilet Surround | A fully folding and height-adjustable toilet surround. Designed with folding foot paddles that sit flush to the floor so that the weight of the user standing on them holds the frame firmly in place. | buckingham-foldaway-toilet-surround-ee8.jpg
SKU: BJP2445263-7W | Big John Big John Classic Toilet Seat 7W Narrow | The Big John Classic Toilet seat has a larger, more comfortable opening and a luxuriously contoured sitting surface while still maintaining a standard seat width. | big-john-classic-toilet-seat-7w-narrow-af5.jpg
SKU: HS9185 | Healthstar Toilet Safety Rail | Whether you suffer from arthritis, a bad back or limited mobility for any other reason, you may have a tough time going to the bathroom. This is of course because the majority of toilets are designed for users to squat and sit on. So, what do you do when you can't squat or lift without re-injuring yourself or experiencing discomfort? You get a Healthstar Toilet Safety Rail! Crafted out of strong aluminum and designed to provide both the stability and support you need while lowering yourself onto and rising from the toilet seat, this safety rail has the potential to simplify your bathroom visits. Since it is incredibly easy to use, universally compatible and fully adjustable, our toilet safety rail is the top choice among the elderly, among certified home caregivers, among nurses and among those who recently had a surgery. Better yet, if a cleaning is required, simply wipe the toilet safety rail with a damp cloth. That's right. Cleaning is easy too! Going potty with limited mobility has never been easier, safer or more convenient. | toilet-safety-rail-ca2.jpg
SKU: DRV12402C | Drive Medical Seat Rizer with Removable Arms For Standard Toilets - Open Box Special | All Open Box products are inspected to be sure they're in working order, and are backed by a 30-day warranty for any mechanical defects. Quantities are limited, so take advantage of these one-of-a-kind deal today!This premium seat rizer by Drive Medical is the perfect addition to any standard toilet. It includes removable arms that are molded into the rizer but can be removed without a hassle. The arms feature rubberized grips for added comfort and provide support while standing up or sitting down. The composite construction gives the rizer a contemporary look without skimping on durability. For consumers using a wheelchair tool free removable arms allow for easy transfer to and from the raised toilet seat. The product easily attaches to any standard toilet without tools. | seat-rizer-with-removable-arms-for-standard-toilets-open-box-special--cf5.jpg
SKU: FAB85-0202 | Freedomwand Freedomwand Toilet Tissue Aid | The FreedomWandÂ® helps reduce stress by helping people with limited range of motion take care of their own personal hygiene needs. The four fingers easily grasp toilet tissue, a razor, loofah, or ointment applicator. The easy to use slide button releases tissue into the toilet with little effort.The FreedomWandÂ® comes in three pieces the handle, the extension and the head. The head is 9 inches long and has a slight curve to it to allow for proper reach. Use the FreedomWandÂ® with the handle and head for a total of 14 inches in length or add the extension for 20 inches. An extra extension can be ordered making the total length 25 inches.The head also has four â€œfingersâ€ that extend out of the wand with the slide of a button. When sliding the button back, the fingers go into the wand, securing the item in place. To release an item, just push and slide the button back. It is that easy! The FreedomWandÂ® is made from a polypropylene material, making it very durable and easy to clean. It is also designed with a rinse hole in the head to aid in easy cleaning. | freedomwand-toilet-tissue-aid-2c7.jpg
SKU: SAMP6479 | Sammons Preston Etac Toilet Aid | Spring clip holds toilet tissue. Just squeeze the handle to open | etac-toilet-aid-79d.jpg
SKU: SAMP2031 | Sammons Preston Pant Holder | Easy-to-use hook holds trousers out of the way for self-catheterization. Smooth end of clip can be positioned or secured under the wheelchair cushion, while the hook end attaches to pants waistband. | pant-holder-82d.jpg
SKU: MKS78463500 | McKesson Raised Toilet Seat with Armrests White 250 lbs. | SunmarkÂ® Locking Raised Toilet Seat with Padded Armrest. | raised-toilet-seat-with-armrests-white-250-lbs--d70.jpg
SKU: MKS78473500 | McKesson Raised Toilet Seat Sunmark White 250 lbs. | Raised Toilet Seat Sunmark White 250 lbs. | raised-toilet-seat-sunmark-white-250-lbs--a3e.jpg
SKU: MKS78483500 | McKesson Sunmark Bath Tub Grab Bar 6W X 14H Inch White | Sunmark Bath Tub Grab Bar 6W X 14H Inch White,. | sunmark-bath-tub-grab-bar-6w-x-14h-inch-white--ddc.jpg
SKU: BJPBJBC | Big John The Bariatric Commode Chair | Our commode chair is perfect for bedside use or when a bathroom might be just out of reach. It can be utilized over toilets to give you the height boost you need. | the-bariatric-commode-chair-ae1.png
SKU: BJP6-W | Big John Standard Closed Front Raised Toilet Seat with Cover | The Big John Toilet Seat & the Big John Standard Toilet Seat are great for everyone. They are ideal for people who are larger framed and the Big and Tall / Plus Size consumer. They are perfect for senior citizens and the physically impaired as well as anyone who just wants a more comfortable toilet seat.Stylish, ergonomic design has a more comfortable opening and a luxuriously contoured sitting surface that is roomier than any other toilet seat on the market.Engineered tough for long lasting durability and made from high impact ABS that is both stain and chemical resistant | standard-closed-front-raised-toilet-seat-with-cover-b56.jpg
SKU: MAB520-1251-1900 | Briggs Healthcare Replacement Splash Guard | Replacement Splash Guard | replacement-splash-guard-572.jpg
SKU: SAMP081533025 | Sammons Preston Maddaguard Splash Guard | Directs urine flow towards the toilet. | maddaguard-splash-guard-415.jpg
SKU: ROSC30156 | Roscoe Medical 2 inch Raised Toilet Seat | Roscoe Raised Toilet Seats provide improved safety and functionality for individuals who struggle with the up and down demands of using the bathroom. All Roscoe Toilet Seats are constructed of a heavy duty blow-molded plastic that is durable and easy to clean. Available in retail packaging, Roscoe Raised Toilet Seats offer tool-free assembly. | 2-inch-raised-toilet-seat-240.jpg
SKU: ROSC90077 | Roscoe Medical Bracket for Toilet Safety Frame | Compatible with Toilet Safety Frame ROS-TSFI and ROS-TSF4 | bracket-for-toilet-safety-frame-62e.jpg
SKU: ROSCBTH-RTS | Roscoe Medical Raised Toilet Seat (No Lock) | Roscoe Raised Toilet Seats provide improved safety and functionality for individuals who struggle with the up and down demands of using the bathroom. All Roscoe Toilet Seats are constructed of a heavy duty blow-molded plastic that is durable and easy to clean. Available in retail packaging, Roscoe Raised Toilet Seats offer tool-free assembly. | raised-toilet-seat-no-lock-85b.jpg
SKU: ROSCROS-TSF1 | Roscoe Medical Retail Box Toilet Safety Frame | The Roscoe Toilet Safety Frame provides a safe, stable aid for individuals who struggle with the up and down demands of using the bathroom. Sturdy and lightweight, the tool-free safety frame has a limited lifetime warranty and secures to most toilets with ease. | retail-box-toilet-safety-frame-a70.jpeg
SKU: ROSCROS-TSF1 | Roscoe Medical Retail Box Toilet Safety Frame | The Roscoe Toilet Safety Frame provides a safe, stable aid for individuals who struggle with the up and down demands of using the bathroom. Sturdy and lightweight, the tool-free safety frame has a limited lifetime warranty and secures to most toilets with ease. | retail-box-toilet-safety-frame-a70.jpeg
SKU: DRVRTL12079C | Drive Medical Stand Alone Toilet Safety Rail - Open Box Special | All Open Box products are inspected to be sure they're in working order, and are backed by a 30-day warranty for any mechanical defects. Quantities are limited, so take advantage of these one-of-a-kind deal today!The Stand Alone Toilet Safety Rail by Drive Medical fits most standard and elongated toilets. It comes with padded armrest for added comfort and a magazine rack for added convenience. Easy, tool free assembly. | stand-alone-toilet-safety-rail-open-box-special-d47.jpg
SKU: BJP612011919-S | Big John Short Swivel Toilet Support | The Big John Toilet Support mounts underneath the toilet bowl working in conjunction with the existing wall carrier to redistribute the weight and increasing the weight capacity from 350 lbs to over 1000 lbs. | short-swivel-toilet-support-419.jpg
SKU: DMI641-2571-0005 | Mabis DMI Hinged Elevated Toilet Seat Riser Elongated | Unique hinged design allows it to be raised and lowered like a regular toilet seat, Installs easily using the existing toilet seat and lid and does not appreciably change the appearance of the toilet. | hinged-elevated-toilet-seat-riser-elongated-43f.jpg
SKU: ROSCBTH-SMSPL | Roscoe Medical Small Splash Guard | Compatible with Roscoe Commode BTH-FLCOM, BTH-COM | small-splash-guard-f72.jpg
SKU: ROSCBTH-SPL | Roscoe Medical Splash Guards | Compatible with Roscoe Commode BTH-31C, BTH-RD31, BTH-COM and MBA-411. | splash-guards-f78.jpg
SKU: ROSCB201-3R | Roscoe Medical Viverity Raised Toilet Seat | Eases difficulty of standing up and sitting down on toilet Adds 4.5 to the height of toilet seat Slip resistant rubber pads Lightweight and portable Weight Capacity 300 lbs. Attractive retail packaging. | viverity-raised-toilet-seat-2b3.jpg
SKU: ROSCB202-2R | Roscoe Medical Viverity Locking Raised Toilet Seat | Eases difficulty of standing up and sitting down on toilet Lock with worm screw and rubber plate Built in hand grips Adds 4.5 to height of toilet seat Lightweight and portable Weight Capacity 300 lbs. Attractive retail packaging. | viverity-locking-raised-toilet-seat-afc.jpg
SKU: ROSCB203-2R | Roscoe Medical Viverity Locking Raised Toilet Seat with Arms | Eases difficulty of standing up and sitting down on toilet Removable Padded tool free arms Lock with worm screw and rubber plate Built in hand grips Adds 4.5 of height to seat Weight Capacity 300 lbs. Attractive retail packaging. | viverity-locking-raised-toilet-seat-with-arms-606.jpg
SKU: BJP612011919 | Big John Toilet Support Swivel in White | Wall-hung china toilet bowls are only rated to support up to 300 lbs. With the toilet support, you can now increase the weight capacity of a wall-mounted toilet to 1,000 lbs., and avoid lawsuits. The support installs in minutes under most manufacturer's wall-mounted toilet, providing additional vertical support. The toilet support helps maintain the ability to clean the floor under wall-mounted fixtures with a specially engineered, extra-wide leg base which can be raised up to 4" off the floor for cleaning access. The toilet support is made of high impact ABS with the carriage and foot made of a chemical and stain resistant flexible PVC that forms to the contour of the toilet. The adjustment threaded rod is made of plated steel. Shown with the Big John Toilet Seat installed on the fixture. | toilet-support-swivel-in-white-f02.jpg
SKU: DMI520-1246-1900 | Briggs Healthcare DMI Vinyl Cushion Toilet Seat Riser 2 inch | DMI Vinyl Cushion Toilet Seat raises the toilet seat height by 2" | dmi-vinyl-cushion-toilet-seat-riser-2-inch-130.jpg
SKU: BJP24456461W | Big John Big John Toilet Seat with Cover White | Adding comfort, support, and safety, the Big John Toilet Seat offers a pleasant bathroom experience for just about anyone in need of a better seat. The seat is engineered tough for long-lasting durability and made from the highest-grade plastic that is resistant to chemicals and stains.The Big John Toilet Seat has a stylish, ergonomic design that creates a larger, more comfortable opening and a luxuriously contoured sitting surface that is roomier than any other competing toilet seat manufactured today. Built using the highest grade of ABS plastic, the seat is both stain and chemical resistant for easy maintenance and greater hygiene. Stainless steel hinges provide durable, unbreakable strength where most other comparable seats fail.The Big John Toilet Seat is uniquely engineered to perfectly fit around nearly any standard toilet with a round or elongated bowl. For incomparable stability, the seat features synthetic rubber bumpers that grip the porcelain bowl to keep it from any unwanted shifting, ensuring greater safety. The bumpers also raise the seat an extra 2.5 inches. The seat meets ADA compliant regulation #4.23 ADAAG and has a maximum capacity of over 1,200 pounds.4MD Medical is committed to providing patients, doctors, nursing home staff, and other health care facility specialists durable, reliable medical tools and supplies from some of the best manufacturers in the industry. Our team is trained to deliver superior service and prioritize your satisfaction, and with a constantly growing line of products, we are always prepared to help you find exactly what you need to provide efficient care.All of our products come at greatly reduced prices, ensuring that you can keep more money in your pocket and focus on providing great health care. We even offer free shipping on all qualifying orders over $250 for added savings. If you have any questions or need help finding a particular product, please feel free to contact us by filling out our contact form or giving us a call at (877) 463-5818. Shop and save today on a Big John Toilet Seat of your very own. | big-john-toilet-seat-with-cover-white-393.jpg
SKU: NOVA8342-R | Nova Raised Toilet Seat | Bolts directly to the toilet for added safety, Adds 3.5" to the height of the toilet seat to aid in sitting and rising. | raised-toilet-seat-c78.jpg
SKU: SKIL909110 | Skil Care Shower Chair Safety Belt | Excellent for use with shower chairs, wheelchairs, commodes, and toilets, the Skil-Care Shower Chair Safety Belt provides enhanced bathroom safety. With no metal components, this chair safety belt will not corrode, is mildew resistant, and makes showering and bathing safer. If you're assisting chair bound patients, this safety belt also works well for securing residents in wheelchairs. | shower-chair-safety-belt-74b.jpg
SKU: NOVA8341-R | Nova Elongated Raised Toilet Seat | Unlike most elevated seat aids, the 8341-R allows the original seat lid to be used Installs easily. | elongated-raised-toilet-seat-47c.jpg
SKU: BJP2445263-3W | Big John Elongated Open Front Toilet Seat with Cover in White | The Big John Toilet Seat & the Big John Standard Toilet Seat are great for everyone. They are ideal for people who are larger framed and the Big and Tall / Plus Size consumer. They are perfect for senior citizens and the physically impaired as well as anyone who just wants a more comfortable toilet seat.Stylish, ergonomic design has a more comfortable opening and a luxuriously contoured sitting surface that is roomier than any other toilet seat on the market.Engineered tough for long lasting durability and made from high impact ABS that is both stain and chemical resistant | elongated-open-front-toilet-seat-with-cover-in-white-fe4.jpg
SKU: DMI520-1247-1900 | Mabis DMI Vinyl Cushion Toilet Seat Riser 4" | Easily fits most standard size toilet seats. | vinyl-cushion-toilet-seat-riser-4-0a0.jpg
SKU: DRV12001KD-1 | Drive Medical Toilet Safety Frame | Constructed of anodized aluminum, this sturdy and lightweight toilet safety frame by Drive Medical attaches easily to the frame of your toilet. The powder-coated aluminum bracket secures the frame in place. Waterfall armrests provide additional comfort and support and are both height and width adjustable. It comes with a limited lifetime warranty. | toilet-safety-frame-3fc.jpg
SKU: SAMP557477 | Homecraft Homecraft Bariatric Steel Toilet Surround | Height-adjustable, sturdy toilet surround made of epoxy-coated steel. Handgrips included for added comfort and to assist the user in standing. | homecraft-bariatric-steel-toilet-surround-000.jpg
SKU: SAMP554864 | Moen Toilet Safety Rail | Moen Toilet Safety Rail has two armrests for maximum stability while using the bathroom. The rustproof finish is extremely easily to clean. Meeting the American Disabilities Act Specifications, the armpads are also comfortable. | toilet-safety-rail-60e.jpg
SKU: SAMP567057 | Sammons Preston High Rise Soft Touch Seat | Vinyl-covered padded toilet seat and lid. Seat has 2-1/2" of padding for increased comfort while sitting. Attaches directly to toilet bowl using the bolts from the original toilet seat. | high-rise-soft-touch-seat-083.jpg
SKU: SAMPA92418 | Sammons Preston Carex Toilet Safety Frame | Adjustable frame provides a secure hand grip during transfers. | carex-toilet-safety-frame-e5d.jpg
SKU: DRVRTL12000 | Drive Medical Toilet Safety Frame White | This sturdy and lightweight toilet safety frame by Drive Medical provides your customer with Waterfall armrests which provide additional comfort and support. Powder coated aluminum brackets which easily attaches the frame to toilet. The Arms are height and width adjustable and Limited Lifetime Warranty. | toilet-safety-frame-white-4d3.jpg
SKU: MAB521-1810-9602 | Briggs Healthcare Toilet Safety Arm Support | Designed to provide safe support when lowering to and raising from the toilet seat. | toilet-safety-arm-support-6fc.jpg
SKU: DMI641-2571-0000 | Mabis DMI Hinged Elevated Toilet Seat Riser Standard | Unique hinged design allows it to be raised and lowered like a regular toilet seat, Installs easily using the existing toilet seat and lid and does not appreciably change the appearance of the toilet. | hinged-elevated-toilet-seat-riser-standard-657.jpg
SKU: CRXHB307-00 | Carex Health Care Products Carex Toilet Seat Elevator Round Shape | The Round Toilet Seat Elevator works in conjunction with your existing toilet seat and lid for a less clinical look.Add 3 1/2" to the height of any round toilet and use your existing toiled seat with this toiled seat elevator | carex-toilet-seat-elevator-round-shape-893.jpg
SKU: DRV12001KD-1 | Drive Medical Toilet Safety Frame | Constructed of anodized aluminum, this sturdy and lightweight toilet safety frame by Drive Medical attaches easily to the frame of your toilet. The powder-coated aluminum bracket secures the frame in place. Waterfall armrests provide additional comfort and support and are both height and width adjustable. It comes with a limited lifetime warranty. | toilet-safety-frame-3fc.jpg
SKU: GF6487RA-1 | Lumex Lumex Locking Raised Toilet Seat with Removable Arms - Non-Retail Packaging | Lumex locking raised toilet seat with removable arms -non- retail packaging | #NAME?
SKU: GF6909A-1 | Lumex Everyday Raised Toilet Seat | Everyday raised toilet seat | everyday-raised-toilet-seat-76e.jpg
SKU: MAB521-9804-9601 | Briggs Healthcare HealthSmart Toilet Safety Arm Support With BactiX | Helps protect against the growth of harmful germs with the power of a unique blend of natural antimicrobials.Continuous protection against odors, molds and stains, as well as E. coli and staph. Effective for lifetime of the product. | healthsmart-toilet-safety-arm-support-with-bactix-01b.jpg
SKU: MAB522-1508-1900HS | Briggs Healthcare HealthSmart Deluxe Plastic Toilet Seat Riser White 14.5" x 15" x 5" | This elevated toilet seat will add 5 inches height to your current toilet seat, making it much easier to sit down and get up. | healthsmart-deluxe-plastic-toilet-seat-riser-white-145-x-15-x-5-0a5.png
SKU: DMI802-1810-9601 | Briggs Healthcare Toilet Safety Arm Supports | Designed to provide safe support when lowering to and raising from the toilet seat, Constructed of anodized, rust- resistant, aluminum tubing. | toilet-safety-arm-supports-0bd.jpg
SKU: SAMP554864 | Moen Toilet Safety Rail | Moen Toilet Safety Rail has two armrests for maximum stability while using the bathroom. The rustproof finish is extremely easily to clean. Meeting the American Disabilities Act Specifications, the armpads are also comfortable. | toilet-safety-rail-60e.jpg
SKU: DRVRTL12079 | Drive Medical Stand Alone Toilet Safety Rail | The Stand Alone Toilet Safety Rail by Drive Medical fits most standard and elongated toilets. It comes with padded armrest for added comfort and a magazine rack for added convenience. Easy, tool free assembly. Click here for interactive demo. | stand-alone-toilet-safety-rail-9e0.jpg
SKU: IPUTSF12 OS | IPU Toilet Safety Frames | The versatile toilet safety frame can function as toilet side rails, a toilet seat raiser, a shower stool or a commode. | toilet-safety-frames-886.jpg
SKU: IPUTSF12 OS | IPU Toilet Safety Frames | The versatile toilet safety frame can function as toilet side rails, a toilet seat raiser, a shower stool or a commode. | toilet-safety-frames-886.jpg
SKU: ALI79715 | Alimed Commode Liner | Sani-Bag Commode Liners Reduce the spread of infection: no more splashing of urine and feces while staff sprays and cleans dirty commode pails! Waste is immediately gelled and odor neutralized when it reaches the liner. Fits any standard-sized commode pail. Good for 3-5 uses and biodegradable! Seals with adhesive strip. Only takes 30 seconds to lift bag out, zip, and toss versus ten minutes to wash a pail. | commode-liner-1f6.jpg
SKU: REVMBA-430 | Revolution Mobility Toilet Seat Raiser Without Arms, 450 lbs | Eases the difficulty of sitting down and standing up. Available with arms for extra safety. Front clamping. Easy to clean. | toilet-seat-raiser-without-arms-450-lbs-032.jpg
SKU: BJP24456466W | Big John Standard Toilet Seat Closed Front with Cover White 6W | The Big John Toilet Seat has a longer opening and a luxuriously contoured sitting surface that is roomier than any other toilet seat on the market. This model, designed specifically for residential use, holds up to 800lbs of weight and includes ABS Hinges. | standard-toilet-seat-closed-front-with-cover-white-6w-7a3.jpg
SKU: CRXHB306-00 | Carex Health Care Products Toilet Seat Elevator Elongated Shape | The Elongated Toilet Seat Elevator works in conjunction with your existing toilet seat and lid for a less clinical look. The elevator assists users with bending or sitting difficulties by adding 3 1/2" to the height of the toilet seat.Fits most elongated toilets. | toilet-seat-elevator-elongated-shape-0bb.jpg
SKU: CRXHB358-00 | Carex Health Care Products Toilet Safety Frame | The Toilet Safety Frame allows users to safely sit or stand at the toilet. This easy to assemble safety frame features Hypalon cushion grips for added comfort and stability.It is height adjustable and the width adjusts from 18 - 20" to fit most toilets. | toilet-safety-frame-53b.jpg
SKU: CRXHB310-00 | Carex Health Care Products Raised Toilet Seat | The Raised Toilet Seat assists those with bending or sitting difficulties by adding 5"Â of height to the toilet seat. | raised-toilet-seat-269.jpg
SKU: CRXHB356CO | Carex Health Care Products Toilet Safety Frame, Brown Box | Bolts securely to the toilet to provide security and stability while positioning on or off the toilet. Made of 1" anodized aluminum tubing with skid-resistant rubber tips. Lifetime limited warranty. Specifications: Height adjusts in 1" increments from 27.5" - 31.5" â€¢ Width adjusts from 17" - 19.5" , Dimensions: 20.5"W x 17.5"D x 27.5"H, Weight Capacity: 300 lb. | toilet-safety-frame-brown-box-ea4.jpg
SKU: CRXHB310-00 | Carex Health Care Products Raised Toilet Seat | The Raised Toilet Seat assists those with bending or sitting difficulties by adding 5"Â of height to the toilet seat. | raised-toilet-seat-269.jpg
SKU: BEM2L2155T | Bemis Medic Aid Heavy - Duty Plastic Toilet Seat | Open front less cover, elongated, heavy-duty, injection-molded solid plastic toilet seat. Features two large 2" lift bumpers, check hinges with non-corrosive 300 Series stainless steel posts and pintles and STA-TITECommercial Fastening System Seat contains DuraGuard Antimicrobial Built-In Seat Protection. This seat complies with American National Standard Z124.5 Toilet (Water Closet) Seats as a class Commercial Heavy Duty. | medic-aid-heavy-duty-plastic-toilet-seat-3cd.png
SKU: BEM2L2055T | Bemis Medic-Aid Heavy-Duty Plastic Toilet Seat, Open Front less Cover, Round | Open front less cover, round, heavy-duty, injection molded solid plastic toilet seat. Features two large 2â€ lift bumpers, check hinges with non-corrosive 300 Series stainless steel posts and pintles and STA-TITE Commercial Fastening System Seat contains DuraGuard Antimicrobial Built-In Seat Protection. This seat complies with American National Standard Z124.5 Toilet (Water Closet) Seats as a class Commercial Heavy Duty. | medic-aid-heavy-duty-plastic-toilet-seat-open-front-less-cover-round-89f.png
SKU: BEM3L2155T | Bemis Medic-Aid Heavy-Duty Plastic Toilet Seat, Open Front less Cover, Elongated | Open front less cover, elongated, heavy-duty, injection molded solid plastic toilet seat. Features two large 3" lift bumpers, check hinges with non-corrosive 300 Series stainless steel posts and pintles and STA-TITE Commercial Fastening System. Seat contains DuraGuard Antimicrobial Built-In Seat Protection. This seat complies with American National Standard Z124.5 Toilet (Water Closet) Seats as a class Commercial Heavy Duty. | medic-aid-heavy-duty-plastic-toilet-seat-open-front-less-cover-elongated-82f.jpg
SKU: BEM2L2055T | Bemis Medic-Aid Heavy-Duty Plastic Toilet Seat, Open Front less Cover, Round | Open front less cover, round, heavy-duty, injection molded solid plastic toilet seat. Features two large 2â€ lift bumpers, check hinges with non-corrosive 300 Series stainless steel posts and pintles and STA-TITE Commercial Fastening System Seat contains DuraGuard Antimicrobial Built-In Seat Protection. This seat complies with American National Standard Z124.5 Toilet (Water Closet) Seats as a class Commercial Heavy Duty. | medic-aid-heavy-duty-plastic-toilet-seat-open-front-less-cover-round-89f.png
SKU: BEMMA2100T | Bemis Medic-Aid Heavy-Duty Plastic Toilet Seat, Closed Front with Cover, Elongated | Closed front with cover, elongated, heavy-duty, injection molded solid plastic toilet seat. Features four molded-in bumpers, stainless steel side arms with textured plastic grips with ï¬ nger grooves, check hinges with non-corrosive 300 Series stainless steel posts and pintles and STA-TITE Commercial Fastening System. Seat contains DuraGuard Antimicrobial Built-In Seat Protection. This seat complies with American National Standard Z124.5 Toilet (Water Closet) Seats as a class Commercial Heavy Duty. Side arms ADA tested to 250 pounds. | medic-aid-heavy-duty-plastic-toilet-seat-closed-front-with-cover-elongated-add.png
SKU: BEM2L2150T | Bemis Medic-Aid Heavy-Duty Plastic Toilet Seat, Open Front with Cover, Elongated | Open front with cover, elongated, heavy-duty, injection molded solid plastic toilet seat. Features four large 2" lift bumpers, check hinges with non-corrosive 300 Series stainless steel posts and pintles and STA-TITE Commercial Fastening System Seat contains DuraGuard Antimicrobial Built-In Seat Protection. This seat complies with American National Standard Z124.5 Toilet (Water Closet) Seats as a class Commercial Heavy Duty. | medic-aid-heavy-duty-plastic-toilet-seat-open-front-with-cover-elongated-536.jpg
SKU: BEM2L2055T | Bemis Medic-Aid Heavy-Duty Plastic Toilet Seat, Open Front less Cover, Round | Open front less cover, round, heavy-duty, injection molded solid plastic toilet seat. Features two large 2â€ lift bumpers, check hinges with non-corrosive 300 Series stainless steel posts and pintles and STA-TITE Commercial Fastening System Seat contains DuraGuard Antimicrobial Built-In Seat Protection. This seat complies with American National Standard Z124.5 Toilet (Water Closet) Seats as a class Commercial Heavy Duty. | medic-aid-heavy-duty-plastic-toilet-seat-open-front-less-cover-round-89f.png
SKU: MKS12853500 | McKesson Sunmark Bathtub Grab Bar 6W x 14H Inch | Sunmark bath tub grab bar - 6W X 14H inch white | sunmark-bathtub-grab-bar-6w-x-14h-inch-59a.jpg
SKU: SAMP081532886 | Sammons Preston Toilet Support Rail | Safely sit or stand at your toilet with this compact support rail featuring comfortable and easy-to-clean Hypalon cushioned grips. | toilet-support-rail-64f.jpg
SKU: NOVA8012PC-R | Nova 12" Wall Grab Bar With White Powder Coating | The 12 inch Wall Grab Bars are chrome with knurled handles. | 12-wall-grab-bar-with-white-powder-coating--64c.jpg
SKU: NOVA8220 | Nova Tub Grab Bar White Powder Coated | These grab bars are made to safely clamp to the side of the tub. The rail is 12" high and the clamp fits any tub with sidewall between 3" - 7" thick. Made of 1" powder coated steel tubing that won't tarnish ro rust. Rubber contact points keep the clamp from slipping on tub surface. | tub-grab-bar-white-powder-coated-031.jpg
SKU: MAB521-1530-0618 | Briggs Healthcare DMI Institutional Knurled Grab Bar 18" | Offers increased safety and stability and complies with most government requirements. | dmi-institutional-knurled-grab-bar-18-2c4.jpg
SKU: DRVRTL12012 | Drive Medical White Powder Coated Grab Bar | The White Powder Coated Grab Bar comes as an attractive white powder coated steel which is easy to clean and highly durable. The unit can be mounted vertically or horizontally depending on the user's needs. The White Powder Coated Grab Bar when mounted, sticks out 1.5" from the wall. | white-powder-coated-grab-bar-5cb.jpg
SKU: DRV12036 | Drive Medical Parallel Bathtub Grab Bar Safety Rail | This Parallel Bathtub Grab Bar Safety Rail by Drive Medical was designed to fit just about any style of bathtub. The attractive white powder coated steel frame is durable and aesthetically pleasing. The angle of the grab bar is parallel to the shower wall. The adjustable width clamp attaches by turning the locking mechanism which tightens the rubber pads on all bath tub contact points. The rubber pads prevents scratching of the tubs surface and ensure a secure fit. The Parallel Bathtub Grab Bar Safety Rail is easy to install without needing tools. Please note this safety rail is not for use on fiberglass tubs. | parallel-bathtub-grab-bar-safety-rail-2c4.jpg
SKU: CMST9000 | Complete Medical The Curve Grab Bar | The Complete Medical The Curve Grab Bar has a ladder-like shape that provides four gripping heights. With its space-saving design, the bar pivots and secures every 45 degree. The grab bar is also coated with rust resistant zinc, and plated with steel. The distance between the top and bottom handle is 20", and the length after installation is 32.5". | the-curve-grab-bar-3c4.jpg
SKU: PMI8017 | Probasics Chrome Knurled Grab Bar 24â€ | 1" Heavy gauge steel tubing with 2 1/2" diameter frames. | chrome-knurled-grab-bar-24-39e.jpg
SKU: NOVA8220-R | Nova Tub Grab Bar- White Powder Coated | The Tub Grab Bar provides great support in getting in and out of the bathtub and easily and security mounts on most bathtubs. | tub-grab-bar-white-powder-coated-38f.jpg
SKU: ROSC30178 | Roscoe Medical 2 in 1 Towel Shelf Chrome | The perfect fall prevention system! The Lifetime line of Grabcessories provide beautiful, yet affordable and thoughtfully designed home safetyproducts that prevent falls and enhance mobility, ensuring independent living for all ages. | 2-in-1-towel-shelf-chrome-b4c.jpg
SKU: ROSC30180 | Roscoe Medical 2 in 1 Tub or Shower Grab Ring Chrome | The perfect fall prevention system! The Lifetime line of Grabcessories provide beautiful, yet affordable and thoughtfully designed home safety products that prevent falls and enhance mobility, ensuring independent living for all ages. | 2-in-1-tub-or-shower-grab-ring-chrome-f57.jpg
SKU: ROSCBTH-GBAR16 | Roscoe Medical 16" Tub Grab Bar with Suction Cups | The Roscoe Tub and Shower Grab Bars are portable and provide assistance and added safety to the home or when traveling. The large suction cups allow the unit to be mounted horizontally, vertically or diagonally. | 16-tub-grab-bar-with-suction-cups-b3a.jpg
SKU: DRVRTL12118 | Drive Medical Chrome Knurled Grab Bar 18" | If you find yourself experiencing balance problems or fatigue when entering, exiting, or standing in the shower, the Chrome Knurled Grab Bar can help. The bar attaches securely to your shower wall, giving you a strong and secure handhold. Easy to use, the bar installs easily for enhanced bathroom accessibility. | chrome-knurled-grab-bar-18-083.jpg
SKU: DRVRTL13084 | Drive Medical Adjustable Angle Rotating Suction Cup Grab Bar | This 19 3/4" suction cup grab bar by Drive Medical is a dual rotating grab bar, allowing you the added versatility of adjusting the bars to multiple angles. It can be installed and removed without the hassle of tools or a service professional, allowing the product to be used right out of the package. The large suction cups provide an extremely strong hold. Release levels make attaching and detaching the bar a cinch. A color indicator shows you whether installation was "safe secure" or if you must "re-affix" the grab bar. The product is guaranteed to not damage your property and is protected by a limited lifetime warranty. | adjustable-angle-rotating-suction-cup-grab-bar-69a.jpg
SKU: DRVRTL13082 | Drive Medical Suction Cup Grab Bar | The 12" suction cup grab bar by Drive Medical can be installed and removed without the hassle of tools or professional installation, meaning you can use it right out of the package. The large suction cups provide an extremely strong hold. Release levels make attaching and detaching the bar a cinch. A color indicator shows you whether installation was "safe secure" or if you must "re-affix" the grab bar. The product is guaranteed to not damage your property and is protected by a limited lifetime warranty. | suction-cup-grab-bar-2ee.jpg
SKU: MAB521-1560-1924 | Briggs Healthcare DMI Suction Cup Dual Grip Grab Bar 24" | DMI Suction Cup Dual Grip Grab Bar, 24" | dmi-suction-cup-dual-grip-grab-bar-24-1d6.jpg
SKU: GF69663A | Lumex Lumex Tub-Guard Bathtub Safety Rails, Tall - 16.5" Height | Lumex tub-guard bathtub safety rails, tall - 16.5" height | lumex-tub-guard-bathtub-safety-rails-tall-165-height-9e7.jpg
SKU: MAB521-1570-0632 | Briggs Healthcare 32" Steel Knurled Grab Bar | Offers increased safety and stability. | 32-steel-knurled-grab-bar-512.jpg
SKU: DMI521-1562-1912 | Briggs Healthcare HealthSmart Sand Suction Cup Grab Bar With BactiX, 12" | Healthsmart sand suction cup grab bar with bactix, 12" | healthsmart-sand-suction-cup-grab-bar-with-bactix-12-b66.jpg
SKU: DMI521-1562-1916 | Briggs Healthcare HealthSmart Sand Suction Cup Grab Bar With BactiX, 16" | Healthsmart sand suction cup grab bar with bactix, 16" | healthsmart-sand-suction-cup-grab-bar-with-bactix-16-b08.jpg
SKU: MAB521-1530-0612 | Briggs Healthcare 12" Institutional Steel Knurled Grab Bar | Offers increased safety and stability and complies with most government requirements. | 12-institutional-steel-knurled-grab-bar-e0e.jpg
SKU: MAB521-1550-1916 | Briggs Healthcare 16" White Powder-Coated Steel Grab Bar | Offers increased safety and stability. | 16-white-powder-coated-steel-grab-bar-ae8.jpg
SKU: MAB522-3700-1700 | Briggs Healthcare HealthSmart Foldaway Grab Bar | Constructed of durable powder coated steel, this toilet grab bar from HealthSmart features two gripping heights to aid in sitting or standing and folds against the wall when not in use. This grab bar has a built-in toilet paper roll holder. | healthsmart-foldaway-grab-bar-325.jpg
SKU: SAMP557502 | Sammons Preston Ringwood Wall to Floor Grab Rail | Made of larger diameter steel tubing for greater comfort and easier grip. | ringwood-wall-to-floor-grab-rail-14b.jpg
SKU: SAMP567079 | Sammons Preston The Curve Grab Bar | Space-saving support rail allows the user to easily rise from a sitting position by providing 4 hand grips at 4 different heights. Pivoting bar locks in place perpendicular to the wall and can also be locked flat against the wall when the bar is not in use. Made of rust-resistant, zinc-plated steel. Installs quickly into a single wall stud. Distance from top of top rung to bottom of bottom rung 20". Overall length 32-1/2". Extension is 12-1/2" from the wall at 90Â°. Diameter of rungs 1-1/4". Distance between rungs 5". 300-lb. weight capacity. Installation by a professional is recommended. | the-curve-grab-bar-4dc.jpg
SKU: SAMP920306 | Sammons Preston Floor to Tub Bath Rail | The bar's padded clamp adjusts to tub wall widths 3-5/8" - 5-3/4" so fits most modern tubs. | floor-to-tub-bath-rail-d47.jpg
SKU: MKS78113500 | McKesson Sunmark Wall Grab Bar | Sunmark wall grab bar 12L inch white steel | sunmark-wall-grab-bar-060.jpg
SKU: MKS78113500 | McKesson Sunmark Wall Grab Bar | Sunmark wall grab bar 12L inch white steel | sunmark-wall-grab-bar-060.jpg
SKU: MKS78153500 | McKesson Sunmark Wall Grab Bar - 16L Inch | Sunmark wall grab bar 16L inch white steel | sunmark-wall-grab-bar-16l-inch-301.jpg
SKU: MKS78153500 | McKesson Sunmark Wall Grab Bar - 16L Inch | Sunmark wall grab bar 16L inch white steel | sunmark-wall-grab-bar-16l-inch-301.jpg
SKU: MKS78173500 | McKesson Wall Grab Bar sunmark 18L Inch White Steel | BAR GRAB WALL 18" WHITE 1EA/BX 3BX/CS MCK BRAND | wall-grab-bar-sunmark-18l-inch-white-steel--183.jpg
SKU: MKS78183500 | McKesson Sunmark Wall Grab Bar - 18L Inch | Sunmark wall grab bar 18L inch chrome | sunmark-wall-grab-bar-18l-inch-06a.jpg
SKU: MKS78233500 | McKesson Sunmark Wall Grab Bar - 24 Inch L | Sunmark wall grab bar 24 inch L white steel | sunmark-wall-grab-bar-24-inch-l-4fa.jpg
SKU: MKS78233500 | McKesson Sunmark Wall Grab Bar - 24 Inch L | Sunmark wall grab bar 24 inch L white steel | sunmark-wall-grab-bar-24-inch-l-4fa.jpg
SKU: MKS78453500 | McKesson Bath Tub Safety Rail 18L Inch White Steel | The Mckesson Bath Tub Safety Rail is 18L Inch and made of high-quality White Steel. | bath-tub-safety-rail-18l-inch-white-steel-92c.jpg
SKU: REVMBA-106 | Revolution Mobility White Powder Coated Bath Tub Bar | Provides two gripping surfaces for entry/exit. Heavy gauge steel is powder coated for rust resistance. Clamp holds firmly to tub wall. Fits most bathtubs. | white-powder-coated-bath-tub-bar-fa2.jpg
SKU: INV3243 | Invacare Firmgrip Grab Bars, 24" | Can be mounted vertically, horizontally or diagonally in the tub or by the commode. Soft-Touch Firmgrip style with white vinyl coating. Sturdy, durable all-steel construction. Includes 3.75" diameter mounting brackets with rubber gaskets to protect walls, hardware and instructions. Weight capacity: 250 lb. Lifetime limited warranty. Not ANSI or ADA compliant. Retail packaged. | firmgrip-grab-bars-24-a55.jpg
SKU: NOVA8016PC-R | Nova 16 Inch Wall Grab Bar in Ivory | 16 Inch Wall Grab Bar in Ivory | 16-inch-wall-grab-bar-in-ivory-b1c.jpg
SKU: GF3203 | Graham Field Round Wash Basin 5 Qts Capacity | Durable polypropylene resists fading, cracking, warping and staining. | round-wash-basin-5-qts-capacity-74b.jpg
SKU: INV826-4 | Invacare Standard Hand Shower Kit | InvacareÂ® Hand Showers are lightweight and feature adjustable heads that provide a variety of spray settings. Included wall brackets help secure the hand showers to the shower wall. | standard-hand-shower-kit-64d.jpg
SKU: LWJSV12-121210 | Lew Jan Textiles Domestic White Washcloths | Lew Jan Textiles offer a comprehensive array of washable underpads, towels diapers, and briefs available in a variety of materials, shapes, and sizes. Their unique line of domestic white washcloths are designed with durabilility, absorbency, and quality; factors that are built into each and every Lew Jan incontinent product. | domestic-white-washcloths-126.jpg
SKU: LWJSV11-121250 | Lew Jan Textiles Washcloths, 12" x 12", 1/2 lb, White, Imported, 200 dz/cs | Feature 12" x 12" Washcloths, .50 lb, White, Imported, 200 dz/cs | washcloths-12-x-12-1-2-lb-white-imported-200-dz-cs-372.jpg
SKU: LWJSV11-121275 | Lew Jan Textiles Washcloths, 12" x 12", 3/4 lb, White, Imported, 100 dz/cs | Feature 12" x 12" Washcloths, .75 lb, White, Imported, 100 dz/cs | washcloths-12-x-12-3-4-lb-white-imported-100-dz-cs-c6b.jpg
SKU: LWJSV11-162727 | Lew Jan Textiles Hand Towels, 16" x 27", 2 3/4 lb, White, Imported, 50 dz/cs | Feature 16" x 27" Hand Towels, 2.75 lb, White, Imported, 50 dz/cs | hand-towels-16-x-27-2-3-4-lb-white-imported-50-dz-cs-d5b.jpg
SKU: LWJSV11-204055 | Lew Jan Textiles Bath Towels, 20" x 40", 5 1/2 lb, White, Imported, 25 dz/cs | Feature 20" x 40" Bath Towels, 5.5 lb, White, Imported, 25 dz/cs | bath-towels-20-x-40-5-1-2-lb-white-imported-25-dz-cs-111.jpg
SKU: TIDI950255 | TIDI Products Bath Mat White Paper Printed Blue "Shell" | Bath Mat White Paper Blue print on white paper | bath-mat-white-paper-printed-blue-shell-943.jpg
SKU: CMBJ100157 | Complete Medical Reacher with Gripping Rubber Cups | Complete Medical's Reacher Gripper with Rubber Cups helps to reach difficult places more easily and grab items off hard to reach shelves. Rubber cups provide a secure grip with precise sensitivity. As a result, reaching items requires less bending, straining and stretching. | reacher-with-gripping-rubber-cups-039.png
SKU: SAMP557182 | Sammons Preston Light Switch Extender | This handle lowers a regular height light switch to a more convenient height. | light-switch-extender-768.jpg
SKU: SAMP9464 | Sammons Preston Our Popular Grasping Cuff With Wrist Support | For activities requiring a racket, cue, pole, bat or paddle. Those with limited hand function, yet good arm function, can adjust DycemÂ®-lined strap, which covers top of hand and wraps around fingers. | our-popular-grasping-cuff-with-wrist-support-769.jpg
SKU: SAMP920568 | Sammons Preston Universal Holder | Use to assist in manipulation of a variety of everyday objects: just wrap the hook & loop closure around the desired object for a secure grip. | universal-holder-bba.jpg
SKU: MKS53201800 | McKesson Soap Dispenser Performance 2000 mL Bag Wall Mount 2000 mL | Soap Dispenser Performance 2000 mL Bag Wall Mount 2000 mL. | soap-dispenser-performance-2000-ml-bag-wall-mount-2000-ml-87c.jpg
SKU: SAMP564135 | Sammons Preston Folding Shopping/Utility Cart | Ideal for carrying groceries or laundry; easy to assemble and folds flat for storage. Features 6" rear and 3" front solid rubber tires. Basket size: 12-1/2" x 10-1/2" x 20". Overall size 15" x 17" x 36". Product weighs 9 lbs. Weight capacity 100 lbs. | folding-shopping-utility-cart-465.jpg
SKU: ALI82611 | Alimed Windsor Hold on Bag Grips | Windsor Hold on Bag Grips Ideal to get comfortable, sure grip on plastic shopping bags. Comes in pack of two. | windsor-hold-on-bag-grips--413.jpg
SKU: WNPSZ6 | Weiman Enzyclean II LS Dual Enzyme Low Suds 1G | Please alert your Burnishine customers to the brand name change so that they are aware of the new Weiman labels prior to shipment. We look forward to your continued support and to sales growth as we move forward with this exciting change. | enzyclean-ii-ls-dual-enzyme-low-suds-1g-d5b.jpg
SKU: WNPSB9 | Weiman Enzyclean II Dual Enzyme 1 Gallon | Specially formulated pre-soak and cleaner designed to effectively and safely clean glass, plastic, rubber, and metal surgical instruments and equipment. | enzyclean-ii-dual-enzyme-1-gallon-bc7.jpg
SKU: NKMC1980A | NKM Novum Medical Standard Infant Cribs, 30" x 44" Bubble Top | Standard Infant Cribs, 30" x 44" Bubble Top. | standard-infant-cribs-30-x-44-bubble-top-0ce.jpg
SKU: NKMC1981A | NKM Novum Medical Standard Child Cribs, 30" x 60" Bubble Top | Standard Child Cribs, 30" x 60" Bubble Top. | standard-child-cribs-30-x-60-bubble-top-4eb.jpg
SKU: NKMC1983A | NKM Novum Medical Bubble Top for Youth Standard Crib, 36â€W x 72â€L | The NK Bubble Top is made from clear, high impact acrylic and attaches easily to most hospital cribs. The NK Bubble Top safely slides halfway across crib width to give the nursing staff or childâ€™s family full access. An open access to the crib interior is achieved without chance of top interference. The Bubble Top is also lower than traditional extended tops for passage under doorways. | bubble-top-for-youth-standard-crib-36w-x-72l-3b8.jpg
SKU: WNPSEBL5 | Weiman Enzyclean Protease Enzyme Low Suds, 5G | Please alert your BurnishineÂ® customers to the brand name change so that they are aware of the newWeimanÂ® labels prior to shipment. We look forward to your continued support and to sales growth as wemove forward with this exciting change. | enzyclean-protease-enzyme-low-suds-5g-f3a.jpg
SKU: ABWF754121000 | Ableware Hole In One Key Holder | For people with limited hand mobility, this key holder provides several grasping positions and excellent leverage. | hole-in-one-key-holder-69f.jpg
SKU: SAMP555733 | Sammons Preston Easy Reach Seat Belt Handle | Allows the user to grasp seat belt while decreasing shoulder and reach extension. The handle length is approx. 5-1/2" long. | easy-reach-seat-belt-handle-729.jpg
SKU: STND2082 | Stander Metro Car Handles Standard | The Metro Car Handle Plus makes it easy to get in-and-out of the car. Simply slide the handle into the striker/door-latch for extra support while sitting or standing. It fits any door striker â€“ so you can have support anywhere in the car for stress-free traveling. And it includes a flashlight for greater visibility at night. When you're done, simply place the handle in your car and you're ready to go. | metro-car-handles-standard-f6d.jpg
SKU: SAMP6393 | Sammons Preston Rubber Doorknob Extension | The Rubber Doorknob Extension is made from a soft rubber molding that snaps on to the doorknob. The handle provides extra leverage. This is ideal for users with limited grip strength and hand dexterity. | rubber-doorknob-extension-8ff.jpg
SKU: SAMP555686 | Sammons Preston Doorknob Gripper | This unique product slips over the existing knob to provide a slip-free, grippable surface. Latex free. | doorknob-gripper-62c.jpg
SKU: SAMP561590 | Sammons Preston Door Knob Extender Door Knob Extender | The extender converts the doorknob into a door lever to help those with limited hand functions. Even with fitting over standard doorknobs, the extender still allows complete keyhole access. For those with limited reach, a cord or string can be strung through the unique handle slots. No special tools are required for installation. | door-knob-extender-door-knob-extender-f37.jpg
SKU: DMI641-5416-1002 | Briggs Healthcare DMI Doorknob Extenders | Dmi doorknob extenders | dmi-doorknob-extenders-c2a.jpg
SKU: WNPSEBL1 | Weiman Enzyclean Protease Enzyme Low Suds, 1G | Please alert your Burnishine customers to the brand name change so that they are aware of the newWeiman labels prior to shipment. We look forward to your continued support and to sales growth as wemove forward with this exciting change. | enzyclean-protease-enzyme-low-suds-1g-c7c.jpg
SKU: RBW100E58 | R & B Wire Standard Laundry Cart With Double Pole Rack | This laundry cart has a 2 1/2 bushel capacity and is the standard of the "industry" built for years of service. This product is used by the majority of America's coin laundries, on-premise and commercial laundries. It also comes standard with chrome basket, base & double pole (58) rack - offering the convenience of hanging clothes. This laundry cart is equipped with R&B's patented 5" Clean Wheel System - the only caster that prevents lint and thread pick up. The air cushion bumper protects walls and equipment. | standard-laundry-cart-with-double-pole-rack-321.jpg
SKU: RBW100E91 | R & B Wire Standard Laundry Cart With Single Pole Rack | This laundry cart has a 2 1/2 bushel capacity. This laundry cart configuration allows for the convenience to hang clothes while providing the ease of under counter storage. | standard-laundry-cart-with-single-pole-rack-70d.jpg
SKU: RBW200XHX | R & B Wire Laundry Cart (The Big Dog Cart), 6 Bushel | R&B; Wireâ€™s Newest Cart; The Big Dog Cart, with a 6 Bushel Capacity. The perfect cart for a variety of industries with extra large capacity needs. Choose chrome, gray or blue vinyl coated basket with a chrome or beige base. This unit is equipped with R&B;'s proprietary 5" Clean Wheel System - the only caster that prevents lint and thread pick up. The air cushion bumper protects walls and equipment. Total unit height is 32 1/2". | laundry-cart-the-big-dog-cart-6-bushel-f50.jpg
SKU: RBW200H56 | R & B Wire Large Laundry Cart With Double Pole Rack, 6 Bushel | R&B; Wire's Newest Cart; The Big Dog Cart, with a 6 Bushel Capacity. The perfect cart for a variety of industries with extra large capacity needs. Choose chrome, gray or blue vinyl coated basket with a chrome or beige base and with a hanging garment rack. This unit is equipped with R&B;'s proprietary 5" Clean Wheel System - the only caster that prevents lint and thread pick up. The air cushion bumper protects walls and equipment. Total unit height with double pole (56) rack is 77 1/2". | large-laundry-cart-with-double-pole-rack-6-bushel-8ff.jpg
SKU: RBW200H91 | R & B Wire 6 Bushel Large Laundry Cart with Single Pole Rack | R&B; Wireâ€™s Newest Cart; The Big Dog Cart, with a 6 Bushel Capacity. The perfect cart for a variety of industries with extra large capacity needs. Choose chrome, gray or blue vinyl coated basket with a chrome or beige base and with a pennant style rack. This unit is equipped with R&B;'s proprietary 5" Clean Wheel System - the only caster that prevents lint and thread pick up. The air cushion bumper protects walls and equipment. Total unit height with single pole (91) rack is 77 1/2". | #NAME?
SKU: RBW910 | R & B Wire One Piece Rack Extender with Custom Signage (front and back) for 58 Rack | One Piece Rack Extender w/Custom Signage (front and back) for 58 Rack. | one-piece-rack-extender-with-custom-signage-front-and-back-for-58-rack-f07.jpg
SKU: RBWRTT11L | R & B Wire Lid for Large, 1.1 Cubic Yard Trucks | Roto molded hinged lid for 1.1 cu. yard tilt truck. Standard nomial wall thickness is .225" making this a rugged lid. Stainless steel hinge provides durability and allows for easy access to the tilt truck contents. Fits on RTT11STND- Tilt Truck | -lid-for-large-11-cubic-yard-trucks-26f.jpg
SKU: RBW406SO | R & B Wire 6 Bushel Permanent Liner Basket Truck | R&B; offers the widest selection of vinyl sided basket trucks available in 6- 20 bushel sizes. Our truck design incorporates the sturdiness and durability of fully sewn on liners. Our trucks have heavy-duty, yet light weight zinc plated tubular steel bases for durability. These tough bases have rounded corners for safety and functional purposes. This 6 bushel truck incorporates a vinyl/nylon flame retardant liner with a heavy-duty black rim for additional rim protection. The unit can nest for shipping and storage. Our trucks come standard with 3â€ polyurethane casters available in a diamond (two 3â€ swivel & two 3â€ rigid) or corner (four 3â€ swivel) caster pattern. The caster size upgrade is available in the 4", 5" Clean Wheel and 6". This truck has a weight capacity of 250 lbs. All truck sizes can be outfitted with our safety oriented spring platforms to prevent back injuries and hinged poly lids or our elastic corded flame retardant vinyl/nylon soft covers to help make transporting safe. Outside Dimensions: 31" L x 21" W x 26 1/2" H Height is based on 3" Casters | 6-bushel-permanent-liner-basket-truck--f2e.jpg
SKU: RBW420SO | R & B Wire 20 Bushel Permanent Liner Basket Truck | R&B; offers the widest selection of vinyl sided basket trucks available in 6- 20 bushel sizes. Our truck design incorporates the sturdiness and durability of fully sewn on liners. | 20-bushel-permanent-liner-basket-truck--91f.jpg
SKU: RBW408SO | R & B Wire 8 Bushel Permanent Liner Basket Truck | R&B; offers the widest selection of vinyl sided basket trucks available in 6- 20 bushel sizes. Our truck design incorporates the sturdiness and durability of fully sewn on liners. Our trucks have heavy-duty, yet light weight zinc plated tubular steel bases for durability. These tough bases have rounded corners for safety and functional purposes. This 8 bushel truck incorporates a vinyl/nylon flame retardant liner with a heavy-duty black rim for additional rim protection. The unit can nest for shipping and storage. Our trucks come standard with 3â€ polyurethane casters available in a diamond (two 3â€ swivel & two 3â€ rigid) or corner (four 3â€ swivel) caster pattern. The caster size upgrade is available in the 4", 5" Clean Wheel and 6". This truck has a weight capacity of 300 lbs. All truck sizes can be outfitted with our safety oriented spring platforms to prevent back injuries and hinged poly lids or our elastic corded flame retardant vinyl/nylon soft covers to help make transporting safe. | 8-bushel-permanent-liner-basket-truck--0a4.jpg
SKU: RBW410SO | R & B Wire 10 Bushel Permanent Liner Basket Truck | R&B; offers the widest selection of vinyl sided basket trucks available in 6- 20 bushel sizes. Our truck design incorporates the sturdiness and durability of fully sewn on liners. Our trucks have heavy-duty, yet light weight zinc plated tubular steel bases for durability. These tough bases have rounded corners for safety and functional purposes. This 10 bushel truck incorporates a vinyl/nylon flame retardant liner with a heavy-duty black rim for additional rim protection. The unit can nest for shipping and storage. Our trucks come standard with 3â€ polyurethane casters available in a diamond (two 3â€ swivel & two 3â€ rigid) or corner (four 3â€ swivel) caster pattern. The caster size upgrade is available in the 4", 5" Clean Wheel and 6". This truck has a weight capacity of 350 lbs. All truck sizes can be outfitted with our safety oriented spring platforms to prevent back injuries and hinged poly lids or our elastic corded flame retardant vinyl/nylon soft covers to help make transporting safe. | #NAME?
SKU: RBW412SO | R & B Wire 12 Bushel Permanent Liner Basket Truck | R&B; offers the widest selection of vinyl sided basket trucks available in 6- 20 bushel sizes. Our truck design incorporates the sturdiness and durability of fully sewn on liners. Our trucks have heavy-duty, yet light weight zinc plated tubular steel bases for durability. These tough bases have rounded corners for safety and functional purposes. This 12 bushel truck incorporates a vinyl/nylon flame retardant liner with a heavy-duty black rim for additional rim protection. The unit can nest for shipping and storage. Our trucks come standard with 3â€ polyurethane casters available in a diamond (two 3â€ swivel & two 3â€ rigid) or corner (four 3â€ swivel) caster pattern. The caster size upgrade is available in the 4", 5" Clean Wheel and 6". This truck has a weight capacity of 400 lbs. All truck sizes can be outfitted with our safety oriented spring platforms to prevent back injuries and hinged poly lids or our elastic corded flame retardant vinyl/nylon soft covers to help make transporting safe. | -12-bushel-permanent-liner-basket-truck--5bb.jpg
SKU: RBW414SO | R & B Wire 14 Bushel Permanent Liner Basket Truck | R&B; offers the widest selection of vinyl sided basket trucks available in 6- 20 bushel sizes. Our truck design incorporates the sturdiness and durability of fully sewn on liners. Our trucks have heavy-duty, yet light weight zinc plated tubular steel bases for durability. These tough bases have rounded corners for safety and functional purposes. This 14 bushel truck incorporates a vinyl/nylon flame retardant liner with a heavy-duty black rim for additional rim protection. The unit can nest for shipping and storage. Our trucks come standard with 3â€ polyurethane casters available in a diamond (two 3â€ swivel & two 3â€ rigid) or corner (four 3â€ swivel) caster pattern. The caster size upgrade is available in the 4", 5" Clean Wheel and 6". This truck has a weight capacity of 500 lbs. All truck sizes can be outfitted with our safety oriented spring platforms to prevent back injuries and hinged poly lids or our elastic corded flame retardant vinyl/nylon soft covers to help make transporting safe. | -14-bushel-permanent-liner-basket-truck--336.jpg
SKU: RBW416SO | R & B Wire 16 Bushel Permanent Liner Basket Truck | R&B; offers the widest selection of vinyl sided basket trucks available in 6- 20 bushel sizes. Our truck design incorporates the sturdiness and durability of fully sewn on liners. Our trucks have heavy-duty, yet light weight zinc plated tubular steel bases for durability. These tough bases have rounded corners for safety and functional purposes. This 16 bushel truck incorporates a vinyl/nylon flame retardant liner with a heavy-duty black rim for additional rim protection. The unit can nest for shipping and storage. Our trucks come standard with 3â€ polyurethane casters available in a diamond (two 3â€ swivel & two 3â€ rigid) or corner (four 3â€ swivel) caster pattern. The caster size upgrade is available in the 4", 5" Clean Wheel and 6". This truck has a weight capacity of 525lbs. All truck sizes can be outfitted with our safety oriented spring platforms to prevent back injuries and hinged poly lids or our elastic corded flame retardant vinyl/nylon soft covers to help make transporting safe | -16-bushel-permanent-liner-basket-truck--2a9.jpg
SKU: RBW418SO | R & B Wire 18 Bushel Permanent Liner Basket Truck | R&B; offers the widest selection of vinyl sided basket trucks available in 6- 20 bushel sizes. Our truck design incorporates the sturdiness and durability of fully sewn on liners. Our trucks have heavy-duty, yet light weight zinc plated tubular steel bases for durability. These tough bases have rounded corners for safety and functional purposes. This 18 bushel truck incorporates a vinyl/nylon flame retardant liner with a heavy-duty black rim for additional rim protection. The unit can nest for shipping and storage. Our trucks come standard with 3â€ polyurethane casters available in a diamond (two 3â€ swivel & two 3â€ rigid) or corner (four 3â€ swivel) caster pattern. The caster size upgrade is available in the 4", 5" Clean Wheel and 6". This truck has a weight capacity of 550 lbs. All truck sizes can be outfitted with our safety oriented spring platforms to prevent back injuries and hinged poly lids or our elastic corded flame retardant vinyl/nylon soft covers to help make transporting safe. | #NAME?
SKU: RBW406KD | R & B Wire 6 Bushel UPS/FEDEX-ABLE Basket Truck | R&B; offers a wide selection of vinyl/nylon basket trucks available in 6- 20 bushel sizes. Our truck design incorporates the sturdiness and durability of sewn-in liners with the benefits of a knocked-down unit - providing great freight savings. Our trucks have heavy-duty, yet light weight zinc plated tubular steel bases for durability. These tough bases have rounded corners for safety and functional purposes. This 6 bushel truck incorporates a replaceable vinyl/nylon flame retardant liner with a heavy-duty black rim for additional rim protection. The unit assembles in minutes and the liner can be secured with the enclosed plastic snap rivets or the included rope. Our trucks come standard with 3" polyurethane casters available in a diamond (two 3" swivel & two 4" rigid only) or corner (four 3" swivel) caster pattern. The caster size upgrade is available in the 4", 5" Clean Wheel and 6". This truck has a weight capacity of 250 lbs. All truck sizes can be outfitted with our spring platforms to prevent back injuries and hinged poly lids or our elastic corded flame retardant vinyl/nylon soft covers to help make transporting safe. Outside Dimensions: 31" L x 21" W x 26 1/2" H Height is based on 3" Casters. | 6-bushel-ups-fedex-able-basket-truck-4b1.jpg
SKU: RBW420KD | R & B Wire 20 Bushel UPS/FEDEX-ABLE Basket Truck | R&B; offers a wide selection of vinyl/nylon basket trucks available in 6- 20 bushel sizes. Our truck design incorporates the sturdiness and durability of sewn-in liners with the benefits of a knocked-down unit - providing great freight savings. Our trucks have heavy-duty, yet light weight zinc plated tubular steel bases for durability. These tough bases have rounded corners for safety and functional purposes. This 20 bushel truck incorporates a replaceable vinyl/nylon flame retardant liner with a heavy-duty black rim for additional rim protection. The unit assembles in minutes and the liner can be secured with the enclosed plastic snap rivets or the included rope. Our trucks come standard with 3" polyurethane casters available in a diamond (two 3" swivel & two 3" rigid) or corner (four 3" swivel) caster pattern. The caster size upgrade is available in the 4", 5" Clean Wheel and 6". This truck has a weight capacity of 600 lbs. All truck sizes can be outfitted with our spring platforms to prevent back injuries and hinged poly lids or our elastic corded flame retardant vinyl/nylon soft covers to help make transporting safe. Outside Dimensions: 49" L x 33 1/2" W x 37 1/4" H Height is based on 3" Casters | 20-bushel-ups-fedex-able-basket-truck--f18.jpg
SKU: RBW408KD | R & B Wire 8 Bushel UPS/FEDEX-ABLE Basket Truck | R&B; offers a wide selection of vinyl/nylon basket trucks are available in 6- 20 bushel sizes. Our truck design incorporates the sturdiness and durability of sewn-in liners with the benefits of a knocked-down unit - providing great freight savings. Our trucks have heavy-duty, yet light weight zinc plated tubular steel bases for durability. These tough bases have rounded corners for safety and functional purposes. This 8 bushel truck incorporates a replaceable vinyl/nylon flame retardant liner with a heavy-duty black rim for additional rim protection. The unit assembles in minutes and the liner can be secured with the enclosed plastic snap rivets or the included rope. Our trucks come standard with 3" polyurethane casters available in a diamond (two 3" swivel & two 3" rigid) or corner (four 3" swivel) caster pattern. The caster size upgrade is available in the 4", 5" Clean Wheel and 6". This truck has a weight capacity of 300 lbs. All truck sizes can be outfitted with our spring platforms to prevent back injuries and hinged poly lids or our elastic corded flame retardant vinyl/nylon soft covers to help make transporting safe. | -8-bushel-ups-fedex-able-basket-truck--250.jpg
SKU: RBW410KD | R & B Wire 10 Bushel UPS/FEDEX-ABLE Basket Truck | R&B; offers a wide selection of vinyl/nylon basket trucks available in 6- 20 bushel sizes. Our truck design incorporates the sturdiness and durability of sewn-in liners with the benefits of a knocked-down unit - providing great freight savings. Our trucks have heavy-duty, yet light weight zinc plated tubular steel bases for durability. These tough bases have rounded corners for safety and functional purposes. This 10 bushel truck incorporates a replaceable vinyl/nylon flame retardant liner with a heavy-duty black rim for additional rim protection. The unit assembles in minutes and the liner can be secured with the enclosed plastic snap rivets or the included rope. Our trucks come standard with 3" polyurethane casters available in a diamond (two 3" swivel & two 3" rigid) or corner (four 3" swivel) caster pattern. The caster size upgrade is available in the 4", 5" Clean Wheel and 6". This truck has a weight capacity of 350 lbs. All truck sizes can be outfitted with our spring platforms to prevent back injuries and hinged poly lids or our elastic corded flame retardant vinyl/nylon soft covers to help make transporting safe. | -10-bushel-ups-fedex-able-basket-truck--7fe.jpg
SKU: RBW412KD | R & B Wire 12 Bushel UPS/FEDEX-ABLE Basket Truck | R&B; offers a wide selection of vinyl sided basket trucks available in 6- 20 bushel sizes. Our truck design incorporates the sturdiness and durability of sewn-in liners with the benefits of a knocked-down unit - providing great freight savings. Our trucks have heavy-duty, yet light weight zinc plated tubular steel bases for durability. These tough bases have rounded corners for safety and functional purposes. This 12 bushel truck incorporates a replaceable vinyl/nylon flame retardant liner with a heavy-duty black rim for additional rim protection. The unit assembles in minutes and the liner can be secured with the enclosed plastic snap rivets or the included rope. Our trucks come standard with 3" polyurethane casters available in a diamond (two 3" swivel & two 3" rigid) or corner (four 3" swivel) caster pattern. The caster size upgrade is available in the 4", 5" Clean Wheel and 6". This truck has a weight capacity of 400 lbs. All truck sizes can be outfitted with our spring platforms to prevent back injuries and hinged poly lids or our elastic corded flame retardant vinyl/nylon soft covers to help make transporting safe. | -12-bushel-ups-fedex-able-basket-truck--c1d.jpg
SKU: RBW414KD | R & B Wire 14 Bushel UPS/FEDEX-ABLE Basket Truck | R&B; offers the widest selection of vinyl sided basket trucks available in 6- 20 bushel sizes. Our truck design incorporates the sturdiness and durability of sewn-in liners with the benefits of a knocked-down unit - providing great freight savings. Our trucks have heavy-duty, yet light weight zinc plated tubular steel bases for durability. These tough bases have rounded corners for safety and functional purposes. This 14 bushel truck incorporates a replaceable vinyl/nylon flame retardant liner with a heavy-duty black rim for additional rim protection. The unit assembles in minutes and the liner can be secured with the enclosed plastic snap rivets or the included rope. Our trucks come standard with 3" polyurethane casters available in a diamond (two 3" swivel & two 3" rigid) or corner (four 3" swivel) caster pattern. The caster size upgrade is available in the 4", 5" Clean Wheel and 6". This truck has a weight capacity of 500 lbs. All truck sizes can be outfitted with our spring platforms to prevent back injuries and hinged poly lids or our elastic corded flame retardant vinyl/nylon soft covers to help make transporting safe. | #NAME?
SKU: RBW416KD | R & B Wire 16 Bushel UPS/FEDEX-ABLE Basket Truck | R&B; offers the wide selection of vinyl/nylon sided basket trucks available in 6- 20 bushel sizes. Our truck design incorporates the sturdiness and durability of sewn-in liners with the benefits of a knocked-down unit - providing great freight savings. Our trucks have heavy-duty, yet light weight zinc plated tubular steel bases for durability. These tough bases have rounded corners for safety and functional purposes. This 16 bushel truck incorporates a replaceable vinyl/nylon flame retardant liner with a heavy-duty black rim for additional rim protection. The unit assembles in minutes and the liner can be secured with the enclosed plastic snap rivets or the included rope. Our trucks come standard with 3" polyurethane casters available in a diamond (two 3" swivel & two 3" rigid) or corner (four 3" swivel) caster pattern. The caster size upgrade is available in the 4", 5" Clean Wheel and 6". This truck has a weight capacity of 525 lbs. All truck sizes can be outfitted with our spring platforms to prevent back injuries and hinged poly lids or our elastic corded flame retardant vinyl/nylon soft covers to help make transporting safe. | -16-bushel-ups-fedex-able-basket-truck--64f.png
SKU: RBW418KD | R & B Wire 18 Bushel UPS/FEDEX-ABLE Basket Truck | R&B; offers a wide selection of vinyl/nylon basket trucks available in 6- 20 bushel sizes. Our truck design incorporates the sturdiness and durability of sewn-in liners with the benefits of a knocked-down unit - providing great freight savings. Our trucks have heavy-duty, yet light weight zinc plated tubular steel bases for durability. These tough bases have rounded corners for safety and functional purposes. This 18 bushel truck incorporates a replaceable vinyl/nylon flame retardant liner with a heavy-duty black rim for additional rim protection. The unit assembles in minutes and the liner can be secured with the enclosed plastic snap rivets or the included rope. Our trucks come standard with 3" polyurethane casters available in a diamond (two 3" swivel & two 3" rigid) or corner (four 3" swivel) caster pattern. The caster size upgrade is available in the 4", 5" Clean Wheel and 6". This truck has a weight capacity of 550 lbs. All truck sizes can be outfitted with our spring platforms to prevent back injuries and hinged poly lids or our elastic corded flame retardant vinyl/nylon soft covers to help make transporting safe. | #NAME?
SKU: RBW4606BLR | R & B Wire 6 Bushel Economy Poly Truck, Black | R&B; introduces our new line of Economy Poly Trucks in the widest selection available, 6 - 20 bushel sizes with a heavy-duty .225" nominal wall thickness in a rainbow of colors. These units are constructed with the highest quality material that meets FDA requirements.This 6 bushel truck has internal dimensions of 28 1/2"L x 18 1/2"W x 21"D. Our units incorporate our proprietary molded in caster ring allowing for a seamless interior bottom thus no exterior base is required. The 4" polyurethane non-marking casters are standard with all swivel casters and available with 2 rigid and 2 swivel casters either making transporting over any surface smooth rolling. This truck has a weight capacity of 165 lbs. All truck sizes can be outfitted with our safety oriented spring platforms to prevent back injuries and hinged poly lids or our elastic corded flame retardant vinyl/nylon soft covers to help make transporting safe. | 6-bushel-economy-poly-truck-black-1ce.jpg
SKU: RBW4608BLR | R & B Wire 8 Bushel Recycled Poly Truck, Black | R&B; introduces our new Recycled Line of Poly Trucks with a blend 30% pre-consumer recycled material and 70% virgin material. This line is offered in a full complement of 6 - 20 bushel sizes in black only. The units will have the same heavy-duty .225" nominal wall thickness that is both cost effective and sturdy. This 8 bushel truck has internal dimensions of 32 Â½â€L x 20 Â½â€W x 23 Â½â€ "D. Our units incorporate our proprietary molded-in caster ring technology allowing for a seamless interior tub, thus no exterior base is required. The 4" polyurethane non-marking casters are standard with all swivel casters but are available with 2 rigid and 2 swivel casters â€“ either making transporting over any surface smooth rolling. This truck has a weight capacity of 195 lbs. All truck sizes can be outfitted with our accessories including our safety oriented spring platforms (to minimize back injuries), hinged poly lids or our elastic corded flame retardant vinyl/nylon soft covers to help make transporting safe. | 8-bushel-recycled-poly-truck-black-537.jpg
SKU: RBW4610BLR | R & B Wire 10 Bushel Recycled Poly Truck, Black | R&B; introduces our new Recycled Line of Poly Trucks with a blend 30% pre-consumer recycled material and 70% virgin material. This line is offered in a full complement of 6 - 20 bushel sizes in black only. The units will have the same heavy-duty .225" nominal wall thickness that is both cost effective and sturdy. This 10 bushel truck has internal dimensions of 34 Â½â€L x 22 Â½â€W x 25 Â½"D. Our units incorporate our proprietary molded-in caster ring technology allowing for a seamless interior tub, thus no exterior base is required. The 4" polyurethane non-marking casters are standard with all swivel casters but are available with 2 rigid and 2 swivel casters â€“ either making transporting over any surface smooth rolling. This truck has a weight capacity of 225lbs. All truck sizes can be outfitted with our accessories including our safety oriented spring platforms (to minimize back injuries), hinged poly lids or our elastic corded flame retardant vinyl/nylon soft covers to help make transporting safe. | 10-bushel-recycled-poly-truck-black-6a3.jpg
SKU: RBW4612BLR | R & B Wire 12 Bushel Recycled Poly Truck Black | Our recycled poly truck is made of 30% pre-consumer material and 70% virgin material. All tubs are heavy wall constructed and have a seamless smooth finish for easy cleaning. This line is offered in a full complement of 6 - 20 bushel sizes in black only. | 12-bushel-recycled-poly-truck-black-b8a.jpg
SKU: RBW4614BLR | R & B Wire 14 Bushel Recycled Poly Truck, Black | R&B; introduces our new Recycled Line of Poly Trucks with a blend 30% pre-consumer recycled material and 70% virgin material. This line is offered in a full complement of 6 - 20 bushel sizes in black only. The units will have the same heavy-duty .225" nominal wall thickness that is both cost effective and sturdy. This 14 bushel truck has internal dimensions of 39â€L x 27â€W x 28"D. Our units incorporate our proprietary molded-in caster ring technology allowing for a seamless interior tub, thus no exterior base is required. The 4" polyurethane non-marking casters are standard with all swivel casters but are available with 2 rigid and 2 swivel casters â€“ either making transporting over any surface smooth rolling. This truck has a weight capacity of 315 lbs. All truck sizes can be outfitted with our accessories including our safety oriented spring platforms (to minimize back injuries), hinged poly lids or our elastic corded flame retardant vinyl/nylon soft covers to help make transporting safe. | 14-bushel-recycled-poly-truck-black-aac.jpg
SKU: RBW4616BLR | R & B Wire 16 Bushel Recycled Poly Truck Black | R&B; introduces our new Recycled Line of Poly Trucks with a blend 30% pre-consumer recycled material and 70% virgin material. | 16-bushel-recycled-poly-truck-black-a0c.jpeg
SKU: RBW4618BLR | R & B Wire 18 Bushel Recycled Poly Truck, Black | R&B; introduces our new Recycled Line of Poly Trucks with a blend 30% pre-consumer recycled material and 70% virgin material. This line is offered in a full complement of 6 - 20 bushel sizes in black only. The units will have the same heavy-duty .225" nominal wall thickness that is both cost effective and sturdy. This 18 bushel truck has internal dimensions of 41â€L x 29â€W x 30"D. Our units incorporate our proprietary molded-in caster ring technology allowing for a seamless interior tub, thus no exterior base is required. The 4" polyurethane non-marking casters are standard with all swivel casters but are available with 2 rigid and 2 swivel casters â€“ either making transporting over any surface smooth rolling. This truck has a weight capacity of 345 lbs. All truck sizes can be outfitted with our accessories including our safety oriented spring platforms (to minimize back injuries), hinged poly lids or our elastic corded flame retardant vinyl/nylon soft covers to help make transporting safe. | 18-bushel-recycled-poly-truck-black-821.jpg
SKU: RBW4620BLR | R & B Wire 20 Bushel Recycled Poly Truck, Black | R&B; introduces our new Recycled Line of Poly Trucks with a blend 30% pre-consumer recycled material and 70% virgin material. This line is offered in a full complement of 6 - 20 bushel sizes in black only. The units will have the same heavy-duty .225" nominal wall thickness that is both cost effective and sturdy. This 20 bushel truck has internal dimensions of 47â€L x 31"W x 30Â½" D. Our units incorporate our proprietary molded-in caster ring technology allowing for a seamless interior tub, thus no exterior base is required. The 4" polyurethane non-marking casters are standard with all swivel casters but are available with 2 rigid and 2 swivel casters â€“ either making transporting over any surface smooth rolling. This truck has a weight capacity of 384lbs. All truck sizes can be outfitted with our accessories including our safety oriented spring platforms (to minimize back injuries), hinged poly lids or our elastic corded flame retardant vinyl/nylon soft covers to help make transporting safe. | 20-bushel-recycled-poly-truck-black-251.jpg
SKU: ROSCE-CART | Roscoe Medical Adjustable D or E Cylinder Cart Chrome Finish | Roscoe Adjustable Oxygen Carts are constructed of durable, high-strength steel and can accommodate either â€œDâ€ or â€œEâ€ size cylinders. Handle is height adjustable to accommodate most individuals. Large, easy-roll wheels allow for safe maneuvering. Includes gurney/mask hook, nonslip hand grip and one piece thumb screw. | adjustable-d-or-e-cylinder-cart-chrome-finish-239.png
SKU: RBW100E | R & B Wire Standard Laundry Cart Bushel Capacity 2.5 | Our wire laundry carts have been the standard of the industry for over 70 years. They are used in the majority of America's coin laundries as well as on-premise and commercial laundries. They are used internationally in over 20 countries and are built for years of trouble free service. | standard-laundry-cart-bushel-capacity-25-2a6.jpeg
SKU: RBW200S56 | R & B Wire Large Capacity Front Load Laundry Cart with Double Pole Rack 3 3/4 Bushel | 3 3/4 Bushel Capacity. This large capacity front loading laundry cart will meet your large capacity needs and allows you to conveniently hang clothes. The perfect cart for healthcare, hospitality, dry cleaners, on-premise laundries, or coin laundry facilities with front loading machines. Fast and easy for front loading machines. Comes standard with chrome basket, base & double pole (56) rack. This unit is equipped with R&B;'s proprietary 5" Clean Wheel System - the only caster that prevents lint and thread pick up. The air cushion bumper protects walls and equipment. Basket tapers from 14" deep at the back to 7" in the front. Total unit height is 77 1/2". | large-capacity-front-load-laundry-cart-with-double-pole-rack-3-3-4-bushel-71f.jpg
SKU: DMI640-8213-0200 | Briggs Healthcare DMI Folding Shopping Cart | Folding Shopping Cart is ideal for shopping trips. This item folds compactly and has a textured handgrip. Folding Shopping Cart hooks on to most retail shopping carts. | dmi-folding-shopping-cart-75d.jpg
SKU: RBW200F56 | R & B Wire Large Capacity Laundry Cart with Double Pole Rack | 4 1/2 Bushel Capacity. The perfect cart for healthcare, hospitality, dry cleaners, on-premise laundries, or coin laundry facilities with large capacity needs. Comes standard with chrome basket and base and with a hanging garment rack.Â This unit is equipped with R&B's proprietary 5" Clean Wheel System - the only caster that prevents lint and thread pick up. The air cushion bumper protects walls and equipment. Total unit height with double pole (56) rack is 77 1/2". | large-capacity-laundry-cart-with-double-pole-rack-08e.jpg
SKU: RBW100T | R & B Wire Front Load Laundry Cart, 2 1/4 Bushel | 2 1/4 Bushel Capacity. This standard front loading laundry cart will meet your normal capacity needs. Fast and easy for front loading machines. Comes standard with chrome basket and base. This unit is equipped with R&B;'s proprietary 5" Clean Wheel System - the only caster that prevents lint and thread pick up. The air cushion bumper protects walls and equipment. The basket tapers from 14" deep at the back to 7" in the front. Total unit height is 30". | front-load-laundry-cart-2-1-4-bushel-20d.jpg
SKU: RBW100T58 | R & B Wire Front Load Laundry Cart with Double Pole Rack, 2 1/4 Bushel | 2 1/4 Bushel Capacity. This laundry cart configuration gives you the benefits of front loading and the convenience to hang clothes. Fast and easy for front loading machines. Comes standard with chrome basket base & double pole (58) rack. This unit is equipped with R&B;'s proprietary 5" Clean Wheel System - the only caster that prevents lint and thread pick up. The air cushion bumper protects walls and baskets. The basket tapers from 14" deep at the back to 7" in the front. Total unit height is 66 1/2". | front-load-laundry-cart-with-double-pole-rack-2-1-4-bushel-3cf.jpg
SKU: RBW100T91 | R & B Wire Front Load Laundry Cart with Single Pole Rack, 2 1/4 Bushel | 2 1/4 Bushel Capacity. This laundry cart configuration gives you the benefits of front loading and the convenience to hang clothes and provides the ease of under counter storage. Fast and easy for front loading machines. Comes standard with chrome basket, base & single pole (91) rack. This unit is equipped with R&B;'s proprietary 5" Clean Wheel System - the only caster that prevents lint and thread pick up. The air cushion bumper protects walls and equipment. The basket tapers from 14" deep at the back to 7" in the front. Total unit height is 66 1/2". | front-load-laundry-cart-with-single-pole-rack-2-1-4-bushel-83e.jpg
SKU: RBW200S | R & B Wire Large Capacity Front Load Laundry Cart, 3 3/4 Bushel | 3 3/4 Bushel Capacity. This large capacity front loading laundry cart will meet your large capacity needs. The perfect cart for healthcare, hospitality, dry cleaners, on-premise laundries, or coin laundry facilities with front loading machines. Fast and easy for front loading machines. Comes standard with chrome basket and base . This unit is equipped with R&B;'s patented 5" Clean Wheel System - the only caster that prevents lint and thread pick up. The air cushion bumper protects walls and equipment. Basket tapers from 14" deep at the back to 7" in the front. Total unit height is 32 3/4". | large-capacity-front-load-laundry-cart-3-3-4-bushel-3c4.jpg
SKU: RBW300G55 | R & B Wire Deluxe Elevated Laundry Cart with Double Pole Rack, 3 1/2 Bushel | 3 1/2 Bushel Capacity. This deluxe laundry cart provides an ergonomic design that minimizes bending and facilitates loading and unloading. The cart is equipped with a convenient bottom shelf to keep soap, bleach and other laundry or personal belongings conveniently located. The dual bumper system - basket and base protects all of your equipment and premises. Comes standard with chrome basket, base & double pole (55) rack. This unit is equipped with R&B;'s proprietary 5" Clean Wheel System - the only caster that prevents lint and thread pick up. The air cushion bumper protects walls and equipment. Total unit height is 76 1/2". Base color is chrome only. | deluxe-elevated-laundry-cart-with-double-pole-rack-3-1-2-bushel-9be.jpg
SKU: RBW96B58 | R & B Wire Economy Laundry Cart with Double Pole Rack, 2 1/2 Bushel | 2 1/2 Bushel Capacity. This economy laundry cart will meet your light duty capacity needs. Comes with chrome basket, base & double pole (58) rack only and allows the convenience to hang clothes. This unit is equipped with 4" threaded stem casters. The air cushion bumper protects walls and equipment. Total unit height is 65 1/2". | economy-laundry-cart-with-double-pole-rack-2-1-2-bushel-112.jpg
SKU: RBW350E | R & B Wire Car Wash Towel Cart | 2 1/2 Bushel Capacity. Built to save time, towels and money. Providing Car Wash Towel Carts is a convenient and practical way to make a car wash more professional and efficient. A spacious basket with an air-cushion bumper, an elevated base with utility shelf and rugged 4 " polyurethane casters (two with brakes), all combine to make this the ideal cart for today's modern car wash. Comes standard with chrome basket (see chart for basket colors available) and the base is zinc plated and silver powder coated to resist rust and corrosion. Total unit height is 33 1/2". | car-wash-towel-cart-5c6.jpg
SKU: RBW131 | R & B Wire Nylon Basket Cover Cap for E, D & G Basket | These products are great for the convenient transportation of clean or soiled linen. We have a selection of basket covers to meet your needs in both material and color options. These 200 denier urethane coated nylon cover caps are flame retardant are built for years of service. All seams are double sewn for maximum strength on all cover caps which are designed to be seamless and tear resistant. All covers have a shock corded rim to ensure a snug fit and easy removal. The flame retardant fabric has built in properties which are guaranteed for the life of the fabric. Designed to be used with #141 Liner. | nylon-basket-cover-cap-for-e-d-g-basket-d93.jpg
SKU: RBW141 | R & B Wire Nylon Basket Liner for E, D & G Basket | These liners are great for the convenient transportation of clean or soiled linen. We have a selection of basket liners to meet your needs in both material and color options. Select our 200 denier urethane coated nylon which is flame retardant and extremely durable. All seams are double sewn for maximum strength and all our liners are designed to be seamless and tear resistant to give many years of service. All liners have a shock corded rim to insure a snug fit and easy removal. The flame retardant fabric has built in properties which are guaranteed for the life of the fabric. | nylon-basket-liner-for-e-d-g-basket-1d8.jpg
SKU: RBW151 | R & B Wire Support Frame & Cover to fit 100E58, Nylon | This neat and clean protective cover system includes the heavy-duty zinc plated steel support frame and flame retardant cover made from 200 denier urethane coated nylon specifically for the 100E58 laundry cart. All seams are double sewn for maximum strength. This efficient system protects clean laundry and garments during transportation. This unit can also act as an effective storage or staging unit. The support frame fits on top of the double pole (58) rack. Velcro closures provide security and easy accessibility to contents. | support-frame-cover-to-fit-100e58-nylon-a6d.jpg
SKU: RBW231 | R & B Wire Nylon Basket Cover for F Basket | These products are great for the convenient transportation of clean or soiled linen. We have a selection of basket cover caps to meet your needs in both material and color options. Select our 200 denier urethane coated nylon which is flame retardant and extremely durable. All seams are double sewn for maximum strength on all cover caps which are designed to be seamless and tear resistant to give many years of service. All covers have a shock corded rim to ensure a snug fit and easy removal. The flame retardant fabric has built in properties which are guaranteed for the life of the fabric. Designed to be used with #241 Liner | nylon-basket-cover-for-f-basket-6b1.jpg
SKU: RBW241 | R & B Wire Nylon Basket Liner for F Basket | These liners are great for the convenient transportation of clean or soiled linen. We have a selection of basket liners to meet your needs in both material and color options. Select our 200 denier urethane coated nylon which is flame retardant and extremely durable. All seams are double sewn for maximum strength and all our liners are designed to be seamless and tear resistant to give many years of service. All liners have a shock corded rim to insure a snug fit and easy removal. The flame retardant fabric has built in properties which are guaranteed for the life of the fabric. | nylon-basket-liner-for-f-basket-658.jpg
SKU: RBW56 | R & B Wire Large Double Pole Rack (for 200 series carts), 75"H | This sturdy double pole rack comes standard in a sturdy chrome finish and fits the 200F and 200S carts. Also available in a DuraGuard beige finish. The 28" crossbar is always in chrome. Extends cart height to 75". | large-double-pole-rack-for-200-series-carts-75h-21e.jpg
SKU: RBW58C | R & B Wire Double Pole Rack for 100 and 96 series carts | This sturdy double pole rack comes standard in a sturdy chrome finish and fits the 100E, 100D, 100T and 96B carts - our most popular rack. | double-pole-rack-for-100-and-96-series-carts-14b.jpg
SKU: RBW251 | R & B Wire Support Frame & Cover to fit 200F56 | This neat and clean protective cover system includes the heavy-duty zinc plated steel support frame and flame retardant cover made from 200 denier urethane coated nylon specifically for the 200F56 laundry cart. All seams are double sewn for maximum strength. This efficient system protects clean laundry and garments during transportation. This unit can also act as an effective storage or staging unit. The support frame fits on top of the double pole (58) rack. Velcro closures provide security and easy accessibility to contents. | support-frame-cover-to-fit-200f56-3fb.jpg
SKU: RBW908S | R & B Wire Sign Only For 908 One Piece Rack Extender With Hardware | This sturdy warning sign will mount directly in a 907 extender rack or will replace an existing sign in a 908 rack. Hardware is included. | sign-only-for-908-one-piece-rack-extender-with-hardware-591.jpg
SKU: RBW908 | R & B Wire One Piece Rack Extender with Sign for 58 Rack | Fits 58 rack. Extends overall height to 90" well above a standard door opening and comes with the warning sign installed. Deters removal of cart from premises. Chrome plated. No additional mounting hardware needed (58 rack sold separately.) | one-piece-rack-extender-with-sign-for-58-rack-67f.jpg
SKU: RBW909 | R & B Wire One Piece Rack Extender for 56 Rack | Fits 56 rack. Extends overall height to 90" well above a standard door opening. Deters removal of cart from premises. Chrome plated. No additional mounting hardware needed (56 rack sold separately.) | one-piece-rack-extender-for-56-rack-6bb.jpg
SKU: RBW907 | R & B Wire One Piece Rack Extender for 58 Rack | Fits 58 rack. Extends overall height to 90" well above a standard door opening. Deters removal of cart from premises. Chrome plated. No additional mounting hardware needed (58 rack sold separately.) | one-piece-rack-extender-for-58-rack-1e0.jpg
SKU: RBW906 | R & B Wire Wall Mounted Swinging Rack 14" | This heavy duty swinging rack swivels to either side providing extra storage for hanging garments but will swivel out of the way when not in use. | wall-mounted-swinging-rack-14-5e4.jpg
SKU: RBW903S | R & B Wire Wall Mounted Warning Sign Spanish | High quality plastic (3MM PVC/ Silkscreened) wall mounted warning sign in Spanish is highly recommended for every coin laundry. Protect your facility with strategically placed wall mounted warning signs. Mounting hardware is included. | wall-mounted-warning-sign-spanish-f00.jpg
SKU: RBW903E | R & B Wire Wall Mounted Warning Sign English | High quality (3MM PVC/ Silkscreened) plastic wall mounted warning sign in English is highly recommended for every coin laundry. Protect your facility with strategically placed wall mounted warning signs. Also available in Spanish. Mounting hardware is included. | wall-mounted-warning-sign-english-50e.jpg
SKU: RBW902 | R & B Wire Basket Warning Sign | Attaches to 96, 100, 200 and 300 series cart baskets. Sign is sturdy and mounts to the basket with included tie wraps. Basket Warning Sign. | basket-warning-sign-a22.jpg
SKU: RBW100C | R & B Wire Standard Round Tubular Base, 100 series carts | Our 100 base is fully welded and made from 7/8" round steel tubular construction. Fits E, T and D baskets and accommodates the double pole (58) and single pole (91) racks. Standard finish is a sturdy chrome with the option for a DuraGuard coating in Beige or Grey. Comes complete with our 5" Clean Wheel System caster. Standard Round Tubular Base (for 100 series carts) | standard-round-tubular-base-100-series-carts-d7d.jpg
SKU: RBW200C | R & B Wire Large Round Tubular Base for 200 series carts | Our 200 base is fully welded and made from 7/8" round steel tubular construction. Fits F and S baskets and accommodates the double pole (56) rack. Standard finish is a sturdy chrome with the option for a DuraGuard coating in Beige. Comes complete with our 5" Clean Wheel System casters. | large-round-tubular-base-for-200-series-carts-5f1.jpg
SKU: RBW55 | R & B Wire Double Pole Rack for 300 series Cart, 75"H | This sturdy double pole rack comes standard in a sturdy chrome finish and fits the 300G cart. The 20 1/2" crossbar is always in chrome. Extends cart height to 75". | double-pole-rack-for-300-series-cart-75h-ef9.jpg
SKU: RBW7591PC | R & B Wire Pennant Style Head For 91 Rack, 17 1/4"L | This sturdy chrome plated pennant style head is for the 91 single pole rack. Comes complete with bolt and locking nut to secure in place. The head measures 17 1/4" in length. This head is for the 91 rack only. | pennant-style-head-for-91-rack-17-1-4l-515.jpg
SKU: RBW7558C | R & B Wire Crossbar To Fit 58 Rack, 23 3/4"L | This sturdy chrome plated crossbar is a replacement for the 58 double pole rack for the 100 series and 96 carts and comes complete with bolts and locking nuts to secure it in place. Crossbar measures 23 3/4" in length and is a replacemnt for the 58 rack only. | crossbar-to-fit-58-rack-23-3-4l-84e.jpg
SKU: RBW7556C | R & B Wire Crossbar to fit 56 Rack, 28"L | This sturdy chrome plated crossbar is a replacement for the 56 double pole rack for the 200 series carts and comes complete with bolts and locking nuts to secure it in place. Crossbar measures 28" in length and is a replacemnt for the 56 rack only. | crossbar-to-fit-56-rack-28l-f85.jpg
SKU: RBW7555 | R & B Wire Crossbar to fit 55 Rack , 20 1/2" | This sturdy chrome plated crossbar is a replacement for the 55 double pole rack for the 300 cart and comes complete with bolts and locking nuts to secure it in place. Crossbar measures 20 1/2" in length and is a replacemnt for the 55 rack only. | crossbar-to-fit-55-rack-20-1-2-e19.jpg
SKU: RBWRB2000 | R & B Wire Digital Price Computing Scale with Dual Display, 60 lb | US Weights & Measures Approved 60 lb. capacity with triple digital LCD readout displays front and back with backlight function - high quality removable proprietary gray copolymer coated wire basket included. This unit provides 3 direct PLU's (Price Look Up's) (199 indirect) for price computing. Unit runs on a sealed rechargeable battery or AC adapter (both included). | digital-price-computing-scale-with-dual-display-60-lb-112.jpg
SKU: RBWRB50 | R & B Wire Digital Laundry Scale with Dual Display, 50 lb | US Weights & Measures Approved 50 lb. capacity with single digital LCD readout displays front and back with backlight function - high quality removable proprietary gray copolymer coated wire basket included. This unit provides weight only. Unit runs on batteries (6 D cell - not included) or can be run from the AC adapter - which is included. | digital-laundry-scale-with-dual-display-50-lb-5ff.jpg
SKU: RBWRB40C | R & B Wire Analog Laundry Scale, 40 lb | A basic mechanical 40 lb. capacity dial scale. Not legal for trade. Comes with a heavy-duty almond copolymer coated wire basket - built to last. | analog-laundry-scale-40-lb-e80.jpg
SKU: RBWRB51PL | R & B Wire Mobile Scale with Poly Tub, 249 lb | Accurate high quality unit with a 249 lb. scale head capacity. The heavy-duty tubular base is sturdy chrome with 6 bushel blue poly tub. The scale reading is easily visible from the front of the unit without stooping. This unit has handles on both ends for superior mobility. Not legal for trade - Ships UPS/FedEx knocked-down for a great freight savings. | mobile-scale-with-poly-tub-249-lb-2d1.jpg
SKU: RBW4608 | R & B Wire 8 Bushel Poly Truck | R&B; offers the widest selection of poly trucks available, 6 - 20 bushel sizes with a heavy-duty .225" nominal wall thickness in a rainbow of colors. This 8 bushel truck material meets FDA requirements and has internal dimensions of 32 1/2"L x 20 1/2" W x 23 1/2"D. Our trucks all come standard with the lightest and most durable 1 3/4" thick double wall poly base in the industry - offering outstanding support and years of trouble-free service. The 4" polyurethane all swivel non-marking casters will make transporting over any surface smooth rolling. These tubs are mounted with stainless steel hardware and rubber washers to provide a leak proof tub. This truck has a weight capacity of 325 lbs. All truck sizes can be outfitted with our safety oriented spring platforms to prevent back injuries and hinged poly lids or our elastic corded flame retardant vinyl/nylon soft covers to help make transporting safe. R&B; offers our RotoStone line of quality poly trucks in our unique high quality stone finishes. This elegant look will provide an image that is pleasing and just as functional as our standard trucks. | 8-bushel-poly-truck-b0f.jpg
SKU: RBW4610 | R & B Wire 10 Bushel Poly Truck | R&B; offers the widest selection of poly trucks available, 6 - 20 bushel sizes with a heavy-duty .225 "nominal wall thickness in a rainbow of colors. This 10 bushel truck material meets FDA requirements and has internal dimensions of 34 1/2"L x 22 1/2"W x 25 1/2"D. Our trucks all come standard with the lightest and most durable 1 3/4" thick double wall poly base in the industry - offering outstanding support and years of trouble-free service. The 4" polyurethane all swivel non-marking casters will make transporting over any surface smooth rolling. These tubs are mounted with stainless steel hardware and rubber washers to provide a leak proof tub. This truck has a weight capacity of 375 lbs. All truck sizes can be outfitted with our safety oriented spring platforms to prevent back injuries and hinged poly lids or our elastic corded flame retardant vinyl/nylon soft covers to help make transporting safe. R&B; offers our RotoStone line of quality poly trucks in our unique high quality stone finishes. This elegant look will provide an image that is pleasing and just as functional as our standard trucks. Dimensions: 38 1/2" L x 26 1/4" W x 32" H Outside Dimensions | 10-bushel-poly-truck-6d4.jpg
SKU: RBW4612 | R & B Wire 12 Bushel Poly Truck | R&B; offers the widest selection of poly trucks available, 6 - 20 bushel sizes with a heavy-duty .225" nominal wall thickness in a rainbow of colors. This 12 bushel truck material meets FDA requirements and has internal dimensions of 35"L x 25"W x 27 1/2"D. Our trucks all come standard with the lightest and most durable 1 3/4" thick double wall poly base in the industry - offering outstanding support and years of trouble-free service. The 4" polyurethane all swivel non-marking casters will make transporting over any surface smooth rolling. These tubs are mounted with stainless steel hardware and rubber washers to provide a leak proof tub. This truck has a weight capacity of 425 lbs. All truck sizes can be outfitted with our safety oriented spring platforms to prevent back injuries and hinged poly lids or our elastic corded flame retardant vinyl/nylon soft covers to help make transporting safe. R&B; offers our RotoStone line of quality poly trucks in our unique high quality stone finishes. This elegant look will provide an image that is pleasing and just as functional as our standard trucks. Dimensions: 39" L x 29" W x 33 1/4"H Outside Dimensions | 12-bushel-poly-truck-58f.jpg
SKU: RBW4614 | R & B Wire 14 Bushel Poly Truck | R&B; offers the widest selection of poly trucks available, 6 - 20 bushel sizes with a heavy-duty .225" nominal wall thickness in a rainbow of colors. This 14 bushel truck material meets FDA requirements and has internal dimensions of 39"L x 27"W x 28"D. Our trucks all come standard with the lightest and most durable 1 3/4" thick double wall poly base in the industry - offering outstanding support and years of trouble-free service. The 4" polyurethane all swivel non-marking casters will make transporting over any surface smooth rolling. These tubs are mounted with stainless steel hardware and rubber washers to provide a leak proof tub. This truck has a weight capacity of 525 lbs. All truck sizes can be outfitted with our safety oriented spring platforms to prevent back injuries and hinged poly lids or our elastic corded flame retardant vinyl/nylon soft covers to help make transporting safe. R&B; offers our RotoStone line of quality poly trucks in our unique high quality stone finishes. This elegant look will provide an image that is pleasing and just as functional as our standard trucks. Dimensions: 43" L x 30 3/4" W x 35" H Outside Dimensions. | 14-bushel-poly-truck-f0a.jpg
SKU: RBW4616 | R & B Wire 16 Bushel Poly Truck | R&B; offers the widest selection of poly trucks available, 6 - 20 bushel sizes with a heavy-duty .225" nominal wall thickness in a rainbow of colors. This 16 bushel truck material meets FDA requirements and has internal dimensions of 39"L x 27"W x 30 1/2"D. Our trucks all come standard with the lightest and most durable 1 3/4" thick double wall poly base in the industry - offering outstanding support and years of trouble-free service. The 4" polyurethane all swivel non-marking casters will make transporting over any surface smooth rolling. These tubs are mounted with stainless steel hardware and rubber washers to provide a leak proof tub. This truck has a weight capacity of 540 lbs. All truck sizes can be outfitted with our safety oriented spring platforms to prevent back injuries and hinged poly lids or our elastic corded flame retardant vinyl/nylon soft covers to help make transporting safe. R&B; offers our RotoStone line of quality poly trucks in our unique high quality stone finishes. This elegant look will provide an image that is pleasing and just as functional as our standard trucks. Dimensions: 42" L x 30 1/4" W x 37 1/4" H Outside Dimensions. | 16-bushel-poly-truck-caf.jpg
SKU: RBW4618 | R & B Wire 18 Bushel Poly Truck | R&B; offers the widest selection of poly trucks available, 6 - 20 bushel sizes with a heavy-duty .225" nominal wall thickness in a rainbow of colors. This 18 bushel truck material meets FDA requirements and has internal dimensions of 41"L x 29"W x 30"D. Our trucks all come standard with the lightest and most durable 1 3/4" thick double wall poly base in the industry - offering outstanding support and years of trouble-free service. The 4" polyurethane all swivel non-marking casters will make transporting over any surface smooth rolling. These tubs are mounted with stainless steel hardware and rubber washers to provide a leak proof tub. This truck has a weight capacity of 575 lbs. All truck sizes can be outfitted with our safety oriented spring platforms to prevent back injuries and hinged poly lids or our elastic corded flame retardant vinyl/nylon soft covers to help make transporting safe. R&B; offers our RotoStone line of quality poly trucks in our unique high quality stone finishes. This elegant look will provide an image that is pleasing and just as functional as our standard trucks. Dimensions: 45 1/2" L x 33" W x 37 1/4"H Outside Dimensions. | 18-bushel-poly-truck-539.jpg
SKU: RBW4620 | R & B Wire 20 Bushel Poly Truck | R&B; offers the widest selection of poly trucks available, 6 - 20 bushel sizes with a heavy-duty .225" nominal wall thickness in a rainbow of colors. This 20 bushel truck material meets FDA requirements and has internal dimensions of 47"L x 31"W x 30 1/2"D. Our trucks all come standard with the lightest and most durable 1 3/4" thick double wall poly base in the industry - offering outstanding support and years of trouble-free service. The 4" polyurethane all swivel non-marking casters will make transporting over any surface smooth rolling. These tubs are mounted with stainless steel hardware and rubber washers to provide a leak proof tub. This truck has a weight capacity of 640 lbs. All truck sizes can be outfitted with our safety oriented spring platforms to prevent back injuries and hinged poly lids or our elastic corded flame retardant vinyl/nylon soft covers to help make transporting safe. R&B; offers our RotoStone line of quality poly trucks in our unique high quality stone finishes. This elegant look will provide an image that is pleasing and just as functional as our standard trucks. Dimensions: 50 1/2" L x 34 1/2" W x 37 1/4" H Outside Dimensions. | 20-bushel-poly-truck-22a.jpg
SKU: RBW450G | R & B Wire Spring Platform Lift for 6 Bushel Poly Truck | R&B; offers a great safety option with our spring platforms. All poly and vinyl bushel trucks can be outfitted with our safety ergonomically designed spring platforms - by minimizing reaching and bending. The platform which is specifically designed for each truck will allow the load to move higher as weight or capacity is reduced. Spring lifts and protective sleeves are in gray for all poly trucks. | spring-platform-lift-for-6-bushel-poly-truck-eca.jpg
SKU: RBW452G | R & B Wire Spring Platform Lift for 8 Bushel Poly Truck | R&B; offers a great safety option with our spring platforms. All poly and vinyl bushel trucks can be outfitted with our safety ergonomically designed spring platforms - by minimizing reaching and bending. The platform which is specifically designed for each truck will allow the load to move higher as weight or capacity is reduced. Spring lifts and protective sleeves are in gray for all poly trucks. | spring-platform-lift-for-8-bushel-poly-truck-117.jpg
SKU: RBW454G | R & B Wire Spring Platform Lift to fit for 10 Bushel Poly Truck | R&B; offers a great safety option with our spring platforms. All poly and vinyl bushel trucks can be outfitted with our safety ergonomically designed spring platforms - by minimizing reaching and bending. The platform which is specifically designed for each truck will allow the load to move higher as weight or capacity is reduced. Spring lifts and protective sleeves are in gray for all poly trucks. | spring-platform-lift-to-fit-for-10-bushel-poly-truck-8e4.jpg
SKU: RBW455G | R & B Wire Spring Platform Lift for 12 Bushel Poly Truck | R&B; offers a great safety option with our spring platforms. All poly and vinyl bushel trucks can be outfitted with our safety ergonomically designed spring platforms - by minimizing reaching and bending. The platform which is specifically designed for each truck will allow the load to move higher as weight or capacity is reduced. Spring lifts and protective sleeves are in gray for all poly trucks. | spring-platform-lift-for-12-bushel-poly-truck-4d0.jpg
SKU: RBW458G | R & B Wire Spring Platform Lift for 20 Bushel Poly Truck | R&B; offers a great safety option with our spring platforms. All poly and vinyl bushel trucks can be outfitted with our safety ergonomically designed spring platforms - by minimizing reaching and bending. The platform which is specifically designed for each truck will allow the load to move higher as weight or capacity is reduced. Spring lifts and protective sleeves are in gray for all poly trucks. | spring-platform-lift-for-20-bushel-poly-truck-3f2.jpg
SKU: RBW4606HL | R & B Wire Hinged Poly Cover | These sturdy hinged heavy-duty poly lids offer excellent protection for either poly or bushel truck contents. The lids feature a center opening stainless steel hinge that allows you to load or unload without having to remove the lid. By being able to access the lid from either end it makes it a very convenient option. Simply raise the lid from either end of the truck and toss in the laundry or other contents and simply close the lid - it's that easy. | hinged-poly-cover-730.jpg
SKU: RBW4608HL | R & B Wire Hinged Poly Cover to fit 408, 4608 and 4608BL | These sturdy hinged heavy-duty poly lids offer excellent protection for either poly or bushel truck contents. The lids feature a center opening stainless steel hinge that allows you to load or unload without having to remove the lid. By being able to access the lid from either end it makes it a very convenient option. Simply raise the lid from either end of the truck and toss in the laundry or other contents and simply close the lid - it's that easy. | hinged-poly-cover-to-fit-408-4608-and-4608bl-98d.jpg
SKU: RBW4610HL | R & B Wire Hinged Poly Cover to fit 410, 4610 and 4610BL | These sturdy hinged heavy-duty poly lids offer excellent protection for either poly or bushel truck contents. The lids feature a center opening stainless steel hinge that allows you to load or unload without having to remove the lid. By being able to access the lid from either end it makes it a very convenient option. Simply raise the lid from either end of the truck and toss in the laundry or other contents and simply close the lid - it's that easy. | hinged-poly-cover-to-fit-410-4610-and-4610bl-ef0.jpg
SKU: RBW4612HL | R & B Wire Hinged Poly Cover to fit 412, 4612, 4612BL | These sturdy hinged heavy-duty poly lids offer excellent protection for either poly or bushel truck contents. The lids feature a center opening stainless steel hinge that allows you to load or unload without having to remove the lid. By being able to access the lid from either end it makes it a very convenient option. Simply raise the lid from either end of the truck and toss in the laundry or other contents and simply close the lid - it's that easy. | hinged-poly-cover-to-fit-412-4612-4612bl-a0e.jpg
SKU: RBW4614/16HL | R & B Wire Hinged Poly Cover to fit 414, 416, 4614, 4616, 4614BL and 4616 | These sturdy hinged heavy-duty poly lids offer excellent protection for either poly or bushel truck contents. The lids feature a center opening stainless steel hinge that allows you to load or unload without having to remove the lid. By being able to access the lid from either end it makes it a very convenient option. Simply raise the lid from either end of the truck and toss in the laundry or other contents and simply close the lid - it_s that easy. | hinged-poly-cover-to-fit-414-416-4614-4616-4614bl-and-4616-346.jpg
SKU: RBW4618HL | R & B Wire Hinged Poly Cover to fit 418, 4618 and 4618BL | These sturdy hinged heavy-duty poly lids offer excellent protection for either poly or bushel truck contents. The lids feature a center opening stainless steel hinge that allows you to load or unload without having to remove the lid. By being able to access the lid from either end it makes it a very convenient option. Simply raise the lid from either end of the truck and toss in the laundry or other contents and simply close the lid - it's that easy. | hinged-poly-cover-to-fit-418-4618-and-4618bl-2f4.jpg
SKU: RBW4620HL | R & B Wire Hinged Poly Cover to fit 420, 4620 and 4620BL | These sturdy hinged heavy-duty poly lids offer excellent protection for either poly or bushel truck contents. The lids feature a center opening stainless steel hinge that allows you to load or unload without having to remove the lid. By being able to access the lid from either end it makes it a very convenient option. Simply raise the lid from either end of the truck and toss in the laundry or other contents and simply close the lid - it's that easy. | hinged-poly-cover-to-fit-420-4620-and-4620bl-d68.jpg
SKU: RBW837 | R & B Wire Bulk Transport Truck with 37 Cubic Feet | Rugged heavy-duty 37 cu. ft. bulk transport truck. Nominal wall thickness is .225" for a durable well constructed bulk delivery truck. Maximize your payload when transporting items such as soiled linen, bagged waste or recyclables. Now with outstanding ultra tough double walled structural poly base and rugged 6" non-marking ball bearing casters - 2 fixed and 2 swivel insure for smooth and easy transporting. These trucks carry huge loads with ease and will insure many years of carefree service. Optional gray spring platform and white vinyl cover are available. | bulk-transport-truck-with-37-cubic-feet-d4e.jpg
SKU: RBW848 | R & B Wire Bulk Transport Truck with 48 Cubic Feet | Rugged heavy-duty 48 cu. ft. bulk transport truck. Nominal wall thickness is .225" for a durable well constructed bulk delivery truck. Maximize your payload when transporting items such as soiled linen, bagged waste or recyclables. Now with outstanding ultra tough double walled structural poly base and rugged 6" non-marking ball bearing casters - 2 fixed and 2 swivel insure for smooth and easy transporting. These trucks carry huge loads with ease and will insure many years of carefree service. Optional gray spring platform and white vinyl cover are available. | bulk-transport-truck-with-48-cubic-feet-4d7.jpg
SKU: RBW748 | R & B Wire Turnabout Truck with 48 Cubic Feet | This 48 cu. ft. turnabout truck converts from a clean linen delivery truck to soiled linen bulk truck by repositioning the wire shelves from a horizontal to a vertical position. The 1" support poles will handle a heavy payload with ease and are very durable. Chrome plated wire shelving is tough and attractive. Built tough with nominal wall thickness of .225" insures a unit with a tough wall construction. Now with outstanding ultra tough double walled structural poly base and rugged 6" non-marking ball bearing casters - 2 fixed and 2 swivel insure for smooth and easy transporting. These trucks carry huge loads with ease and will insure many years of carefree service. | turnabout-truck-with-48-cubic-feet-6e1.jpg
SKU: RBW748 | R & B Wire Turnabout Truck with 48 Cubic Feet | This 48 cu. ft. turnabout truck converts from a clean linen delivery truck to soiled linen bulk truck by repositioning the wire shelves from a horizontal to a vertical position. The 1" support poles will handle a heavy payload with ease and are very durable. Chrome plated wire shelving is tough and attractive. Built tough with nominal wall thickness of .225" insures a unit with a tough wall construction. Now with outstanding ultra tough double walled structural poly base and rugged 6" non-marking ball bearing casters - 2 fixed and 2 swivel insure for smooth and easy transporting. These trucks carry huge loads with ease and will insure many years of carefree service. | turnabout-truck-with-48-cubic-feet-6e1.jpg
SKU: RBW860 | R & B Wire Spring Platform for Bulk Transport Truck | This durable spring platform is designed to prevent stooping and bending to remove linen from bulk trucks and prevent injuries. Built from heavy-duty 3/8" wire with a durable zinc finish includes two cross-members for additional strength and support. The spring platform is covered with gray vinyl/nylon for an attractive and durable finish. Also allows for easy cleaning. Comes complete with 4 heavy-duty springs enclosed in protective sleeves made from the same gray vinyl/nylon for outstanding protection. Spring platforms fit the 837 & 848 bulk transport truck. | spring-platform-for-bulk-transport-truck-0a5.jpg
SKU: RBWRTT58STND | R & B Wire Tilt Truck, Small, 5/8 Cubic Yard Capacity 750 lb | This 5/8 cu. yard tilt truck makes heavy loads a breeze to handle. The tough tubular frames support our durable roto molded truck body that is built to take abuse - with a nominal wall thickness of .225". It has a weight capacity of 750 lbs. The design incorporates a smooth finished interior tilt wall to minimize the collection of debris, while allowing for easy cleaning after a tough job. Our design incorporates safety standards to insure good balance and allow for comfortable and controlled dumping. Heavy-duty 12" front wheels and 4" rear swivel caster insure easy steering and smooth rolling over any surface. Lid is available for this truck but not included (Lid cat# RTT58L). Frame and base are black. Outside Dimensions 54" L x 26" W x 32" H | tilt-truck-small-5-8-cubic-yard-capacity-750-lb-3ce.jpg
SKU: RBWRTT11STND | R & B Wire Tilt Truck , Large, 1.1 Cubic Yard Capacity | This 1.1 cu. yard tilt truck makes heavy loads a breeze to handle. The tough tubular frames support our durable roto molded truck body that is built to take abuse - with a nominal wall thickness of .225". It has a weight capacity of 1000 lbs. The design incorporates a smooth finished interior tilt wall to minimize the collection of debris, while allowing for easy cleaning after a tough job. Our design incorporates safety standards to insure good balance and allow for comfortable and controlled dumping. Heavy-duty 12" front wheels and 4" rear swivel caster insure easy steering and smooth rolling over any surface. Lid is available for this truck but not included (Lid cat# RTT11L). Frame and base are black. Tilt Truck - Large, 1.1 Cubic Yard Capacity - 1,000 lb. Maximum Load (specify color). Outside Dimensions 67"L x 33"W x 34"H | tilt-truck-large-11-cubic-yard-capacity-cee.jpg
SKU: RBWRTT58L | R & B Wire Lid for Small, 5/8 Cubic Yard Trucks | Roto molded hinged lid for 5/8 cu. yard tilt truck. Standard nominal wall thickness is .225" making this a rugged lid. Stainless steel hinge provides durability and allows for easy access to the tilt truck contents. | lid-for-small-5-8-cubic-yard-trucks-4e9.jpg
SKU: RBW463 | R & B Wire 3 Bushel Elevated Basket Truck with Sewn-On Vinyl/Nylon Liners | This ergonomically designed 3 bushel truck eliminates stooping and bending and makes for efficient loading and unloading. The durable double sewn on flame retardant vinyl/nylon laminate liner is rugged and is easily cleaned. Included are two handles on either end of the basket for convenient transporting. The liner is sewn to our tubular steel chrome base frame for outstanding support. This truck has a weight capacity of 30lbs. The tubular base is zinc plated and is equipped with R&B;'s proprietary 5" Clean Wheel System - the only caster that prevents lint and thread pick up. The detachable tubular base allows us to ship this unit knocked-down for a great freight value. Dimensions: 29"L x 22.5"W x 27"H x 12"D | 3-bushel-elevated-basket-truck-with-sewn-on-vinyl-nylon-liners-bc7.jpg
SKU: RBW464 | R & B Wire 4 Bushel Elevated Truck with Sewn-On Vinyl/Nylon Liner | This ergonomically designed 4 bushel truck eliminates stooping and bending and makes for efficient loading and unloading. The durable double sewn on flame retardant vinyl/nylon laminate liner is rugged and is easily cleaned. Included are two handles on either end of the basket for convenient transporting. The liner is sewn to our tubular steel chrome base frame for outstanding support. This truck has a weight capacity of 40lbs. The tubular base is zinc plated and is equipped with R&B;'s proprietary 5" Clean Wheel System - the only caster that prevents lint and thread pick up. The detachable tubular base allows us to ship this unit knocked-down for a great freight value. Dimensions: 32"L x 19.5"W x 32"H x 16"D | 4-bushel-elevated-truck-with-sewn-on-vinyl-nylon-liner-b1b.jpg
SKU: RBW466 | R & B Wire 6 Bushel Elevated Truck with Sewn-On Vinyl/Nylon Liner | This ergonomically designed 6 bushel truck eliminates stooping and bending and makes for efficient loading and unloading. The durable double sewn on flame retardant vinyl/nylon laminate liner is rugged and is easily cleaned. Included are two handles on either end of the basket for convenient transporting. The liner is sewn to our tubular steel chrome base frame for outstanding support. This truck has a weight capacity of 60lbs. The tubular base is zinc plated and is equipped with R&B;'s proprietary 5" Clean Wheel System - the only caster that prevents lint and thread pick up. The detachable tubular base allows us to ship this unit knocked-down for a great freight value. Dimensions: 32"L x 21"W x 36"H x 24"D | 6-bushel-elevated-truck-with-sewn-on-vinyl-nylon-liner-e69.jpg
SKU: RBW466PT | R & B Wire 6 Bushel Elevated Truck with Poly Tub | This ergonomically designed 6 bushel truck eliminates stooping and bending and makes for efficient loading and unloading. | 6-bushel-elevated-truck-with-poly-tub-e18.jpg
SKU: RBW672 | R & B Wire Single Easy Access Hamper with Foot Pedal | All deluxe laundry hampers are constructed from high quality 7/8" tubular steel with a bright and sturdy chrome finish. This laundry hamper assembles in minutes and has a white ABS high impact lid and bag lock to secure poly liners in place. Optional colored lids are available. Single laundry hampers come complete with one Easy Access bag (your choice of color) that is constructed from high quality antimicrobial and flame retardant material - approved for institutional use. The antimicrobial and flame retardant properties of the material are built into the fabric and are guaranteed for the life of the bag. Bags have convenient Velcro closures for easy access and use. Our 4" non-marking quiet-ride casters insure smooth rolling. Two casters are locking to secure the hamper in place and are made for hospital quality with industrial strength - they carry a lifetime guarantee. Replacement Easy Access bags are available to allow for easy exchange and cleaning (670R). This laundry hamper accommodates R&B;'s poly-liners. All units ship knocked-down for an outstanding freight value. | single-easy-access-hamper-with-foot-pedal-146.jpg
SKU: RBW674 | R & B Wire Double Easy Access Hamper with Foot Pedal | All deluxe laundry hampers are constructed from high quality 7/8" tubular steel with a bright and sturdy chrome finish. This laundry hamper assembles in minutes and has white ABS high impact lids and bag locks to secure poly liners in place. Optional colored lids are available. Double laundry hampers come complete with two Easy Access bags (colors of your choice) that are constructed from high quality antimicrobial and flame retardant material - approved for institutional use. The antimicrobial and flame retardant properties of the material are built into the fabric and are guaranteed for the life of the bag. Bags have convenient Velcro closures for easy access and use. Our 4" non-marking quiet-ride casters insure smooth rolling. Two casters are locking to secure the hamper in place and are made for hospital quality with industrial strength - they carry a lifetime guarantee. Replacement Easy Access bags are available to allow for easy exchange and cleaning (670R). This laundry hamper accommodates R&B;'s poly-liners. All units ship knocked-down for an outstanding freight value. | double-easy-access-hamper-with-foot-pedal-829.jpg
SKU: RBW676 | R & B Wire Triple Easy Access Hamper with Foot Pedal | All deluxe laundry hampers are constructed from high quality 7/8" tubular steel with a bright and sturdy chrome finish. This laundry hamper assembles in minutes and has white ABS high impact lids and bag locks to secure poly liners in place. Optional colored lids are available. Triple hampers come complete with three Easy Access bags (your choice of color) that are constructed from high quality antimicrobial and flame retardant material - approved for institutional use. The antimicrobial and flame retardant properties of the material are built into the fabric and are guaranteed for the life of the bag. Bags have convenient Velcro closures for easy access and use. Our 4" non-marking quiet-ride casters insure smooth rolling. Two casters are locking to secure the hamper in place and are made for hospital quality with industrial strength - they carry a lifetime guarantee. Replacement Easy Access bags are available to allow for easy exchange and cleaning (670R). This laundry hamper accommodates R&B;'s poly-liners. All units ship knocked-down for an outstanding freight value. | triple-easy-access-hamper-with-foot-pedal-cca.jpg
SKU: RBW682 | R & B Wire Single Leakproof Hamper with Foot Pedal | All deluxe laundry hampers are constructed from high quality 7/8" tubular steel with a bright and sturdy chrome finish. This laundry hamper assembles in minutes and has a white ABS high impact lid. Optional colored lids available. Single hampers come complete with one Leakproof bag (color of your choice) that is constructed from high quality vinyl that is fully welded and flame retardant material - approved for institutional use. The leak proof and flame retardant properties of the material are built into the fabric and are guaranteed for the life of the bag. Bags are hooded for convenient transporting along with a shock corded rim to insure a snug fit and easy removal and setup. Our 4" non-marking quiet-ride casters insure smooth rolling. Two casters are locking to secure the hamper in place and are made for hospital quality with industrial strength - they carry a lifetime guarantee. Replacement Leakproof bags are available to allow for easy exchange and cleaning (680R). All laundry hamper units ship knocked-down for an outstanding freight value. | single-leakproof-hamper-with-foot-pedal-89f.jpg
SKU: RBW684 | R & B Wire Double Leakproof Hamper with Foot Pedal | All deluxe laundry hampers are constructed from high quality 7/8" tubular steel with a bright and sturdy chrome finish. This laundry hamper assembles in minutes and has white ABS high impact lids. Optional colored lids available. Double hampers come complete with two Leakproof bags (colors of your choice) that are constructed from high quality vinyl that is fully welded and flame retardant material - approved for institutional use. The leak proof and flame retardant properties of the material are built into the fabric and are guaranteed for the life of the bag. Bags are hooded for convenient transporting along with a shock corded rim to insure a snug fit and easy removal and setup. Our 4" non-marking quiet-ride casters insure smooth rolling. Two casters are locking to secure the hamper in place and are made for hospital quality with industrial strength - they carry a lifetime guarantee. Replacement Leakproof bags are available to allow for easy exchange and cleaning (680R). All laundry hamper units ship knocked-down for an outstanding freight value. | double-leakproof-hamper-with-foot-pedal-a09.jpg
SKU: RBW686 | R & B Wire Triple Leakproof Hamper with Foot Pedal | All deluxe laundry hampers are constructed from high quality 7/8" tubular steel with a bright and sturdy chrome finish. This laundry hamper assembles in minutes and has white ABS high impact lids. Optional colored lids available. Triple hampers come complete with three Leakproof bags (colors of your choice) that are constructed from high quality vinyl that is fully welded and flame retardant material - approved for institutional use. The leak proof and flame retardant properties of the material are built into the fabric and are guaranteed for the life of the bag. Bags are hooded for convenient transporting along with a shock corded rim to insure a snug fit and easy removal and setup. Our 4" non-marking quiet-ride casters insure smooth rolling. Two casters are locking to secure the hamper in place and are made for hospital quality with industrial strength - they carry a lifetime guarantee. Replacement Leakproof bags are available to allow for easy exchange and cleaning (680R). All laundry hamper units ship knocked-down for an outstanding freight value. | triple-leakproof-hamper-with-foot-pedal-ace.jpg
SKU: RBW669 | R & B Wire Deluxe Triangular Hamper with Lid Damping Function | This laundry hamper is made from 1" tubular steel. Dual access foot pedal activation makes it easy to access opening from either side of the hamper. The laundry hamper has a lid damper to allow for easy opening and a quiet smooth controlled flowing closure to prevent rapid closure. The rear support stabilizer legs insure stability in all locations. These legs have adjustable feet to control the leg height that you desire. The legs also keep the hamper the right distance from the walls to prevent the lid from hitting the walls during use. Units are powder coated with an attractive silver finish including the steel lid. Fully Assembled. | deluxe-triangular-hamper-with-lid-damping-function-ce6.jpg
SKU: RBW669SS | R & B Wire Triangular Hamper with Stainless Steel Lid | This laundry hamper is made from 1" stainless steel. Dual access foot pedal activation makes it easy to access opening from either side of the hamper. The laundry hamper has a lid damper to allow for easy opening and a quiet smooth controlled flowing closure to prevent rapid closure. The rear support stabilizer legs insure stability in all locations. These legs have adjustable feet to control the leg height that you desire. The legs also keep the hamper the right distance from the walls to prevent the lid from hitting the walls during use. Units are stainless steel with stainless steel lids. Ships fully assembled. | triangular-hamper-with-stainless-steel-lid-e59.jpg
SKU: RBW694 | R & B Wire Double Medium Duty Hamper with Foot Pedal | This hamper is constructed from 7/8" steel tubing with a bright and sturdy chrome finish. Hamper assembles in minutes and has white ABS high impact lids. Optional colored lids available. Bag locks secure liners in place. Includes six 3" easy-rolling casters insuring smooth rolling, two are locking to secure the hamper in place. This hamper accommodates R&B;'s disposable poly-liners and 640, 641 and 680 bags. (Bags not included.) Elevated 7" bottom shelf available to reduce bag capacity with ease (see medium-duty hamper accessories). | double-medium-duty-hamper-with-foot-pedal-352.jpg
SKU: RBW697 | R & B Wire Single Wire Hamper Stand with Foot Pedal | This hamper is constructed from heavy-duty 3/8" wire with a sturdy zinc finish. Hamper assembles in minutes by securing bottom shelf and lid wires to allow for hands-free operation of the white ABS high impact lid. Colored lids available. Bag lock secures liners in place. Includes four 2" hooded ball casters insuring smooth rolling. This hamper accommodates R&B;'s disposable poly-liners and 640, 641 and 680 bags (Bags not included). | single-wire-hamper-stand-with-foot-pedal-749.jpg
SKU: RBW654 | R & B Wire Collapsible Hamper Frame 17 x 15 x 37 | These heavy-duty 1" tubular hampers have a bright and durable chrome finish and will accommodate most bags. They offer great strength and durability to any laundry function. | collapsible-hamper-frame-17-x-15-x-37-2d8.jpg
SKU: RBW655 | R & B Wire Collapsible Hamper Frame, 20 x 22 x 37 | These heavy-duty 1" tubular hampers have a bright and durable chrome finish and will accommodate most bags. They offer great strength and durability to any laundry function. The solid folding bottom shelf provides quality strength to this unit. The 3" non-marking casters provide smooth-rolling and easy mobility. Folds to approximately 5" for convenient and safe storage. See our selection of bags and poly-liners to meet your needs. Bags not included. | collapsible-hamper-frame-20-x-22-x-37-143.jpg
SKU: RBW656 | R & B Wire Collapsible Hamper Frame, Adjustable-18, 22 and 25 | This heavy-duty 1" tubular hamper has a bright and durable chrome finish and will accommodate most bags - depending on the selected width. They offer great strength and durability to any laundry function. The 3" non-marking casters provide smooth-rolling and easy mobility. This adjustable unit has a wire bottom shelf and will adjust to 3 settings - 18", 22" or 25" widths. Folds to approximately 5" for convenient and safe storage. See our selection of bags and poly-liners to meet your needs. Bags not included. | collapsible-hamper-frame-adjustable-18-22-and-25-f20.jpg
SKU: RBW699 | R & B Wire Tension Hamper, Knocked-Down | This hamper is constructed from 7/8" tubular steel for the base - 7 1/4" high and 3 gauge wire for the tension arms. The sturdy and bright chrome finish makes this an attractive hamper. The unit has four 2" hooded ball casters insuring smooth rolling. This unit collapses completely for shipping allowing for a great freight value. | tension-hamper-knocked-down-200.jpg
SKU: RBW693 | R & B Wire 3 Bushel Poly Laundry Hamper | Roto molded 3 bushel poly hampers (.225 thick poly) with sturdy zinc plated heavy-duty wire base are perfect hampers when you need a durable permanent hamper. Comes with four 2" hooded ball casters that allow for smooth transporting. These hampers are totally leakproof and virtually indestructible with easy opening hinged poly lids. Unit has an easy pivot lid for easy access and total cleanliness. Units nest for easy storage and are a breeze to clean. Easy opening lid keeps laundry contained in controlled sanitary conditions. | 3-bushel-poly-laundry-hamper-dd0.jpg
SKU: RBW695 | R & B Wire 4 1/2 Bushel Poly Laundry Hamper | Roto molded 4 1/2 bushel poly hampers(.225 thick poly) with sturdy zinc plated heavy-duty wire base are perfect hampers when you need a durable permanent hamper. Comes with four 2" hooded ball casters that allow for smooth transporting. These hampers are totally leakproof and virtually indestructible with easy opening hinged poly lids. Unit has an easy pivot lid for easy access and total cleanliness. Units nest for easy storage and are a breeze to clean. Easy opening lid keeps laundry contained in controlled sanitary conditions. | 4-1-2-bushel-poly-laundry-hamper-55c.jpg
SKU: RBW605 | R & B Wire Accessory Basket for X-Frame Wire Hamper | This convenient wire accessory bag holder is chrome plated and is made specifically for the 697 X-frame hamper. This basket allows you to store replacement liners or other appropriate products with the hamper. | accessory-basket-for-x-frame-wire-hamper-bde.jpg
SKU: RBW132 | R & B Wire Antimicrobial Basket Cover Cap for E ,D and G Baskets | These products are great for the convenient transportation of clean or soiled linen. We have a selection of basket cover caps to meet your needs in both material and color options. Select our antiimicrobial fabric which is flame retardant and extremely durable. All seams are double sewn for maximum strength on all cover caps which are designed to be seamless and tear resistant to give many years of service. All covers and liners have a shock corded rim to ensure a snug fit and easy removal. The flame retardant and antimicrobial fabric has built in properties which are guaranteed for the life of the fabric. Designed to be used with #142 Liner. | antimicrobial-basket-cover-cap-for-e-d-and-g-baskets-93b.jpg
SKU: RBW142 | R & B Wire Antimicrobial Basket Liner for E, D & G Basket | These products are great for the convenient transportation of clean or soiled linen. This antibacterial fabric, which is flame retardant, is built to provide years of service. All seams are double sewn for maximum strength and are tear resistant. All liners have a shock corded rim to ensure a snug fit and easy removal. The flame retardant and antimicrobial fabric has built in properties which are guaranteed for the life of the fabric. | antimicrobial-basket-liner-for-e-d-g-basket-ecb.jpg
SKU: RBW242 | R & B Wire Antimicrobial Basket Liner for F Basket | These products are great for the convenient transportation of clean or soiled linen. We have a selection of basket liners to meet your needs in both material and color options. Select our antibacterial fabric which is flame retardant and extremely durable. All seams are double sewn for maximum strength on all liners are designed to be seamless and tear resistant to give many years of service. All liners have a shock corded rim to insure a snug fit and easy removal. The flame retardant and antimicrobial fabric has built in properties which are guaranteed for the life of the fabric. | antimicrobial-basket-liner-for-f-basket-d42.jpg
SKU: RBW429 | R & B Wire Elastic Soft Cover for 6 & 8 ushel UPS/FEDEX-ABLE Truck & Bushel Poly Truck | These optional soft covers will accommodate both poly and bushel trucks. They are sized to fit specific size trucks as noted. The flame retardant vinyl/nylon laminate has an elastic shock corded rim to ensure that the cover fits snugly and offers both easy access and removal. This cover is very durable and will provide a long life. It also makes it easy to transport and/or protect the trucks contents. | elastic-soft-cover-for-6-8-ushel-ups-fedex-able-truck-bushel-poly-truck-eff.jpg
SKU: RBW430 | R & B Wire Elastic Soft Cover for 10 & 12 ushel UPS/FEDEX-ABLE Truck & Bushel Poly Truck | These optional soft covers will accommodate both poly and bushel trucks. They are sized to fit specific size trucks as noted. The flame retardant vinyl/nylon laminate has an elastic shock corded rim to ensure that the cover fits snugly and offers both easy access and removal. This cover is very durable and will provide a long life. It also makes it easy to transport and/or protect the trucks contents. | elastic-soft-cover-for-10-12-ushel-ups-fedex-able-truck-bushel-poly-truck-2b0.jpg
SKU: RBW431 | R & B Wire Elastic Soft Cover for 14 & 16 ushel UPS/FEDEX-ABLE Truck & Bushel Poly Truck | These optional soft covers will accommodate both poly and bushel trucks. They are sized to fit specific size trucks as noted. The flame retardant vinyl/nylon laminate has an elastic shock corded rim to ensure that the cover fits snugly and offers both easy access and removal. This cover is very durable and will provide a long life. It also makes it easy to transport and/or protect the trucks contents. | elastic-soft-cover-for-14-16-ushel-ups-fedex-able-truck-bushel-poly-truck-991.jpg
SKU: RBW432 | R & B Wire Elastic Soft Cover for 18 & 20 6 & 8 ushel UPS/FEDEX-ABLE Truck & Bushel Poly Truck | These optional soft covers will accommodate both poly and bushel trucks. They are sized to fit specific size trucks as noted. The flame retardant vinyl/nylon laminate has an elastic shock corded rim to ensure that the cover fits snugly and offers both easy access and removal. This cover is very durable and will provide a long life. It also makes it easy to transport and/or protect the trucks contents. | elastic-soft-cover-for-18-20-6-8-ushel-ups-fedex-able-truck-bushel-poly-truck-8fd.jpg
SKU: RBW699NC | R & B Wire Collapsible StationaryTension Hamper without caster | This stationary hamper is constructed from 7/8" tubular steel for the base - 7 1/4" high and 3 gauge wire for the tension arms. The sturdy and bright chrome finish makes this an attractive hamper. No casters on this unit but plastic base caps are included. This unit collapses completely for shipping allowing for a great freight value. | collapsible-stationarytension-hamper-without-caster-c2e.jpg
SKU: RBW4606BL | R & B Wire General Purpose Economy Poly Truck 6 Bushel Capacity | R&B; introduces our new line of Economy Poly Trucks in the widest selection available, 6 - 20 bushel sizes with a heavy-duty .225" nominal wall thickness in a rainbow of colors. These units are constructed with the highest quality material that meets FDA requirements.This 6 bushel truck has internal dimensions of 28 1/2"L x 18 1/2"W x 21"D. Our units incorporate our proprietary molded in caster ring allowing for a seamless interior bottom thus no exterior base is required. The 4" polyurethane non-marking casters are standard with all swivel casters and available with 2 rigid and 2 swivel casters either making transporting over any surface smooth rolling. This truck has a weight capacity of 165 lbs. All truck sizes can be outfitted with our safety oriented spring platforms to prevent back injuries and hinged poly lids or our elastic corded flame retardant vinyl/nylon soft covers to help make transporting safe. | general-purpose-economy-poly-truck-6-bushel-capacity-175.jpeg
SKU: RBW4612BL | R & B Wire 12 Bushel Economy Poly Truck | R&B; introduces our new line of Economy Poly Trucks in the widest selection available, 6 - 20 bushel sizes with a heavy-duty .225" nominal wall thickness in a rainbow of colors. These units are constructed with the highest quality material that meets FDA requirements. This 12 bushel truck has internal dimensions of 35"L x 25"W x 27 1/2"D. Our units incorporate our proprietary molded in caster ring allowing for a seamless interior bottom thus no exterior base is required. The 4" polyurethane non-marking casters are standard with all swivel casters and available with 2 rigid and 2 swivel casters either making transporting over any surface smooth rolling. This truck has a weight capacity of 255 lbs. All truck sizes can be outfitted with our safety oriented spring platforms to prevent back injuries and hinged poly lids or our elastic corded flame retardant vinyl/nylon soft covers to help make transporting safe. | 12-bushel-economy-poly-truck-6b5.jpg
SKU: RBW4608BL | R & B Wire 8 Bushel Economy Poly Truck | R&B; introduces our new line of Economy Poly Trucks in the widest selection available, 6 - 20 bushel sizes with a heavy-duty .225" nominal wall thickness in a rainbow of colors. These units are constructed with the highest quality material that meets FDA requirements.This 8 bushel truck has internal dimensions of 32 1/2"L x 20 1/2"W x 23 1/2"D. Our units incorporate our proprietary molded in caster ring allowing for a seamless interior bottom thus no exterior base is required. The 4" polyurethane non-marking casters are standard with all swivel casters and available with 2 rigid and 2 swivel casters either making transporting over any surface smooth rolling. This truck has a weight capacity of 195 lbs. All truck sizes can be outfitted with our safety oriented spring platforms to prevent back injuries and hinged poly lids or our elastic corded flame retardant vinyl/nylon soft covers to help make transporting safe. | 8-bushel-economy-poly-truck-cc9.jpg
SKU: RBW4614BL | R & B Wire 14 Bushel Economy Poly Truck | R&B; introduces our new line of Economy Poly Trucks in the widest selection available, 6 - 20 bushel sizes with a heavy-duty .225" nominal wall thickness in a rainbow of colors. These units are constructed with the highest quality material that meets FDA requirements.This 8 bushel truck has internal dimensions of 32 1/2"L x 20 1/2"W x 23 1/2"D. Our units incorporate our proprietary molded in caster ring allowing for a seamless interior bottom thus no exterior base is required. The 4" polyurethane non-marking casters are standard with all swivel casters and available with 2 rigid and 2 swivel casters either making transporting over any surface smooth rolling. This truck has a weight capacity of 195 lbs. All truck sizes can be outfitted with our safety oriented spring platforms to prevent back injuries and hinged poly lids or our elastic corded flame retardant vinyl/nylon soft covers to help make transporting safe. | 14-bushel-economy-poly-truck-c1f.jpg
SKU: RBW4610BL | R & B Wire 10 Bushel Economy Poly Truck | R&B; introduces our new line of Economy Poly Trucks in the widest selection available, 6 - 20 bushel sizes with a heavy-duty .225" nominal wall thickness in a rainbow of colors. These units are constructed with the highest quality material that meets FDA requirements. This 10 bushel truck has internal dimensions of 34 1/2"L x 22 1/2"W x 25 1/2"D. Our units incorporate our proprietary molded in caster ring allowing for a seamless interior bottom thus no exterior base is required. The 4" polyurethane non-marking casters are standard with all swivel casters and available with 2 rigid and 2 swivel casters either making transporting over any surface smooth rolling. This truck has a weight capacity of 225 lbs. All truck sizes can be outfitted with our safety oriented spring platforms to prevent back injuries and hinged poly lids or our elastic corded flame retardant vinyl/nylon soft covers to help make transporting safe. | 10-bushel-economy-poly-truck-fe7.jpg
SKU: RBW4616BL | R & B Wire 16 Bushel Economy Poly Truck | R&B introduces our new line of Economy Poly Trucks in the widest selection available, 6 - 20 bushel sizes with a heavy-duty .225" nominal wall thickness in a rainbow of colors. These units are constructed with the highest quality material that meets FDA requirements. This 16 bushel truck has internal dimensions of 39"L x 27" W x 30 1/2"D. Our units incorporate our proprietary molded in caster ring allowing for a seamless interior bottom thus no exterior base is required. The 4" polyurethane non-marking casters are standard with all swivel casters and available with 2 rigid and 2 swivel casters either making transporting over any surface smooth rolling. This truck has a weight capacity of 315 lbs. All truck sizes can be outfitted with our safety oriented spring platforms to prevent back injuries and hinged poly lids or our elastic corded flame retardant vinyl/nylon soft covers to help make transporting safe. | 16-bushel-economy-poly-truck-b8c.jpg
SKU: RBW4618BL | R & B Wire 18 Bushel Economy Poly Truck | R&B; introduces our new line of Economy Poly Trucks in the widest selection available, 6 - 20 bushel sizes with a heavy-duty .225" nominal wall thickness in a rainbow of colors. These units are constructed with the highest quality material that meets FDA requirements. This 18 bushel truck has internal dimensions of 41"L x 29"W x 30"D. Our units incorporate our proprietary molded in caster ring allowing for a seamless interior bottom thus no exterior base is required. The 4" polyurethane non-marking casters are standard with all swivel casters and available with 2 rigid and 2 swivel casters either making transporting over any surface smooth rolling. This truck has a weight capacity of 345 lbs. All truck sizes can be outfitted with our safety oriented spring platforms to prevent back injuries and hinged poly lids or our elastic corded flame retardant vinyl/nylon soft covers to help make transporting safe. | 18-bushel-economy-poly-truck-13f.jpg
SKU: RBW4620BL | R & B Wire 20 Bushel Economy Poly Truck | R&B; introduces our new line of Economy Poly Trucks in the widest selection available, 6 - 20 bushel sizes with a heavy-duty .225" nominal wall thickness in a rainbow of colors. These units are constructed with the highest quality material that meets FDA requirements.This 20 bushel truck has internal dimensions of 47"L x 31"W x 30 1/2"D. Our units incorporate our proprietary molded in caster ring allowing for a seamless interior bottom thus no exterior base is required. The 4" polyurethane non-marking casters are standard with all swivel casters and available with 2 rigid and 2 swivel casters either making transporting over any surface smooth rolling. This truck has a weight capacity of 385 lbs. All truck sizes can be outfitted with our safety oriented spring platforms to prevent back injuries and hinged poly lids or our elastic corded flame retardant vinyl/nylon soft covers to help make transporting safe. | 20-bushel-economy-poly-truck-c20.jpg
SKU: RBW848LC | R & B Wire Lockable 2 Piece Poly Cover For 848 Bulk Truck Black | This 2-piece poly lid has the same sturdy .225" nominal wall thickness as our Bulk Truck and offers outstanding protection yet allows easy access when needed - while creating a weather proof tough cover. | lockable-2-piece-poly-cover-for-848-bulk-truck-black-e6e.jpg
SKU: RBW684NB | R & B Wire Double Leakproof Hamper With Foot Pedal - No Bag | All deluxe laundry hampers are constructed from high quality 7/8" tubular steel with a bright and sturdy chrome finish. This laundry hamper assembles in minutes and has white ABS high impact lids. Optional colored lids available. Our 4" non-marking quiet-ride casters insure smooth rolling. Two casters are locking to secure the hamper in place and are made for hospital quality with industrial strength - they carry a lifetime guarantee. All laundry hamper units ship knocked-down for an outstanding freight value.Double Leakproof Hamper with Foot Pedal - No Bag | double-leakproof-hamper-with-foot-pedal-no-bag-378.jpg
SKU: RBW672NB | R & B Wire Single Easy Access Hamper with Foot Pedal - No Bag | All deluxe laundry hampers are constructed from high quality 7/8" tubular steel with a bright and sturdy chrome finish. This laundry hamper assembles in minutes and has a white ABS high impact lid and bag lock to secure poly liners in place. Optional colored lids are available. Our 4" non-marking quiet-ride casters insure smooth rolling. Two casters are locking to secure the hamper in place and are made for hospital quality with industrial strength - they carry a lifetime guarantee. Optional Easy Access bags are available. All laundry hamper units ship knocked-down for an outstanding freight value. | single-easy-access-hamper-with-foot-pedal-no-bag-afe.jpg
SKU: RBW674NB | R & B Wire Double Easy Access Hamper With Foot Pedal - No Bag | All deluxe laundry hampers are constructed from high quality 7/8" tubular steel with a bright and sturdy chrome finish. This laundry hamper assembles in minutes and has white ABS high impact lids and bag locks to secure poly liners in place. Optional colored lids are available. Our 4" non-marking quiet-ride casters insure smooth rolling. Two casters are locking to secure the hamper in place and are made for hospital quality with industrial strength - they carry a lifetime guarantee. Replacement This laundry hamper accommodates R&B;'s poly-liners. All units ship knocked-down for an outstanding freight value. | double-easy-access-hamper-with-foot-pedal-no-bag-174.jpg
SKU: RBW676NB | R & B Wire Triple Easy Access Hamper W/ Foot Pedal - No Bag | All deluxe laundry hampers are constructed from high quality 7/8" tubular steel with a bright and sturdy chrome finish. This laundry hamper assembles in minutes and has white ABS high impact lids and bag locks to secure poly liners in place. Optional colored lids are available. Our 4" non-marking quiet-ride casters insure smooth rolling. Two casters are locking to secure the hamper in place and are made for hospital quality with industrial strength - they carry a lifetime guarantee. Replacement This laundry hamper accommodates R&B;'s poly-liners. All units ship knocked-down for an outstanding freight value. | triple-easy-access-hamper-w-foot-pedal-no-bag-505.jpg
SKU: RBW682NB | R & B Wire Single Leakproof Hamper With Foot Pedal - No Bag | All deluxe laundry hampers are constructed from high quality 7/8" tubular steel with a bright and sturdy chrome finish. This laundry hamper assembles in minutes and has a white ABS high impact lid. Optional colored lids are available. Our 4" non-marking quiet-ride casters insure smooth rolling. Two casters are locking to secure the hamper in place and are made for hospital quality with industrial strength - they carry a lifetime guarantee. Optional Leakproof bags are available. All laundry hamper units ship knocked-down for an outstanding freight value. | single-leakproof-hamper-with-foot-pedal-no-bag-3a3.jpg
SKU: RBW686NB | R & B Wire Triple Leakproof Hamper With Foot Pedal - No Bag | All deluxe laundry hampers are constructed from high quality 7/8" tubular steel with a bright and sturdy chrome finish. This laundry hamper assembles in minutes and has white ABS high impact lids. Optional colored lids available. Our 4" non-marking quiet-ride casters insure smooth rolling. Two casters are locking to secure the hamper in place and are made for hospital quality with industrial strength - they carry a lifetime guarantee. All laundry hamper units ship knocked-down for an outstanding freight value.Triple Leakproof Hamper w/ Foot Pedal - No Bag | triple-leakproof-hamper-with-foot-pedal-no-bag-6cc.jpg
SKU: CMSPS | Healthcraft Super Pole | The HealthCraftâ€™s SuperPole is ideal for any room, providing stability and functionality in a clean and modern design. When used with the SuperBar or the SuperTrapeze, the Superpole gives you even more support. Its versatility makes it adaptable to any room in your home; whether you are using it for bathroom safety, or as a grab bar by your bed, the SuperPole can be multi-purposed to meet your support needs. | super-pole-54a.jpg
SKU: SAMPA8422 | Sammons Preston Clock Timer | Lightweight, pocket-sized unit counts up or down and functions as a clock, timer, stopwatch and calendar. | clock-timer-a4b.jpg
SKU: MKS42502900 | McKesson Carafe Liner McKesson Lightweight, Translucent, Polystyrene, Graduated up to 28 Ounces, Single Patient Use | Carafe Liner McKesson Lightweight, Translucent, Polystyrene, Graduated up to 28 Ounces, Single Patient Use | carafe-liner-mckesson-lightweight-translucent-polystyrene-graduated-up-to-28-ounces-single-patient-use-024.jpg
SKU: MAB554-8069-1952 | Briggs Healthcare Zippered Plastic Protective Mattress Cover for Home Beds, Queen | span class="tabText">zippered plastic protective mattress cover for home beds queen | zippered-plastic-protective-mattress-cover-for-home-beds-queen-a08.jpg
SKU: NKM115E-H | NKM Novum Medical Electric Youth Beds | Electric bed utilizes hand control for positioning, Full safety length bedside rails that meet 2â…œâ€ spacing requirments for preventing entrapment, 5â€ braking casters, Solid pan sleeping surface (non-helical design), Includes 4 IV hook holes and 4 urine bag hooks, 5â€ Perfed Comfort Mattress, Height Adjustment: 23â€ - 33â€, Sleeping Surface: 33.5â€ x 64.5â€. | electric-youth-beds-9a0.jpg
SKU: NKM115M-H | NKM Novum Medical Manual Youth Beds | Manual Youth Bed. Full safety length bedside rails that meet 2-3/8" spacing requirements for preventing entrapment, 5" braking casters, Solid pan sleeping surface (non-helical design), Improved crank mechanism, Includes 4 IV hook holes and 4 urine bag hooks, 5" Perfed Comfort Mattress, Height Adjustment: 33" - 43", Sleeping Surface: 33.5" x 64.5" | manual-youth-beds-eb9.jpg
SKU: SAMP6430 | Sammons Preston Furniture Extenders | Lightweight, sturdy, 8"-high extender legs for chairs or beds. | furniture-extenders-c61.jpg
SKU: SAMP561654 | Sammons Preston StandEasy Chair Lift | The lifts do not interfere with rocking or reclining, and the lift helps decrease stress on the back, knees, hips, and joints. Compared to other lifts, the four lifts limit the forward tilt allowing an additional 3"-4" of lift. The StandEasy raises a chair 1-3/4". | standeasy-chair-lift-bf8.jpg
SKU: ALI77657 | Alimed Passive Infrared (PIR) Clip Mount | PIR Clip Mount attaches your PIR alarm to any IV stand, bed headboard (up to 2" thick), or even a bed rail. Flexible clip extension is 6" long. Included accessory bracket lets alarm beam adjust 90Â°. No magnet to affect implanted devices. Simplifies attachment of the PIR alarm for bed mounting.For clip attachment to headboards, IV stands or bed rails. | passive-infrared-pir-clip-mount-5fb.jpg
SKU: ALI78621G | Alimed VersaTech MouseOver | VersaTech MouseOver brings the mousing surface closer to your work area to prevent repetitive reaching and strains. | versatech-mouseover-94c.jpg
SKU: ALI77658 | Alimed PIR Clip Mount, Complete | PIR Clip Mount attaches your PIR alarm to any IV stand, bed headboard (up to 2" thick), or even a bed rail. Flexible clip extension is 6" long. Included accessory bracket lets alarm beam adjust 90Â°. No magnet to affect implanted devices. Simplifies attachment of the PIR alarm for bed mounting. | pir-clip-mount-complete-e33.jpg
SKU: WNPSTL-01 | Weiman Weiman Products Lubriclean Low Suds Detergent & Lubricant, Gallon. | Weiman Instrument Lubricant Tl-01; Treats Box Locks And Hinges On Instruments To Keep Them Moving Freely And Easily. The Unique Formula Contains Rust And Corrosion Inhibitors To Protect All Types Of Metal Instruments Including Carbon Steel. The Formula Does Not Contain Silicone And Does Not Interfere With Sterilization; LubricleanÂ® Low Suds Detergent & Lubricant, Gallon, 4/Cs. | weiman-products-lubriclean-low-suds-detergent-lubricant-gallon-d11.jpg
SKU: WNPSGLT14G | Weiman Weiman Products Glutaraldehyde, 14-Day, Gallon, | Weiman Glutaraldehyde Glt14G; Glutaraldehyde, 14-Day, Gallon, 4/Cs. | weiman-products-glutaraldehyde-14-day-gallon-efe.jpg
SKU: WNPSSP2.5C | Weiman Instrument Lubricant Super Concentrate, 2.5G | Please alert your Burnishine customers to the brand name change so that they are aware of the newWeiman labels prior to shipment. We look forward to your continued support and to sales growth as wemove forward with this exciting change. | instrument-lubricant-super-concentrate-25g-308.jpg
SKU: WNPSCA5B | Weiman Neutralizer Rinse, 5G | Please alert your Burnishine customers to the brand name change so that they are aware of the newWeiman labels prior to shipment. We look forward to your continued support and to sales growth as wemove forward with this exciting change. | neutralizer-rinse-5g-cb5.jpg
SKU: NKMW804-20-W | NKM Novum Medical Bedside Cabinet, Door/ Drawer, Walnut Finish | Feature A contemporary bedside cabinet for long term care residence or the acute care setting. Inside Shelf. Removable Drawers. Walnut Finish. | bedside-cabinet-door-drawer-walnut-finish-041.JPG
SKU: LGM35911 | Logic Mark Freedom Alert Emergency Alert System | Live life to the fullest with our FreedomAlert from LogicMark. This pendant communicator allows you to enjoy your life with no stress, even if you have minor health concerns or mobility impairments. Sometimes you may find yourself avoiding stairs or lifting large objects, in case of a fall or strain, never feel hesitant again with FreedomAlert.FreedomAlert will provide you and your family with the reliable safety and security when it is most critical. FreedomAlert is the worldâ€™s first programmable two-way voice pendant communicator with no monthly fees, making personal security simple, small, and most importantly, affordable. You can program the FreedomAlert to call your family, friends, or neighbors from anywhere in your home and into the surrounding yard. This way you can easily reach them if there is a small incident or if you are in need of serious medical attention. If your contacts are not available, the system can default to call an emergency 911 operator if you choose.Your FreedomAlert can be programmed with up to four (4) contacts to call in case of an emergency situation. The system can be customized with the switch on the back of the base unit to select one of three modes depending on your preference of calling order. All that is required to operate FreedomAlert are an active phone line and a single power outlet. This way no matter what situation you find yourself in you can be prepared to contact the right people immediately. Plus, instead of relying on one contact you can quickly reach three. The lithium-ion battery that powers the Freedom Alert pendant lasts up to 6 months on a single charge, so you can enjoy your independence with no worries.At 4MD Medical, a national medical supply distributor, we pride ourselves on carrying the equipment from leading manufacturers. Our goal is to make your online shopping experience as seamless as possible. If you have any questions, give us a call at 877-463-5818, and we will be happy to assist you. Plus, orders over $250 receive free, fast shipping, which makes it easy to get your new system up and running in a matter of days. Shop 4MD Medical today and save! | freedom-alert-emergency-alert-system-159.jpg
SKU: LGM30911 | Logic Mark 911 Emergency Phone Guardian Alert | Emergencies can happen in all parts of a home and frequently right outside a home in the yard or driveway. The Guardian Alert enables you to call 911 in the event of an emergency and speak directly to the emergency operator from anywhere in and around your home with a range of 600 feet â€“ the equivalent of two football fields.Guardian Alert requires no monthly subscription or service fee. It works like a cordless phone with 911 service and tone dialing. You can wear it around your neck, clip it on a belt or carry it in your pocket at all times. To avoid accidental activation, the blue activator button is recessed and must be pressed for a minimum of 2 seconds to initiate a call.The Guardian Alert 911 is the worldâ€™s firstÂ personal emergency response system (PERS) that contains two-way voice communication in the pendant.Â By pressing a single button, the Guardian Alert 911 automatically dials local emergency 911 dispatch.Â The user will be able to communicate directly to the emergency operator through the pendant.There areÂ no monthly feesÂ associated with the Guardian Alert 911. Once the unit is plugged into a power outlet and working telephone line it is ready to use. The medical pendant operates off of a battery for up to one year of stand-by time. The medical pendant has extended range allowing coverage in the home and into the surrounding yard. | 911-emergency-phone-guardian-alert-7ce.jpg
SKU: CMSP5601 | Complete Medical Toothette Mint Oral Swab | Toothette stimulates oral tissue and helps clean between teeth. | toothette-mint-oral-swab-c93.jpg
SKU: CMSV1000000283 | Cumberland Swan Amber Mouthwash 1 Liter | Amber Mouthwash, 1 Liter. | amber-mouthwash-1-liter-2fb.jpg
SKU: CMSV1000000291 | Cumberland Swan Blue Mint Mouthwash 1 Liter | Blue Mint Mouthwash, 1 Liter. | blue-mint-mouthwash-1-liter-bb8.jpg
SKU: DRC80200 | Duracell Oral B Toothbrush 40 Soft | Oral-B Toothbrush, 40 Soft. | oral-b-toothbrush-40-soft-cea.jpg
SKU: MKS42021200 | McKesson Tongue Depressor 6 L Inch Wood NonSterile | Tongue Depressor McKesson 6 L Inch Wood NonSterile. | tongue-depressor-6-l-inch-wood-nonsterile-db1.jpg
SKU: KCC99789 | Kimberly-Clark KIMVENT Oral Care Prep Pack Covered Yankauer Suction Handle "Y" Connector | Self-Cleaning Covered Yankauer Suction Handle"Y" Connector | kimvent-oral-care-prep-pack-covered-yankauer-suction-handle-y-connector-2f5.jpg
SKU: DKLTB5118 | Dukal DawnMist Toothbrushes, Security Toothbrush, White Thumbprint Handle | DawnMist Toothbrushes, Security Toothbrush, White Thumbprint Handle | dawnmist-toothbrushes-security-toothbrush-white-thumbprint-handle-20a.jpg
SKU: DKLTBCAP | Dukal DawnMist Toothbrush Holder and Cap, Ivory | DawnMist Toothbrush Holder and Cap, Ivory | dawnmist-toothbrush-holder-and-cap-ivory-31b.jpg
SKU: DKLTBH01C | Dukal DawnMist Toothbrush Holder and Cap, 2-Piece, Translucent | DawnMist Toothbrush Holder and Cap, 2-Piece, Translucent | dawnmist-toothbrush-holder-and-cap-2-piece-translucent-482.jpg
SKU: DKLTBH01 | Dukal DawnMist Toothbrush Holder and Cap, 2-Piece, Ivory | DawnMist Toothbrush Holder and Cap, 2-Piece, Ivory | dawnmist-toothbrush-holder-and-cap-2-piece-ivory-bf2.jpg
SKU: DKLTBJR | Dukal DawnMist Toothbrushes, Child's, Blue Handle, 27 Tuft | DawnMist Toothbrushes, Childâ€™s, Blue Handle, 27 Tuft | dawnmist-toothbrushes-childs-blue-handle-27-tuft-9bc.jpg
SKU: DKLTB30 | Dukal DawnMist Toothbrushes, 30 Tuft, Ivory Handle, Clear Polypropylene Bristles | DawnMist Toothbrushes, 30 Tuft, Ivory Handle, Clear Polypropylene Bristles | dawnmist-toothbrushes-30-tuft-ivory-handle-clear-polypropylene-bristles-1ca.jpg
SKU: DKLTB20 | Dukal DawnMist Toothbrushes, 30 Tuft, High Visibility, Short Orange Handle | DawnMist Toothbrushes, 30 Tuft, High Visibility, Short Orange Handle | dawnmist-toothbrushes-30-tuft-high-visibility-short-orange-handle-051.jpg
SKU: DKLTB29 | Dukal DawnMist Toothbrushes, 30 Tuft, Yellow Handle | DawnMist Toothbrushes, 30 Tuft, Yellow Handle | dawnmist-toothbrushes-30-tuft-yellow-handle--42c.jpg
SKU: DKLTB40I | Dukal DawnMist Toothbrushes, 39 Tuft, Ivory Handle | DawnMist Toothbrushes, 39 Tuft, Ivory Handle | dawnmist-toothbrushes-39-tuft-ivory-handle-7c3.jpg
SKU: MKS16391701 | McKesson Medi-Pak Toothbrush Ivory Medium | Toothbrush Medi-Pak Ivory Medium | medi-pak-toothbrush-ivory-medium-45b.jpg
SKU: MKS23131700 | McKesson Medi-Pak Mouthwash 4 oz | Mouthwash Medi-Pak 4 oz. Cepacol | medi-pak-mouthwash-4-oz-dfa.jpg
SKU: MKS30891702 | McKesson Lip Balm sunmark SPF 15 | Lip Balm sunmark SPF 15, Ingredients: Petrolatum; Mineral Oil; Paraffin; Copernicia Cerifera (Carnauba) Wax; Propylene Glycol; Styrax Benzoin (Benzoin) Gum; BHA; Propyl Gallate; Citric Acid; Isopropyl Alcohol; Thymol; Mentha Piperita (Peppermint) Oil; Ethyl Vanillin; Vanillin | lip-balm-sunmark-spf-15-e44.jpg
SKU: MKS61601700 | McKesson Medi-Pak Toothbrush Holder 8 Inch | Toothbrush Holder Medi-Pak 8 Inch Toothbrushes | medi-pak-toothbrush-holder-8-inch-7a4.jpg
SKU: MKS95701700 | McKesson Toothpaste Mint 2.75 oz. Tube | Toothpaste Mint 2.75 oz. Tube. | toothpaste-mint-275-oz-tube-64d.jpg
SKU: MKS95701700 | McKesson Toothpaste Mint 2.75 oz. Tube | Toothpaste Mint 2.75 oz. Tube. | toothpaste-mint-275-oz-tube-64d.jpg
SKU: MKS95701700 | McKesson Toothpaste Mint 2.75 oz. Tube | Toothpaste Mint 2.75 oz. Tube. | toothpaste-mint-275-oz-tube-64d.jpg
SKU: MKS95711700 | McKesson Toothpaste Mint 1.5 oz. Tube | Toothpaste McKesson Mint 1.5 oz. Tube. | toothpaste-mint-15-oz-tube-4b5.jpg
SKU: MKS95711701 | McKesson Toothpaste Mint 1.5 oz. Tube, Fluoride | Toothpaste McKesson Mint 1.5 oz. Tube. | toothpaste-mint-15-oz-tube-fluoride-4de.jpg
SKU: MKS95711701 | McKesson Toothpaste Mint 1.5 oz. Tube, Fluoride | Toothpaste McKesson Mint 1.5 oz. Tube. | toothpaste-mint-15-oz-tube-fluoride-4de.jpg
SKU: MKS93021720 | McKesson Denture Brush 2 Sided Bristle Green | McKesson Denture Brush, 4-1/4 Inch Length. | denture-brush-2-sided-bristle-green-122.png
SKU: DKLDCPC | Dukal DawnMist Denture Cup, Translucent | DawnMist Denture Cup, Translucent | dawnmist-denture-cup-translucent-61f.jpg
SKU: DKLDEN6283 | Dukal DawnMist Denture Cleanser Tablets | Denture Adhesive provides a comfortable fit, long lasting holding power, and is zinc free. The Denture Cup has re-sealable lid to reduce accidental spillage and the lid is imprinted for labeling with patients name and room number. The Denture tables have antibacterial formula with baking soda, help remove stains, control odors, and are individually foil wrapped. The Denture Brush is two-sided, with opaque handle, clear polypropylene bristles, one large brush head to help remove food particles and stains, and a smaller brush that is ideal for hard to reach spaces. | dawnmist-denture-cleanser-tablets-30e.jpg
SKU: DKLDEN6283 | Dukal DawnMist Denture Cleanser Tablets | Denture Adhesive provides a comfortable fit, long lasting holding power, and is zinc free. The Denture Cup has re-sealable lid to reduce accidental spillage and the lid is imprinted for labeling with patients name and room number. The Denture tables have antibacterial formula with baking soda, help remove stains, control odors, and are individually foil wrapped. The Denture Brush is two-sided, with opaque handle, clear polypropylene bristles, one large brush head to help remove food particles and stains, and a smaller brush that is ideal for hard to reach spaces. | dawnmist-denture-cleanser-tablets-30e.jpg
SKU: DKLTBDEN | Dukal DawnMist Denture Brush, 2-Sided | DawnMist Denture Brush, 2-Sided | dawnmist-denture-brush-2-sided-f57.jpg
SKU: CNTS5402 | Central Sales Co Super Poligrip Denture Cream, 1.4 oz | Holds dentures tight all day long. Forms a seal to help keep food from getting stuck between your dentures and gums. Zinc-free. | super-poligrip-denture-cream-14-oz-496.jpg
SKU: DKLPBS70G | Dukal Shave Cream Brushless .25 oz Single Use Packet | Shave Cream has thick, rich foam with gently formula and pleasant fragrance, leaves skin feeling fresh and smooth, and is alcohol free. After Shave lotion is soothing, refreshing, and alcohol free. | shave-cream-brushless-25-oz-single-use-packet--ec0.jpg
SKU: MKS15011700 | McKesson Medi Pak Shaving Cream 1.5 oz | Shaving Cream Medi-Pak 1.5 oz. Aerosol Can | medi-pak-shaving-cream-15-oz-f2a.jpg
SKU: MKS15031701 | McKesson Shaving Cream Medi-Pak 1.5 oz | Shaving Cream Medi-Pak 1.5 oz. Aerosol Can | shaving-cream-medi-pak-15-oz-b34.jpg
SKU: MKS16171700 | McKesson Medi-Pak Shaving Cream 11 oz. | Shaving Cream Medi-Pak 11 oz. Aerosol Can | medi-pak-shaving-cream-11-oz-cff.jpg
SKU: MKS16171701 | McKesson Shaving Cream Medi-Pak 11 oz. Aerosol Can | Shaving Cream Medi-Pak 11 oz. Aerosol Can | shaving-cream-medi-pak-11-oz-aerosol-can-40f.jpg
SKU: MKS16511700 | McKesson Medi-Pak Shaving Cream 1.5 oz | Shaving Cream Medi-Pak 1.5 oz. Aerosol Can | medi-pak-shaving-cream-15-oz-3ff.jpg
SKU: MKS23801700 | McKesson Medi-Pak Shaving Gel - 1.5 oz | Shaving Gel Medi-Pak 1.5 oz. Screw-Top Bottle | -medi-pak-shaving-gel-15-oz-6c1.jpg
SKU: MKS23811700 | McKesson After Shave Lotion - 4 oz | After Shave Lotion McKesson Brand 4 oz. Screw Top Bottle | after-shave-lotion-4-oz-d35.jpg
SKU: MKS23811700 | McKesson After Shave Lotion - 4 oz | After Shave Lotion McKesson Brand 4 oz. Screw Top Bottle | after-shave-lotion-4-oz-d35.jpg
SKU: ACTVA30422 | MedELert Med-E-Lert Automatic Pill Dispenser 1-6 Alarms | Featuring a secured, tamper-proof locking key system to avoid over-medication and an easy to program interface, the MedELert is an ideal assistant for Alzheimer's and Parkinson's patients, visually or mentally impaired individuals, patients with complicated daily medical regimes or for those who simply need help adhering to a new medication schedule. Three different alarm tones and a blinking light alert the patient when medication needs to be taken and will not turn off until the pill dispenser is tilted on its side to dispense the pills.The MedELert features 6 customizable alarms and 28 extra large medication compartments providing the following dosing combinations:Â One time a day medication refill every 28 daysTwice a day medication refill every 14 daysThree times a day medication refill every 9 daysFour times a day medication refill every 7 daysFive times a day medication refill every 5 daysSix times a day medication refill every 4 daysThe MedELert Automatic Pill Dispenser includes a clear cover and 6 different discs which can be inserted on top of the tray to indicate the day of the week and the time of day depending on the number of doses needed daily. Loved by the elderly and caregivers alike, this deluxe medication dispenser is a welcomed addition to the daily routine. Caregiver facilities love the savings the MedELert Automatic Pill Dispenser provides them as it not only reduces the need for personnel to distribute medication, but also reduces risks of over-medication and the health complications as a result. Enjoy the convenience and peace of mind of having your own dedicated personal medication coordinator. See also additional accessories for the MedeLert | med-e-lert-automatic-pill-dispenser-1-6-alarms-595.jpg
SKU: GF5711 | Lumex Pill Cutter | Sturdy plastic cutter with stainless steel edge requires little pressure to split coated or uncoated pills, caplets and tablets. | pill-cutter-075.jpg
SKU: GF5712M | Grafco Metal Pill Crusher | Chrome-plated with metal fittings | metal-pill-crusher-73d.jpg
SKU: TGRMPCT001 | Tiger Medical Pill Crusher | The Powerhouse crusher will turn even the hardest pills into easy to consume powder. It can conveniently handle several pills at once. Handle remains upright for easier, convenient one-handed loading of pouches into the open crushing area. Crusher area is large and easily accessible for cleaning to prevent cross contamination. Patented design minimizes injury and discomfort. Interlocking grooves in crushing area minimizes pill "traveling," and thus, pouch breakage. Each crusher comes with 50 pouches in the handy dispenser tray built-into the base. | pill-crusher-2c9.jpg
SKU: RDPSG600 | Rd Plastics Pouches for Silent Knight Pill Crusher 7Mil | Pouches for Silent Knight Pill Crusher 7Mil 1000 Case | pouches-for-silent-knight-pill-crusher-7mil-53d.jpg
SKU: MAB640-6439-0000 | Briggs Healthcare HealthSmart Pill Crusher Red | Breaks-up tablets into a fine powder, Fast, safe and easy to use. | healthsmart-pill-crusher-red-e56.jpg
SKU: GF5713 | Grafco Pill Crusher Splitter | Crushes tablets to a fine powder with a twist ofthe wrist. Splits tablets in half with a stainless steel edge, requiring little pressure. Specially-designed heavy-duty plastic container. | pill-crusher-splitter-21f.jpg
SKU: CMRB70029 | Apex Medical Pill Pulverizer | Wing grips allow for easy crushing of hard to swallow pills | pill-pulverizer-220.jpg
SKU: GF5712M | Grafco Metal Pill Crusher | Chrome-plated with metal fittings | metal-pill-crusher-73d.jpg
SKU: RDPSG601 | Rd Plastics Silent Knight Pill Crusher Tablet Crusher with Pouches | The Silent Knight Pill Crusher is extremely silent and will not disturb patients. It is clean and prevents cross contamination, no clean up necessary. The Silent Knight Pill Crusher is safe and fast and requires minimum force to crush tablets. Its fine particles prevents clogging of the feeding tubes. The PC Pouch for the crusher is 7mil thick.Â FeaturesSilent - Pill crushing will not disturb patients.Â Clean - Silent Knight Pill Crusher prevents cross contamination, no clean up.Â Safe & Fast - Silent Knight Pill Crusher requires minimum force to crush tabletsÂ Fine Particles - Silent Knight Pill Crusher prevents clogging of feeding tubesÂ | silent-knight-pill-crusher-tablet-crusher-with-pouches-426.jpg
SKU: DKLPCS8133C | Dukal Dawnmist Pill Crusher Sleeves 7 Mil Standard | Dawnmist Pill Crusher Sleeves, Latex Free 7 Mil, Standard | dawnmist-pill-crusher-sleeves-7-mil-standard-a47.png
SKU: TGRMPCT001 | Tiger Medical Pill Crusher | The Powerhouse crusher will turn even the hardest pills into easy to consume powder. It can conveniently handle several pills at once. Handle remains upright for easier, convenient one-handed loading of pouches into the open crushing area. Crusher area is large and easily accessible for cleaning to prevent cross contamination. Patented design minimizes injury and discomfort. Interlocking grooves in crushing area minimizes pill "traveling," and thus, pouch breakage. Each crusher comes with 50 pouches in the handy dispenser tray built-into the base. | pill-crusher-2c9.jpg
SKU: TGRMPCT001 | Tiger Medical Pill Crusher | The Powerhouse crusher will turn even the hardest pills into easy to consume powder. It can conveniently handle several pills at once. Handle remains upright for easier, convenient one-handed loading of pouches into the open crushing area. Crusher area is large and easily accessible for cleaning to prevent cross contamination. Patented design minimizes injury and discomfort. Interlocking grooves in crushing area minimizes pill "traveling," and thus, pouch breakage. Each crusher comes with 50 pouches in the handy dispenser tray built-into the base. | pill-crusher-2c9.jpg
SKU: DKLPCS8133CG | Dukal Pill Crusher Sleeve 50/slv - 20 Bags per Box | Strong plastic, adhesive flap for tamper resistant sealing after the pills have been crushed. Pills are protected during transport. No product spills. | pill-crusher-sleeve-50-slv-20-bags-per-box-0b2.jpg
SKU: DKLEPCS8133G | Dukal Pill Crusher Sleeve Economy 1000/slv - Box | Strong plastic, adhesive flap for tamper resistant sealing after the pills have been crushed. Pills are protected during transport. No product spills. | pill-crusher-sleeve-economy-1000-slv-box-0b2.jpg
SKU: TGRMPCT001 | Tiger Medical Pill Crusher | The Powerhouse crusher will turn even the hardest pills into easy to consume powder. It can conveniently handle several pills at once. Handle remains upright for easier, convenient one-handed loading of pouches into the open crushing area. Crusher area is large and easily accessible for cleaning to prevent cross contamination. Patented design minimizes injury and discomfort. Interlocking grooves in crushing area minimizes pill "traveling," and thus, pouch breakage. Each crusher comes with 50 pouches in the handy dispenser tray built-into the base. | pill-crusher-2c9.jpg
SKU: LNMPPC1000 | Links Medical Products Silent Knight Pill Crusher Pouches | Silent KnightÂ® Pill Crusher Pouches, LDPE, Ribbed-Beveled, 1000/bx | silent-knight-pill-crusher-pouches-186.jpg
SKU: LNMPSK0500 | Links Medical Products Silent Knight Pill Crusher | The Silent Knight has long been a significant and highly trusted system component in medication management. Long term care facilities and hospitals in the United States and around the world use the Silent Knight everyday. Thousands of healthcare professionals and tens of thousands of patients have benefited from the performance of this widely used device.Advanced Engineering and Design:Advanced engineering and design components have been applied to the original Silent Knightâ€™s basic operating and crushing features to create the New Silent Knight. The patented dual action â€œcrushing and grindingâ€ movements of the New Silent Knight result in silent, smooth, effortless and effective crushing of pills to fine powder.The crusher handle is designed for all hand sizes to fit comfortably. User safety is enhanced with the specially designed internal handle shock absorber. And the surgical quality stainless steel crushing components, along with a solid aluminum base and handle, make the New Silent Knight a powerful, highly effective and durable piece of medical equipment.Exclusive Pill Crusher Pouch:The Silent KnightÂ® does not function alone. Its companion item the patented Silent KnightÂ® Pill Crusher Pouch is essential to guarantee maximum performance while reducing cost, waste, malfunction and lost time. The pouchâ€™s distinctive curved bottom structure assures full recovery of crushed medication. The thick, durable construction effectively reduces pharmaceutical cross contamination and eliminates loss of medication.Limited Lifetime Warranty:The Silent Knight is guaranteed for life to be free of materials and parts defects. If the unit fails due to parts failure it will be replaced by Links Medical at no charge to the owner.Medications Not to be Crushed:Medications should never be crushed without the approval of a pharmacist and the express written order of a physician. | silent-knight-pill-crusher-ba6.jpg
SKU: ACTVA30422 | MedELert Med-E-Lert Automatic Pill Dispenser 1-6 Alarms | Featuring a secured, tamper-proof locking key system to avoid over-medication and an easy to program interface, the MedELert is an ideal assistant for Alzheimer's and Parkinson's patients, visually or mentally impaired individuals, patients with complicated daily medical regimes or for those who simply need help adhering to a new medication schedule. Three different alarm tones and a blinking light alert the patient when medication needs to be taken and will not turn off until the pill dispenser is tilted on its side to dispense the pills.The MedELert features 6 customizable alarms and 28 extra large medication compartments providing the following dosing combinations:Â One time a day medication refill every 28 daysTwice a day medication refill every 14 daysThree times a day medication refill every 9 daysFour times a day medication refill every 7 daysFive times a day medication refill every 5 daysSix times a day medication refill every 4 daysThe MedELert Automatic Pill Dispenser includes a clear cover and 6 different discs which can be inserted on top of the tray to indicate the day of the week and the time of day depending on the number of doses needed daily. Loved by the elderly and caregivers alike, this deluxe medication dispenser is a welcomed addition to the daily routine. Caregiver facilities love the savings the MedELert Automatic Pill Dispenser provides them as it not only reduces the need for personnel to distribute medication, but also reduces risks of over-medication and the health complications as a result. Enjoy the convenience and peace of mind of having your own dedicated personal medication coordinator. See also additional accessories for the MedeLert | med-e-lert-automatic-pill-dispenser-1-6-alarms-595.jpg
SKU: GF5711 | Lumex Pill Cutter | Sturdy plastic cutter with stainless steel edge requires little pressure to split coated or uncoated pills, caplets and tablets. | pill-cutter-075.jpg
SKU: GF5712M | Grafco Metal Pill Crusher | Chrome-plated with metal fittings | metal-pill-crusher-73d.jpg
SKU: TGRMPCT001 | Tiger Medical Pill Crusher | The Powerhouse crusher will turn even the hardest pills into easy to consume powder. It can conveniently handle several pills at once. Handle remains upright for easier, convenient one-handed loading of pouches into the open crushing area. Crusher area is large and easily accessible for cleaning to prevent cross contamination. Patented design minimizes injury and discomfort. Interlocking grooves in crushing area minimizes pill "traveling," and thus, pouch breakage. Each crusher comes with 50 pouches in the handy dispenser tray built-into the base. | pill-crusher-2c9.jpg
SKU: RDPSG600 | Rd Plastics Pouches for Silent Knight Pill Crusher 7Mil | Pouches for Silent Knight Pill Crusher 7Mil 1000 Case | pouches-for-silent-knight-pill-crusher-7mil-53d.jpg
SKU: MAB640-6439-0000 | Briggs Healthcare HealthSmart Pill Crusher Red | Breaks-up tablets into a fine powder, Fast, safe and easy to use. | healthsmart-pill-crusher-red-e56.jpg
SKU: GF5713 | Grafco Pill Crusher Splitter | Crushes tablets to a fine powder with a twist ofthe wrist. Splits tablets in half with a stainless steel edge, requiring little pressure. Specially-designed heavy-duty plastic container. | pill-crusher-splitter-21f.jpg
SKU: CMRB70029 | Apex Medical Pill Pulverizer | Wing grips allow for easy crushing of hard to swallow pills | pill-pulverizer-220.jpg
SKU: GF5712M | Grafco Metal Pill Crusher | Chrome-plated with metal fittings | metal-pill-crusher-73d.jpg
SKU: RDPSG601 | Rd Plastics Silent Knight Pill Crusher Tablet Crusher with Pouches | The Silent Knight Pill Crusher is extremely silent and will not disturb patients. It is clean and prevents cross contamination, no clean up necessary. The Silent Knight Pill Crusher is safe and fast and requires minimum force to crush tablets. Its fine particles prevents clogging of the feeding tubes. The PC Pouch for the crusher is 7mil thick.Â FeaturesSilent - Pill crushing will not disturb patients.Â Clean - Silent Knight Pill Crusher prevents cross contamination, no clean up.Â Safe & Fast - Silent Knight Pill Crusher requires minimum force to crush tabletsÂ Fine Particles - Silent Knight Pill Crusher prevents clogging of feeding tubesÂ | silent-knight-pill-crusher-tablet-crusher-with-pouches-426.jpg
SKU: DKLPCS8133C | Dukal Dawnmist Pill Crusher Sleeves 7 Mil Standard | Dawnmist Pill Crusher Sleeves, Latex Free 7 Mil, Standard | dawnmist-pill-crusher-sleeves-7-mil-standard-a47.png
SKU: TGRMPCT001 | Tiger Medical Pill Crusher | The Powerhouse crusher will turn even the hardest pills into easy to consume powder. It can conveniently handle several pills at once. Handle remains upright for easier, convenient one-handed loading of pouches into the open crushing area. Crusher area is large and easily accessible for cleaning to prevent cross contamination. Patented design minimizes injury and discomfort. Interlocking grooves in crushing area minimizes pill "traveling," and thus, pouch breakage. Each crusher comes with 50 pouches in the handy dispenser tray built-into the base. | pill-crusher-2c9.jpg
SKU: TGRMPCT001 | Tiger Medical Pill Crusher | The Powerhouse crusher will turn even the hardest pills into easy to consume powder. It can conveniently handle several pills at once. Handle remains upright for easier, convenient one-handed loading of pouches into the open crushing area. Crusher area is large and easily accessible for cleaning to prevent cross contamination. Patented design minimizes injury and discomfort. Interlocking grooves in crushing area minimizes pill "traveling," and thus, pouch breakage. Each crusher comes with 50 pouches in the handy dispenser tray built-into the base. | pill-crusher-2c9.jpg
SKU: DKLPCS8133CG | Dukal Pill Crusher Sleeve 50/slv - 20 Bags per Box | Strong plastic, adhesive flap for tamper resistant sealing after the pills have been crushed. Pills are protected during transport. No product spills. | pill-crusher-sleeve-50-slv-20-bags-per-box-0b2.jpg
SKU: DKLEPCS8133G | Dukal Pill Crusher Sleeve Economy 1000/slv - Box | Strong plastic, adhesive flap for tamper resistant sealing after the pills have been crushed. Pills are protected during transport. No product spills. | pill-crusher-sleeve-economy-1000-slv-box-0b2.jpg
SKU: TGRMPCT001 | Tiger Medical Pill Crusher | The Powerhouse crusher will turn even the hardest pills into easy to consume powder. It can conveniently handle several pills at once. Handle remains upright for easier, convenient one-handed loading of pouches into the open crushing area. Crusher area is large and easily accessible for cleaning to prevent cross contamination. Patented design minimizes injury and discomfort. Interlocking grooves in crushing area minimizes pill "traveling," and thus, pouch breakage. Each crusher comes with 50 pouches in the handy dispenser tray built-into the base. | pill-crusher-2c9.jpg
SKU: LNMPPC1000 | Links Medical Products Silent Knight Pill Crusher Pouches | Silent KnightÂ® Pill Crusher Pouches, LDPE, Ribbed-Beveled, 1000/bx | silent-knight-pill-crusher-pouches-186.jpg
SKU: LNMPSK0500 | Links Medical Products Silent Knight Pill Crusher | The Silent Knight has long been a significant and highly trusted system component in medication management. Long term care facilities and hospitals in the United States and around the world use the Silent Knight everyday. Thousands of healthcare professionals and tens of thousands of patients have benefited from the performance of this widely used device.Advanced Engineering and Design:Advanced engineering and design components have been applied to the original Silent Knightâ€™s basic operating and crushing features to create the New Silent Knight. The patented dual action â€œcrushing and grindingâ€ movements of the New Silent Knight result in silent, smooth, effortless and effective crushing of pills to fine powder.The crusher handle is designed for all hand sizes to fit comfortably. User safety is enhanced with the specially designed internal handle shock absorber. And the surgical quality stainless steel crushing components, along with a solid aluminum base and handle, make the New Silent Knight a powerful, highly effective and durable piece of medical equipment.Exclusive Pill Crusher Pouch:The Silent KnightÂ® does not function alone. Its companion item the patented Silent KnightÂ® Pill Crusher Pouch is essential to guarantee maximum performance while reducing cost, waste, malfunction and lost time. The pouchâ€™s distinctive curved bottom structure assures full recovery of crushed medication. The thick, durable construction effectively reduces pharmaceutical cross contamination and eliminates loss of medication.Limited Lifetime Warranty:The Silent Knight is guaranteed for life to be free of materials and parts defects. If the unit fails due to parts failure it will be replaced by Links Medical at no charge to the owner.Medications Not to be Crushed:Medications should never be crushed without the approval of a pharmacist and the express written order of a physician. | silent-knight-pill-crusher-ba6.jpg
SKU: CM3195 | UltraOptix Magnifying Glass 2 X 4 Rectangular | Hi-Power optical quality lens with bifocal insert. Unbreakable and scratch-resistant. For reading small print contracts telephone directories stock listings maps and charts stamps and coins. | magnifying-glass-2-x-4-rectangular-553.jpg
SKU: CM3189A | UltraOptix Magnifier Pop-Up Lighted | Hi-Power optical quality lens, Unbreakable and scratch-resistant * For reading books, newspapers, telephone directories, small print, maps and charts in low light. | magnifier-pop-up-lighted-be3.jpg
SKU: CM2237 | UltraOptix Magnifier Full Page Reading Fresnel 7 x10 With Border | These flat magnifiers are great for enlarging print of newpapers dictionaries telephone directories maps and more | magnifier-full-page-reading-fresnel-7-x10-with-border-b72.jpg
SKU: SAMP564208 | Sammons Preston Deluxe Page Size Magnifier with Light | When legs are out, you can read without holding the lens. | deluxe-page-size-magnifier-with-light-a0d.jpg
SKU: SAMP564209 | Sammons Preston Full Page Rigid Magnifier | Unlike regular magnifiers that enlarge images because they are curved, full page magnifiers are flat sheets with multiple small ridges that cumulatively magnify. Each ridge produces a separate magnifying field that overlaps with the adjoining one. Useful for enlarging broader areas such as pages, or even TV and computer monitors. | full-page-rigid-magnifier-36f.jpg
SKU: SAMP081510973 | Sammons Preston 2X Hands Free Desk Computer Magnifier | This large 7" x 10" fresnel magnifier attaches to the end of an articulated, flexible arm. | 2x-hands-free-desk-computer-magnifier-ef1.jpg
SKU: CM3194 | UltraOptix Magnifying Glass Round 5 | Unbreakable and scratch-resistant, For reading small print contracts telephone directories stock listings maps and charts stamps and coins. | magnifying-glass-round-5-41f.jpg
SKU: SAMP565844 | Sammons Preston Folding 3x Magnifier | Strong LED light technology has a long lifeâ€”100,000 hours if used intermittently. | folding-3x-magnifier-ab8.jpg
SKU: SAMP081602069 | LS&S; Easy Read 2x Daylight Magnifier | This rimless magnifier combines Verilux's Natural SpectrumÂ® illumination technology with a big 3" optical grade lens, giving the user a large, well lit viewing area. | easy-read-2x-daylight-magnifier-af2.jpg
SKU: SAMP555689 | Sammons Preston Talking Calculator | Voices numeric entries and computations in easy-to-understand speech. For totals, choose between the complete number speech, â€œseventy-eightâ€ or the digit-by-digit, â€œseven, eight.â€ Features volume control, mute option and angled display. Two AAA batteries included. Measures 4-1/4" x 7" x 1-1/2". Latex free. | talking-calculator-4a0.jpg
SKU: SAMP081621606 | Sammons Preston Reizen Digital Analog Talking Watch | Offers three ways to tell the time, plus you can wear it throughout the day without concern about getting it wet. | reizen-digital-analog-talking-watch-942.jpg
SKU: KINSE90121 | Kinsman Enterprises Reach N Scratch Plastic 24 Length | Molded plastic fingers and an extra long 24" L bendable handle makes it ideal for those hard to reach places that itch. | reach-n-scratch-plastic-24-length-529.jpg
SKU: JOE400-3003 | Joerns Rechargeable Battery Pack | Rechargeable Battery Pack | rechargeable-battery-pack-033.png
SKU: CMBJ100157 | Complete Medical Reacher with Gripping Rubber Cups | Complete Medical's Reacher Gripper with Rubber Cups helps to reach difficult places more easily and grab items off hard to reach shelves. Rubber cups provide a secure grip with precise sensitivity. As a result, reaching items requires less bending, straining and stretching. | reacher-with-gripping-rubber-cups-039.png
SKU: BUFD26101004500000 | Bauerfeind Glider Fitting Aid Latex Free | Make light work of putting on your compression stockings every day using the VenoTrain glider. This practical aid made of silicone-coated polyamide makes it easy to glide the stocking over your leg (or arm) and can be used again and again. | glider-fitting-aid-latex-free--d88.jpg
SKU: CLO1-220 | Clorox Battery 3.5V Nicad Rechargable | Battery, 3.5V Nicad, Rechargable (WA 72200) (Continental US Only) | battery-35v-nicad-rechargable--a3a.jpg
SKU: AWRHP-800700-5 | Arrowhead Healthcare Supply Home Care Chair Kit | The Homecare Chair Monitoring System alerts the caregiver when a patient leaves their bed without assistance. Alarm automatically resets when a patient sits back down. | home-care-chair-kit-698.jpg
SKU: KINSE16050 | Kinsman Enterprises Cage Cup Holder Only | Integrates a stainless steel cage design and a clamping system that allows it to be securely held on wheelchair armrests, crutches, walkers or other rail type of frames. | cage-cup-holder-only--2b0.jpg
SKU: IDPHCR3 | Ideal Products Stainless Drying Rack Fixed Hook Design | A wall-mounted stainless drying rack. | stainless-drying-rack-fixed-hook-design-f60.jpg
SKU: ROSCTA3838-I | Roscoe Medical TENS CELL 1.5V AAA Super Alkaline Premium Battery | TENS Cell Batteries are engineered to deliver dependable, long-lasting power to all your devices. They offer the reliability and value that both providers and patients are looking for. | tens-cell-15v-aaa-super-alkaline-premium-battery-6b0.jpg
SKU: ROSCTA4861 | Roscoe Medical AA 2600mA NiMH Rechargeable Batteries | TENS Cell Batteries are engineered to deliver dependable, long-lasting power to all your devices. They offer the reliability and value that both providers and patients are looking for. | aa-2600ma-nimh-rechargeable-batteries-ef2.jpg
SKU: ROSCTA5013-I | Roscoe Medical TENS CELL 9V Super Alkaline Premium Battery | Our TENS CellÂ® Premium 9V Alkaline long lasting battery is our best seller. Great long lasting life time allows easy use on most TENS units and stimulation devices. This is our high performance 9V alkaline TENS battery, which gives about 30-40 hours of stimulation under normal use to most dual channel TENS devices. | tens-cell-9v-super-alkaline-premium-battery-a5b.jpg
SKU: ROSCTA8222 | Roscoe Medical TENS CELL 1.5V AA Super Alkaline Premium Battery | TENS Cell Batteries are engineered to deliver dependable, long-lasting power to all your devices. They offer the reliability and value that both providers and patients are looking for | tens-cell-15v-aa-super-alkaline-premium-battery-b63.jpg
SKU: ROSCTA8816 | Roscoe Medical 9V / AA Low Profile Battery Charger | Single 9V or 2x AA battery charger, low profile designQty: 1 each | 9v-aa-low-profile-battery-charger-977.jpg
SKU: ROSCTA9050-I | Roscoe Medical TENS CELL Heavy Duty 9V Battery | TENS Cell Batteries are engineered to deliver dependable, long-lasting power to all your devices. They offer the reliability and value that both providers and patients are looking for. | tens-cell-heavy-duty-9v-battery-347.jpg
SKU: ROSCTA9225-I | Roscoe Medical TENS CELL 9V Rechargeable Battery | TENS Cell 9V 250 mAH Ni-MH High Capacity Rechargeable Battery | tens-cell-9v-rechargeable-battery-73a.jpg
SKU: ROSCTA9265-I | Roscoe Medical TENS Cell 9V Charger 2 Battery Capacity | TENS Cell 9V Charger, Two 9V Battery Capacity | tens-cell-9v-charger-2-battery-capacity-776.jpg
SKU: ROSCTA9666-I | Roscoe Medical TENS CELL AA Heavy Duty Battery | TENS Cell Batteries are engineered to deliver dependable, long-lasting power to all your devices. They offer the reliability and value that both providers and patients are looking for. | tens-cell-aa-heavy-duty-battery-961.jpg
SKU: MKBMU-1 SLD G | MK Battery Valve Regulated Gelled Electrolyte Battery 36 Ah Capacity at C100 | Valve Regulated Gelled Electrolyte Battery 12V | valve-regulated-gelled-electrolyte-battery-36-ah-capacity-at-c100-e66.jpg
SKU: MKBM40-12 SLD G | MK Battery Valve Regulated Gelled Electrolyte Battery 48 Ah Capacity at C100 | Valve Regulated Gelled Electrolyte Battery 12V | valve-regulated-gelled-electrolyte-battery-48-ah-capacity-at-c100-0da.jpg
SKU: MKBM22NF SLD G | MK Battery Valve Regulated Gelled Electrolyte Battery | Battery technology has changed tremendously in just the past few years. In fact, size-for-size, MK's advanced gel/sealed batteries deliver more power and more consistent performance than other types and brands of mobility batteries. Better still, and contrary to popular belief, MK's performance proven gel/sealed designs:Â Last longer than comparable wet lead/acid and marine batteries.Are approved for airline and public transportation.Do not need to be fully discharged before recharging.Do not develop a "memory" that limits their recharging.Do not need to be recharged with lower amps than wet lead/acid batteries.Will not automatically discharge if put on concrete.While MK gel/sealed batteries aren't among the lowest priced brands, like a good set of radial tires for you car, they're designed to enhance performance and safety, last longer and, ultimately, be more cost-efficient.You'll Cover More Ground with an MK Battery:Although a wet/acid design is initially less expensive and can provide about 10% more running time per charge than a gel/sealed battery of equal size, a wet lead/acid battery has a much shorter service life, requires regular maintenance and poses a much higher safety risk because of potential battery acid contact and/or explosion.Â An MK gel/sealed battery, instead provides an inherently safer, truly maintenance-free design. MK batteries provide a significantly longer life-averaging 1 to 2 years or longer when properly maintained - and are available in models approved by major airlines and other public transportation providers. | valve-regulated-gelled-electrolyte-battery-e68.jpg
SKU: MKBM34 SLD G | MK Battery Valve Regulated Gelled Electrolyte Battery | Valve Regulated Gelled Electrolyte Battery 12V | valve-regulated-gelled-electrolyte-battery--1ef.gif
SKU: MKBM24 SLD G | MK Battery Valve Regulated Gelled Electrolyte Battery 84.5 Ah Capacity at C100 | Valve Regulated Gelled Electrolyte Battery 12V | valve-regulated-gelled-electrolyte-battery-845-ah-capacity-at-c100-b30.jpg
SKU: MKBM24 SLD G FT | MK Battery C Terminal Valve Regulated Gelled Electrolyte Battery 84.5 Ah Capacity at C100 | Valve Regulated Gelled Electrolyte Battery 12V | c-terminal-valve-regulated-gelled-electrolyte-battery-845-ah-capacity-at-c100-f7e.jpg
SKU: MKBM27 SLD G | MK Battery Valve Regulated Gelled Electrolyte Battery 99 Ah Capacity at C100 | Valve Regulated Gelled Electrolyte Battery 12V | valve-regulated-gelled-electrolyte-battery-99-ah-capacity-at-c100-aa0.jpg
SKU: MKBM31 SLD G | MK Battery Valve Regulated Gelled Electrolyte Battery 108 Ah Capacity at C100 | Valve Regulated Gelled Electrolyte Battery 12V | valve-regulated-gelled-electrolyte-battery-108-ah-capacity-at-c100-fbb.jpg
SKU: MKBM17-12SLDM | MK Battery 12 Volt 18 AH Sealed Lead Acid Battery | When you think quality Deep Cycle batteries, think of MK Battery. Their premium AGM sealed battery products have been the number one choice by manufacturers for years. When it comes to performance and quality, the MK Battery is the standard.Deep Cycle Premium sealed batteries capable of up to 500 cycles that are fully laboratory tested.Battery technology has changed tremendously in just the past few years. In fact, size-for-size, MK's advanced batteries deliver more power and more consistent performance than other types and brands of mobility batteries. | 12-volt-18-ah-sealed-lead-acid-battery-22a.png
SKU: MKBM20-12 SLD M | MK Battery Maintenance Free Rechargeable Sealed Lead Acid Battery 7.0 Ah Capacity at 3C | Maintenance Free Rechargeable Sealed Lead Acid Battery 7.0 Ah Capacity at 3C | maintenance-free-rechargeable-sealed-lead-acid-battery-70-ah-capacity-at-3c-c77.jpg
SKU: MKBM12260 SLD M | MK Battery Maintenance Free Rechargeable Sealed Lead Acid Battery 10.4 Ah Capacity at 3C | Maintenance Free Rechargeable Sealed Lead Acid Battery 12V | maintenance-free-rechargeable-sealed-lead-acid-battery-104-ah-capacity-at-3c-5e2.jpg
SKU: MKBMU-1 SLD A | MK Battery Valve Regulated Absorbed Glass Mat Technology 37 Ah Capacity at C100 | Valve-Regulated, Absorbed Glass Mat Technology 12V | valve-regulated-absorbed-glass-mat-technology-37-ah-capacity-at-c100-929.jpg
SKU: MKBMU-1 SLD M | MK Battery Sealed Valve Regulated Lead Acid Battery 12.25 Ah Capacity at 3C | Sealed Valve-Regulated Lead-Acid Battery 12V | sealed-valve-regulated-lead-acid-battery-1225-ah-capacity-at-3c-c37.jpg
SKU: MKBM40-12 SLD M | MK Battery Maintenance Free Rechargeable Sealed Lead Acid Battery 18 Ah Capacity at 3C | Maintenance-Free Rechargeable Sealed Lead-Acid Battery 12V | maintenance-free-rechargeable-sealed-lead-acid-battery-18-ah-capacity-at-3c--400.jpg
SKU: MKBM50-12 SLD M | MK Battery Maintenance Free Rechargeable Sealed Lead Acid Battery 20 Ah Capacity at 3C | Maintenance-Free Rechargeable Sealed Lead-Acid Battery 12V | maintenance-free-rechargeable-sealed-lead-acid-battery-20-ah-capacity-at-3c-6a4.jpg
SKU: MKBM22NF SLD A | MK Battery Valve Regulated Absorbed Glass Mat Technology 63 Ah Capacity at C100 | Valve-Regulated, Absorbed Glass Mat Technology 12V | valve-regulated-absorbed-glass-mat-technology-63-ah-capacity-at-c100-766.jpg
SKU: MKBES4-6 | MK Battery Maintenance Free Rechargeable Sealed Lead Acid Battery 1.8 Ah Capacity at 3C | Maintenance-Free Rechargeable Sealed Lead-Acid Battery 12V | maintenance-free-rechargeable-sealed-lead-acid-battery-18-ah-capacity-at-3c--327.jpg
SKU: MKBES1.9-12 | MK Battery Maintenance Free Rechargeable Sealed Lead Acid Battery 0.92 Ah Capacity at 3C | Maintenance-Free Rechargeable Sealed Lead-Acid Battery 12V | maintenance-free-rechargeable-sealed-lead-acid-battery-092-ah-capacity-at-3c-e06.jpg
SKU: MKBES2.9-12 | MK Battery Maintenance Free Rechargeable Sealed Lead Acid Battery 1.16 Ah Capacity at 3C | Maintenance Free Rechargeable Sealed Lead Acid Battery 12V | maintenance-free-rechargeable-sealed-lead-acid-battery-116-ah-capacity-at-3c-cd6.jpg
SKU: MKBES3-12 | MK Battery Maintenance Free Rechargeable Sealed Lead Acid Battery 1.05 Ah Capacity at 3C | Maintenance-Free Rechargeable Sealed Lead-Acid Battery 12V | maintenance-free-rechargeable-sealed-lead-acid-battery-105-ah-capacity-at-3c-93a.jpg
SKU: MKBES5-12 | MK Battery Maintenance Free Rechargeable Sealed Lead Acid Battery 2.O Ah Capacity at 3C | Maintenance Free Rechargeable Sealed Lead Acid Battery 12V | maintenance-free-rechargeable-sealed-lead-acid-battery-2o-ah-capacity-at-3c-458.jpg
SKU: MKBES9-12 | MK Battery Maintenance Free Rechargeable Sealed Lead Acid Battery 3.60 Ah Capacity at 3C | Maintenance-Free Rechargeable Sealed Lead-Acid Battery 12V | maintenance-free-rechargeable-sealed-lead-acid-battery-360-ah-capacity-at-3c-9e9.jpg
SKU: MKBES10-12S | MK Battery Maintenance Free Rechargeable Sealed Lead Acid Battery 4 Ah Capacity at 3C | Maintenance-Free Rechargeable Sealed Lead-Acid Battery 12V | maintenance-free-rechargeable-sealed-lead-acid-battery-4-ah-capacity-at-3c-92f.jpg
SKU: MKBES12-12 | MK Battery Maintenance Free Rechargeable Sealed Lead Acid Battery 4.8 Ah Capacity at 3C | Maintenance-Free Rechargeable Sealed Lead-Acid Battery 12V | maintenance-free-rechargeable-sealed-lead-acid-battery-48-ah-capacity-at-3c-718.jpg
SKU: MKBES14-12 | MK Battery Maintenance Free Rechargeable Sealed Lead Acid Battery 5.6 Ah Capacity at 3C | Maintenance-Free Rechargeable Sealed Lead-Acid Battery 12V | maintenance-free-rechargeable-sealed-lead-acid-battery-56-ah-capacity-at-3c-877.jpg
SKU: MKBM-L-12090-00 | MK Battery 24 Volt Dual Mode Automatic Battery Charger | 24 Volt, 8 Amp dual mode for both sealed type and wet lead-acid batteries | 24-volt-dual-mode-automatic-battery-charger-cf3.jpg
SKU: MKBM-D-EN0801-00 | MK Battery 24 Volt Automatic Battery Charger | 24 Volt, 8 Amp auto charger for all lead-acid battery types - GEL/AGM/Wet | 24-volt-automatic-battery-charger-923.jpg
SKU: MKBLS2606 | MK Battery 12 Volt 6 Amp Battery Charger for Wet Lead Acid Batteries | 12 Volt, 6 Amp for sealed type or wet lead-acid batteries. This charger use in single systems such as ventilators and other single battery applications | 12-volt-6-amp-battery-charger-for-wet-lead-acid-batteries-a03.jpg
SKU: MKBMK70 | MK Battery Captest Battery Capacity Tester and Charger Tester | The MK70 is a true discharge machine with the ability to download capacity results to your computer via USB connection. The software is very user friendly and will give an accurate assessment of the battery capacity or charger quality. Reports can be printed and/pr stored to justify battery or charger replacement. | captest-battery-capacity-tester-and-charger-tester-c5f.jpg
SKU: GF1786 | Grafco Stainless Steel Manicure Scissor 3 1/2" With Curved Blades | Stainless Steel Manicure Scissor, 3 1/2" With Curved Blades | stainless-steel-manicure-scissor-3-1-2-with-curved-blades-20e.jpg
SKU: NWWIC2655 | New World Imports Handle Comb 6.5" | 12 6. 5 inch Handle Comb. | handle-comb-65--b7f.jpg
SKU: DIA00883 | Dial Scented Aerosol Deodorant 4 oz | Anti-perspirant and deodorant combines a powerful anti-wetness ingredient and special deodorant ingredients to fight odor-causing bacteria. | scented-aerosol-deodorant-4-oz-5dc.jpg
SKU: DKLTRAVELKIT | Dukal DawnMist Travel Kit | All essentials in a compact kit. Suitable for carry-on luggage. | dawnmist-travel-kit-f2e.jpg
SKU: DKLDR3886G | Dukal Triple Play Razor 3 Micro Edge Blades Lubricating Strip Pivoting Head Teal Clear Plastic Guard | DawnMistÂ® Triple Playâ„¢ Facial Razor. | triple-play-razor-3-micro-edge-blades-lubricating-strip-pivoting-head-teal-clear-plastic-guard--1c9.jpg
SKU: GF1780 | Grafco Manicure Sticks 4.5" | Manicure Sticks, Length 4 1/2" | manicure-sticks-45-030.jpg
SKU: GF3395-2 | Grafco Toothbrush Adult 32Tuft 144/GR Length of 6 inches | Toothbrush adult 32tuft 144/gr. length of 6 inches | toothbrush-adult-32tuft-144-gr-length-of-6-inches-944.jpg
SKU: GF3397 | Grafco Denture Plate Brush | One side with 4 rows - 16 tufts with contour trimming for easy reach into crevices in the anatomy of the denture. Other side with 4 rows - 22 tufts with serrated trimming. | denture-plate-brush-2f2.jpg
SKU: GF1790-1 | Lumex Fingernail Clipper | Precision-ground and nickel-plated. Heat treated for durable, sharper cutting edges. | fingernail-clipper-00e.jpg
SKU: GF1793 | Grafco Pedi-Corn Cutter | Pedi-Corn Cutter | pedi-corn-cutter-8b2.jpg
SKU: GF1776 | Grafco Stainless Steel Triple Cut Nail File 5" | Stainless Steel Triple Cut Nail File | stainless-steel-triple-cut-nail-file-5-b72.jpg
SKU: DKLSD05 | Dukal DawnMist Stick Deodorant, 0.5 oz. | DawnMist Stick Deodorant, 0.5 oz. | dawnmist-stick-deodorant-05-oz-a64.jpg
SKU: DKLSD175 | Dukal DawnMist Stick Deodorant, 1.6 oz. | DawnMist Stick Deodorant, 1.6 oz. | dawnmist-stick-deodorant-16-oz-a39.jpg
SKU: DKLFNC3275 | Dukal Dawnmist Nail Clippers Fingernail 2 1/4â€ Without file | Dawnmist Nail Clippers, Fingernail Clippers, 2 1/4â€, without file. | dawnmist-nail-clippers-fingernail-2-1-4-without-file--f93.jpg
SKU: DKLNB3381 | Dukal Dawnmist Nail Brush Purple Handle White Nylon Bristles | Manicure sticks are made of bamboo and have one pointed end and one tapered end. Emery boards have two coarseness levels. Nail brushes have three rows of soft, nylon bristles and a purple handle. Nail Clippers and Pliers are made of high strength, corrosion resistant carbon steel, for durability and performance. Clippers are available with or without file. | dawnmist-nail-brush-purple-handle-white-nylon-bristles-93d.jpg
SKU: DKLHC02 | Dukal DawnMist Hair Conditioner, 2 oz | DawnMist Hair Conditioner 2 oz | dawnmist-hair-conditioner-2-oz-b4b.jpg
SKU: DKLHC3336 | Dukal DawnMist Hair Conditioner, 4 oz | DawnMist Hair Conditioner, 4 oz | dawnmist-hair-conditioner-4-oz-b99.jpg
SKU: DKLHC08 | Dukal DawnMist Hair Conditioner 8 oz | DawnMist Hair Conditioner, 8 oz., bottle with dispensing cap. | dawnmist-hair-conditioner-8-oz-493.jpg
SKU: MKS10151700 | McKesson Antiperspirant Deodorant Roll On Medi Pak 1.5 oz. Fresh Scent | Antiperspirant Deodorant Roll-On Medi-Pak 1.5 oz. Fresh Scent | antiperspirant-deodorant-roll-on-medi-pak-15-oz-fresh-scent-741.jpg
SKU: MKS10501700 | McKesson Medi Pak Fixed Head Razor with Twin Disposable Blade | Fixed Head Razor Medi-Pak Twin BladeDisposable NonSterile | medi-pak-fixed-head-razor-with-twin-disposable-blade--15d.jpg
SKU: MKS11161700 | McKesson Medi-Pak Performance Fixed Head Razor with Twin Disposable Blade | Fixed Head Razor Medi-Pak Performance Twin Blade Disposable NonSterile | medi-pak-performance-fixed-head-razor-with-twin-disposable-blade-8ec.jpg
SKU: MKS15151700 | McKesson Pivot Head Razor Medi-Pak Performance Triple BladeDisposable NonSterile | Pivot Head Razor Medi-Pak Performance Triple BladeDisposable NonSterile | pivot-head-razor-medi-pak-performance-triple-bladedisposable-nonsterile-392.jpg
SKU: MKS15151710 | McKesson Medi-Pak Performance Pivot Head Razor with Triple Blade Disposable | Pivot Head Razor Medi-Pak Performance Triple BladeDisposable NonSterile | medi-pak-performance-pivot-head-razor-with-triple-blade-disposable-3b5.jpg
SKU: MKS16021700 | McKesson Medi-Pak Emery Board - Terra Cotta - 4-5/8 Inch | Emery Board Medi-Pak Terra Cotta 4-5/8 Inch | medi-pak-emery-board-terra-cotta-4-5-8-inch-d85.jpg
SKU: MKS16031700 | McKesson Medi-Pak Hairbrush Black Polypropylene Adult | Hairbrush Medi-Pak Black Polypropylene Adult, 7.625L Inch | medi-pak-hairbrush-black-polypropylene-adult-98e.jpg
SKU: MKS16031701 | McKesson Medi-Pak Hairbrush | Hairbrush Medi-Pak Black Polypropylene Adult, 7.625L Inch | medi-pak-hairbrush-88e.jpg
SKU: MKS16031701 | McKesson Medi-Pak Hairbrush | Hairbrush Medi-Pak Black Polypropylene Adult, 7.625L Inch | medi-pak-hairbrush-88e.jpg
SKU: MKS16111700 | McKesson Medi-Pak Fingernail Clipper - 12.4W X 54.4L X 13.5H mm | Fingernail Clipper Medi-Pak 12.4W X 54.4L X 13.5H mm Thumb Squeeze | medi-pak-fingernail-clipper-124w-x-544l-x-135h-mm-f9e.jpg
SKU: MKS16111710 | McKesson Fingernail Clipper Medi-Pak Thumb Squeeze | Fingernail Clipper Medi-Pakâ„¢ 12.4W X 54.4L X 13.5H mm Thumb Squeeze | fingernail-clipper-medi-pak-thumb-squeeze-b44.jpg
SKU: MKS16131700 | McKesson Medi-Pak Toenail Clipper - 15.9W X 82.3L X 18.6H mm | Toenail Clipper Medi-Pak 15.9W X 82.3L X 18.6H mm Thumb Squeeze | medi-pak-toenail-clipper-159w-x-823l-x-186h-mm-d3d.jpg
SKU: MKS16131700 | McKesson Medi-Pak Toenail Clipper - 15.9W X 82.3L X 18.6H mm | Toenail Clipper Medi-Pak 15.9W X 82.3L X 18.6H mm Thumb Squeeze | medi-pak-toenail-clipper-159w-x-823l-x-186h-mm-d3d.jpg
SKU: MKS16241700 | McKesson Medi-Pak Performance Fixed Head Razor with Single Blade - Disposable | Fixed Head Razor Medi-Pak Performance Single Blade Disposable NonSterile | medi-pak-performance-fixed-head-razor-with-single-blade-disposable-f96.jpg
SKU: MKS29501700 | McKesson Medi-Pak Comb - 8-1/2 Inch | Comb Medi-Pak 8-1/2 Inch Black Polypropylene | medi-pak-comb-8-1-2-inch-f55.jpg
SKU: MKS29501700 | McKesson Medi-Pak Comb - 8-1/2 Inch | Comb Medi-Pak 8-1/2 Inch Black Polypropylene | medi-pak-comb-8-1-2-inch-f55.jpg
SKU: MKS30201700 | McKesson Medi-Pak Antiperspirant Deodorant Spray 2 oz | Antiperspirant Deodorant Spray Medi-Pak 2 oz. Fresh Scent | medi-pak-antiperspirant-deodorant-spray-2-oz-591.jpg
SKU: MKS65671700 | McKesson Medi Pak Pick Comb 5.50" | Pick Comb Medi-Pak 5-1/2 Inch Black Polypropylene | medi-pak-pick-comb-550-9d2.jpg
SKU: MKS70001700 | McKesson Medi-Pak Comb 7 Inch | Comb Medi-Pak 7 Inch Black Plastic | medi-pak-comb-7-inch--a4d.jpg
SKU: MKS70001701 | McKesson Medi-Pak Comb - 7 Inch | Comb Medi-Pak 7 Inch Black Plastic | medi-pak-comb-7-inch-ae7.jpg
SKU: MKS75001700 | McKesson Medi Pak Antiperspirant Deodorant Spray 4 oz | Antiperspirant Deodorant Spray Medi-Pak 4 oz. | medi-pak-antiperspirant-deodorant-spray-4-oz-82b.png
SKU: MKS91001700 | McKesson Fresh Moment Baby Shampoo - 4 oz. | Baby Shampoo Fresh Moment 4 oz. Bottle | fresh-moment-baby-shampoo-4-oz--8e5.jpg
SKU: MKS92001700 | McKesson Fresh Moment Baby Shampoo - 8 oz. | Baby Shampoo Fresh Moment 8 oz. Bottle | fresh-moment-baby-shampoo-8-oz-9b6.jpg
SKU: DYNR4250 | Dynarex Twin Blade Razors | Long-lasting, Superior Quality Blade. Clear plastic guard. Disposable. Unisex. | twin-blade-razors-c78.jpg
SKU: NWWIC7 | New World Imports Comb 7" Black | Comb 7" Black | comb-7-black-54c.jpg
SKU: HOLS78500 | Hollister Adapt Lubricating Deodorant 8 oz | Adapt Lubricating Deodorant was formulated exclusively for use in ostomy pouches as both a pouch lubricant and an odor neutralizer. Won't degrade pouch seals, has been tested extensively for safety and efficacy, and is clear to avoid staining. Lubrication eases emptying by not allowing fecal matter to stick to the inside of the pouch, and it helps prevent pouch static and sticking. | adapt-lubricating-deodorant-8-oz-2e6.jpg
SKU: DIA884 | Dial Dial Anti-Perspirant And Deodorant, 4 oz., Scented | Dial Anti-Perspirant And Deodorant, 4 oz., Scented | dial-anti-perspirant-and-deodorant-4-oz-scented-e01.jpg
SKU: NWWID20 | New World Imports Roll On Deodorant 2 oz | Roll-On Deodorant 2 oz | roll-on-deodorant-2-oz-a54.jpg
SKU: BMCIHP-010 | Bowman Hairnet Dispenser | Hairnet DispenserHolds individual hairnet packages in bulk quantity. | hairnet-dispenser-a5a.jpg
SKU: NOVA8101-R | Nova Sitz Bath | Aids in relieving discomfort of perineal conditions such as hemorrhoids menstrual cramps, bladder or prostate infections | sitz-bath-52c.jpg
SKU: URC4400 | UroCare Male Urinal Set Standard Medium Latex | This male urinal is an effective and economical daytime alternative to under pads and diapers for men that experience surge or overflow incontinence and dribbling. a quick and easy application method eliminated the need for multiple changes, adhesives and adhesive removers. It can either serve as a drip urinal for those that are only partially incontinent or with the use of the various supplied adaptors, it can be directly connected to any reusable or disposable leg bag or drainage system. | male-urinal-set-standard-medium-latex-e63.jpg
SKU: CLN7733993 | Cleanis Male Urinal with Super Absorbent Pad | Using the cost effective, disposable CareBag Men's Urinal with Super Absorbent Pad is an environmental control that lessens the risk of contact and environmental contamination. The unique Super Absorbent Pad transitions up to 16 oz (450 ml) of urine to gel in seconds. By slowing down the urea decay process and reducing air oxidation, the gel significantly reduces unpleasant odors and decreases the risk of contact exposure. | male-urinal-with-super-absorbent-pad-ecc.jpg
SKU: MMPLH140-01 | Medegen Medical Products Urinal Hang Handle and Cover | Translucent urinals permit measuring ease, visualization of contents and are graduated in 25 cc and 1 oz increments up to 1000 cc's. | urinal-hang-handle-and-cover-708.jpg
SKU: MMPLH145-01G | Medegen Medical Products Female Urinal 32 oz/1000cc Translucent | The patented Millie Female Urinal is a uniquely contoured urinal for the female patient. Its design allows for simplified use without the need for a bedpan. | female-urinal-32-oz-1000cc-translucent-b8c.jpg
SKU: DMI541-7757-0000 | Briggs Healthcare DMI Replacement Sheath for McGuire Style Male Urinal | Dmi replacement sheath for mcguire-style male urinal | dmi-replacement-sheath-for-mcguire-style-male-urinal-9d6.jpg
SKU: NOVA8105M-R | Nova Male Urinal | The male urinal has a cover with a spill resistant design to prevent odor. The contoured design ensures a complete and secure seal during use. It is perfect for bedside or vehice use, as the grip handle allows the urinal to be used in multiple positions for bedridden patients. | male-urinal-a41.jpg
SKU: NOVA8106F-R | Nova Female Urinal | Contoured design ensures a coplete and secure seal during use. Perfect for bedside or use in vehicle | female-urinal-a63.jpg
SKU: PLWT5G | Polar Ware Stainless Steel Male Urinal Vertical/Horizontal | Seamless construction and open flange make this urinal easy to clean and handle. | stainless-steel-male-urinal-vertical-horizontal-2fb.jpg
SKU: NOVA8105M-R | Nova Male Urinal | The male urinal has a cover with a spill resistant design to prevent odor. The contoured design ensures a complete and secure seal during use. It is perfect for bedside or vehice use, as the grip handle allows the urinal to be used in multiple positions for bedridden patients. | male-urinal-a41.jpg
SKU: NOVA8106F-R | Nova Female Urinal | Contoured design ensures a coplete and secure seal during use. Perfect for bedside or use in vehicle | female-urinal-a63.jpg
SKU: CM7233 | Complete Medical Male Urinal With Cover Disposable Translucent | Male Dispoable High Quality Urinals | male-urinal-with-cover-disposable-translucent-a0c.jpg
SKU: NOVA8105M-R | Nova Male Urinal | The male urinal has a cover with a spill resistant design to prevent odor. The contoured design ensures a complete and secure seal during use. It is perfect for bedside or vehice use, as the grip handle allows the urinal to be used in multiple positions for bedridden patients. | male-urinal-a41.jpg
SKU: NOVA8106F-R | Nova Female Urinal | Contoured design ensures a coplete and secure seal during use. Perfect for bedside or use in vehicle | female-urinal-a63.jpg
SKU: CRXHP706OO | Carex Health Care Products Plastic Urinal, Female, 1000 cc | Designed to help prevent spills. Has sturdy grip for easy handling and can be used in several positions by a bedridden patient. Lightweight, durable and easy to clean. Holds 1000 cc's with graduation marks to measure output. | plastic-urinal-female-1000-cc-77c.jpg
SKU: DMI541-7752-0000 | Mabis DMI McGuire Style Male Urinal | Soft latex sheath snaps off for greater comfort and easy care. | mcguire-style-male-urinal-fa1.jpg
SKU: SAMP559396 | Sammons Preston Baffle Spill Proof Male Urinal | Increases patient comfort, improves hygiene, helps caregivers and decreases laundry. | baffle-spill-proof-male-urinal-15c.jpg
SKU: BMTP632670973 | Beaumont 8 Ounces | Citrus II products has a refreshing, natural citrus scent. Citrus II's unique formula helps to keep you and your family healthy. Citrus II Antibacterial is strong protection against germs, yet gentle enough for the whole family. | 8-ounces-636.jpg
SKU: PROP779114 | Pro Advantage Hand Sanitizer, 4 oz Oval Bottle, Flip Cap, Gel, 24/cs (NOT FOR SALE IN CANADA) | Kills germs with 62% alcohol. Rubs into skin quickly for clean, sanitized hands and skin. Skin conditioners prevent skin from drying out. | hand-sanitizer-4-oz-oval-bottle-flip-cap-gel-24-cs-not-for-sale-in-canada-e26.jpg
SKU: MKS70372700 | McKesson Hand Sanitizer 15 oz. Ethanol Pump Bottle | Medi-pak performance hand sanitizer 15 oz. ethanol pump bottle, A no-rinse hand gel to decrease bacteria on the skin. | hand-sanitizer-15-oz-ethanol-pump-bottle-29d.jpg
SKU: CM2029A | Complete Medical Organizer for BedCane 2029 4 Pocket | Replacement organizer for the BedCane. | organizer-for-bedcane-2029-4-pocket-486.jpg
SKU: MMPLH207-10 | Medegen Medical Products Pitcher Insulated Straw and Lid Rose 22 oz | Double-wall thermo design keeps drinks cold and minimizes the need to add ice. | pitcher-insulated-straw-and-lid-rose-22-oz--e8f.jpg
SKU: MMPLH207-11 | Medegen Medical Products Pitcher Insulated Straw And Lid Gray 22 Ounce | Ideal for patient bedside, extended care and home health use. 34 oz. | pitcher-insulated-straw-and-lid-gray-22-ounce--cd7.jpg
SKU: 3M1003 | 3M Health Care Isolation Bag Drawstring Closure 20" x 20" | 3M Steri-Drape Isolation Bag contains a draw-string closure that can be used in the sterile field, to isolate and contain organs and body parts for surgical procedures. | isolation-bag-drawstring-closure-20quot-x-20quot-a4c.jpg
SKU: DMI541-5077-0000 | Briggs Healthcare DMI Emesis Basin | Dmi emesis basin | dmi-emesis-basin-0c7.jpg
SKU: ROSCROS-BOTTLESET | Roscoe Medical Viverity Breast Pump Extra Bottle Set | Fits all Viverity breast pumps, both manual and electric | viverity-breast-pump-extra-bottle-set-07b.jpg
SKU: VALVM-2335-07 | Val Med Wash Basin 7.5 Quart Mauve | Val Med Bedside Plastic Products | wash-basin-75-quart-mauve--30f.jpg
SKU: MKS63402700 | McKesson Medi-Pak Pill Crusher | Medi-Pak pill crusher hand-operated twist mechanism clear | medi-pak-pill-crusher-56a.jpg
SKU: CHUMTC310B | Chummie Chummie Pro Bedside Bed Wetting Alarm | Perfect for Adults Bed Wetting and Deep SleepersChummie Pro adult bed wetting alarm is a preferred bed-side bed wetting solution for adults. This bed wetting alarm can also be used by children, teens and special needs individuals who do not want to connect any wires on their body or attach sensors on the underwear. It delivers fast results without comprising comfort.Â Easy 30 Second SetupSimply program the adult bed wetting alarm with the 3-in-1 switch. Put the mat in the sleeve (already included) then place it under a cotton sheet and connect it to the alarm that resides on your bedside with 10 foot long cord for a comfortable natural sleep. The microprocessor controlled alarm is smart and will alert you on detecting low battery or if mat is accidentally disconnected at night so you never miss a bed wetting event! Chummie Pro alarms revolutionary technology and easy 30 second set up offers an effective and comfortable solution to stop bed wetting.Â How Chummie PRO Stops Bed wettingChummie Pro adult bed wetting alarm follows three steps: detect, alert and train. The mat uses 20 pairs of urine sensing strips to offer a larger urine detection area. It detects the 1st drop of urine and triggers the alarm to alert the bedwetter with loud beeps, strong vibration and two bright lights. Over time, Chummie trains the bedwetter to wake sooner and sooner, finally â€˜beating the alarmâ€™, and learning to stay dry through the night.Â FREE Bedwetting Alarm Smartphone AppAccess the FREE Chummie Smartphone App from any mobile phone or tablet to get help, special offers, watch instructional videos, read FAQs, and contact support team with a click.Â Use it tonight box contains: bedwetting alarm unit, Intelliflex mat, 1 sleeve, bed-side stand, snap-on clip, progress chart, user manual, 2 AAA batteries. achievement certificate & registration card. | chummie-pro-bedside-bed-wetting-alarm-d46.jpg
SKU: MAIH227-02 | Medical Action Industries Pitchers and Carafes - Liners White 26oz | Insulated pitchers are ideal for patient bedside, extended care, and home health use.Double-wall thermo design keeps drinks cold and minimizes the need to continually add ice.Jumbo straw with protective removable tip is held snugly in place for easy patient use; straw does not have to be removed for pouring.Replacement covers are available separately below.Ideal for replenishing, insulating fluids and reducing condensation, liners are perfect companions for disposable pitchers.Liners are available separately and in sets.Diameter of opening for straw is 3â„8".Graduated: 50 mL to 750 mL and 1 oz increments from 1oz to 26 oz.Material: Polystyrene Foam. | pitchers-and-carafes-liners-white-26oz-382.jpg
SKU: MAIH236-05 | Medical Action Industries Pitchers and Carafes Gold 8oz | This four-piece pre-packaged bedside set is polybagged to ensure cleanliness and can also be used as a carry home bag.Pre-packaged kits save time since there is no assembly required.Includes a 1 qt pitcher (H222), liner (H223-01), 9 oz. tumbler (H250) and a 9â€ x 6â€ rectangular tray (H241).Material: Polypropylene/Polyethylene. | pitchers-and-carafes-gold-8oz-f59.jpg
SKU: CVN95516 | Covidien Dover Catheter Care Kit | Foley catheter accessories needed for securement and overall care of the Foley catheter. | dover-catheter-care-kit-868.jpg
SKU: DMI540-8085-0000 | Briggs Healthcare DMI Deluxe Inflatable Bed Shampooer White 24" x 20" x 8" | Extra deep basin is constructed of heavy-duty vinyl.Ideal for bed-ridden patients or those with limited mobility.Easy to inflate and clean.Includes: 40" drain tube.Basin measures: 24" x 20" x 8".Stores compactly. | dmi-deluxe-inflatable-bed-shampooer-white-24-x-20-x-8-410.jpg
SKU: MAIH300-07 | Medical Action Industries Emesin Basin, Turquoise, 16 oz/500 cc, 8.4" x 3.8" x 2" | Rounded edges and flexible design facilitate handling and use. Ideal for containing fluids, measuring output and routine oral care. Select disposable or reusable. Graduated in 100 cc increments. | emesin-basin-turquoise-16-oz-500-cc-84-x-38-x-2-f39.jpg
SKU: MAIH362-05 | Medical Action Industries Wash Basin Foot Tub Rectangular 13" x 10" x 5" Gold 7 qt 6.6 L | Made of high-grade polypropylene which combines thinner wall construction and strength for an economical shatter-resistant basin. | wash-basin-foot-tub-rectangular-13-x-10-x-5-gold-7-qt-66-l-c5f.jpg
SKU: MAIH350-07 | Medical Action Industries Wash Basins - Round, Turquoise, 12"x 3.9", 5 qt/4.7 L | Made from high-quality, durable polypropylene. Smooth edges serve as built-in handles, making them perfect for transporting to and from the bedside. | wash-basins-round-turquoise-12x-39-5-qt-47-l-690.jpg
SKU: MAIH114-05 | Medical Action Industries Bedpans - Stackable,Large, 2.25 qt/2.13 L | Great space savers. To maximize storage options, units nest nicely together. Select from original or commode styles. Both provide comfort, convenience and fit standard commodes/toilets. | bedpans-stackablelarge-225-qt-213-l-dd2.jpg
SKU: DKL6700 | Dukal Take Home Wound Care Kit, Sterile | Take Home Wound Care Kits :Each Pack Includes: 5 - Antibiotic Ointment, 6 - Alcohol Prep Pads, 5 - Fabric Spot Bandages , 5 - Fabric Adhesive Strips, 5 - Sterile Non-Woven Gauze Sponges, 2/pk | take-home-wound-care-kit-sterile-e8a.jpg
SKU: MAI63 | Medical Action Industries Emesis Basin Sterilizable, Blue, 24 oz/840 cc, 9.8"x 5.4"x 2.1" | Rounded edges and flexible design facilitate handling and use. Ideal for containing fluids, measuring output and routine oral care. Select disposable or reusable. Graduated in 100 cc increments. | emesis-basin-sterilizable-blue-24-oz-840-cc-98x-54x-21-dab.jpg
SKU: MKS23101200 | McKesson Bedside Bag 3-1/8 X 6-1/2 X 11-3/8 Inch White with Blue Floral Print Paper | Bedside Bag 3-1/8 X 6-1/2 X 11-3/8 Inch White with Blue Floral Print Paper. | bedside-bag-3-1-8-x-6-1-2-x-11-3-8-inch-white-with-blue-floral-print-paper-dda.jpg
SKU: BMUD802001 | Bard Medical Bardia Closed System Drain Bag, Living Hinge Hanger, 2000 cc | Sterile. Features anti-reflux chamber and sample port. Latex-free. | bardia-closed-system-drain-bag-living-hinge-hanger-2000-cc-cd9.jpg
SKU: SOAA25000 | Safetec National Standard Ez-Cleans Kit Poly Bag | Each Kit Contains:Â Pair of Vinyl GlovesOdor MaskRed ZÂ®Â Solidifier (10g. Pouch)Scoop/ScraperÂ SaniZide PlusÂ®Â Germicidal Wipe (Dimensions: 8" x 8")Red Bio-hazard Waste Bag (Dimensions:Â 24" x 24")White Disposal BagÂ (Dimensions:Â 30" x 36")Twist TiesÂ (Quantity: 2)p.a.w.s.Â®Â Antimicrobial Hand WipesÂ (Quantity: 2 /Â Dimensions:Â 5" x 8")and Instructions | national-standard-ez-cleans-kit-poly-bag-2d5.jpg
SKU: GF3227 | Graham Field Bed Pan Adult | Bed Pans Adult | bed-pan-adult-fb4.jpg
SKU: SOAA17121 | Safetec Ez Cleans Plus Kit Poly Bag | Includes personal protection items for the clean-up of blood or body fluid spills. Encapsulating and containing potentially infectious spills helps reduce employee exposure to infectious waste, as well as possible cross-contamination of co-workers, customers or family members. | ez-cleans-plus-kit-poly-bag-472.jpg
SKU: ANS5300 | Ansell Condoms Lubricated Assorted Colors | Ansell Lifestyle Lubricated Condoms | condoms-lubricated-assorted-colors-6fb.jpg
SKU: GF3856 | Graham Field Patient Geriatric Bib 33" x 18" | Patient/geriatric bib - 33" x 18" | patient-geriatric-bib-33-x-18-e33.jpg
SKU: GF3909-1 | Grafco Plastic Breast Pump | Plastic Breast Pump | plastic-breast-pump-34d.jpg
SKU: GF1783 | Grafco Stainless Steel Tweezers Fine Point Tip | Stainless Steel Tweezers, Fine Point Tip | stainless-steel-tweezers-fine-point-tip-70c.jpg
SKU: GF1784 | Grafco Stainless Steel Tweezers Slant Tip | Stainless Steel Tweezers, Slant Tip | stainless-steel-tweezers-slant-tip-46a.jpg
SKU: GF1822 | Grafco Inflatable Rubber Invalid Rings, 18" | Inflatable Rubber Invalid Rings, 18" | inflatable-rubber-invalid-rings-18-1b2.jpg
SKU: GF1823 | Grafco Invalid Ring with Cover 16" x 13" | Invalid Ring with Cover, 16" x 13" | invalid-ring-with-cover-16-x-13-7c0.jpg
SKU: GF3395-2 | Grafco Toothbrush Adult 32Tuft 144/GR Length of 6 inches | Toothbrush adult 32tuft 144/gr. length of 6 inches | toothbrush-adult-32tuft-144-gr-length-of-6-inches-944.jpg
SKU: GF3397 | Grafco Denture Plate Brush | One side with 4 rows - 16 tufts with contour trimming for easy reach into crevices in the anatomy of the denture. Other side with 4 rows - 22 tufts with serrated trimming. | denture-plate-brush-2f2.jpg
SKU: HUD1821 | Hudson RCI Softech Nasal Cannulas Adult | The Softech nasal cannula is produced by a special manufacturing process to provide an exceptionally soft cannula. | softech-nasal-cannulas-adult-d21.jpg
SKU: CM7081 | No Rinse Bathing Wipes | 8 premoistened aloe and lanolin enriched cloths provide one complete bath. Easy to use: No water, no rinsing, and no towel drying required | bathing-wipes--510.jpg
SKU: MKS79021800 | McKesson Conditioning Shampoo and Body Wash Performance 4 oz. Cucumber Melon Squeeze Bottle | Conditioning Shampoo and Body Wash Performance 4 oz. Cucumber Melon Squeeze Bottle. | conditioning-shampoo-and-body-wash-performance-4-oz-cucumber-melon-squeeze-bottle-f09.jpg
SKU: JON004066 | Johnson & Johnson Super Sudzer E-Z Grip Soap Berry Breeze 2.46 oz | Super SudzerÂ® E-Z Grip SoapÂ®, Berry BreezeÂ®, 2.46 oz, 3ct, 6/bx, 2 bx/cs | super-sudzer-e-z-grip-soap-berry-breeze-246-oz--9be.png
SKU: CLN4628209 | Cleanis Aqua Total Hygiene waterless wash glove | The aqua glove is the ideal solution for a complete bathing without rinsing, drying, water nor accessories. The aqua wash glove is made of a very resistant non-woven embossed material (40% viscose) premoistened with a no-rinse, protective washing lotion, dermatologically tested, hypoallergenic, alcohol-free and without soap | aqua-total-hygiene-waterless-wash-glove-a50.jpg
SKU: MMPLH362-10 | Medegen Medical Products Wash Basin Rectangular 7 Qt 6.6L Dusty Rose | Made of high-grade polypropylene which combines thinner wall construction and strength for an economical shatter-resistant basin. | wash-basin-rectangular-7-qt-66l-dusty-rose-645.jpg
SKU: ROSCHBM1001 | Roscoe Medical Nuvita Handheld Face and Body Massager With Rollers Anti Slip | The NuVita Handheld Face and Body Massager is a innovative and painless product that rejuvenates and tones the skin. The gentle body roller massages skin, increasing blood circulation to nourish and oxygenate tissue giving the skin a renewed youthful appearance. Save time and money while enjoying the convenience of getting professional results in the privacy of your home. The NuVita Handheld Face and Body Massager will help reshape, contour and firm affected areas creating a slimmer more toned body. | nuvita-handheld-face-and-body-massager-with-rollers-anti-slip-e4a.jpg
SKU: DKLNRB4593G | Dukal Shampoo & Body Bath Rinse Free 16 oz Bottle with Dispensing Cap | Shampoo & Body Bath Rinse Free 16 oz Bottle with Dispensing Cap. | shampoo-amp-body-bath-rinse-free-16-oz-bottle-with-dispensing-cap-933.jpg
SKU: GF1280 | Grafco Goldnamer Ear Basin | Lightweight. Specially molded to fit under the patient's ear. | goldnamer-ear-basin-8a5.jpg
SKU: DKLNR08 | Dukal DawnMist Rinse Free Shampoo and Body Bath 8 Oz | DawnMist Rinse Free Shampoo and Body Bath, Bottle with Dispensing Cap, 8 oz | dawnmist-rinse-free-shampoo-and-body-bath-8-oz-881.jpg
SKU: MKS28721800 | McKesson Antimicrobial Soap Performance Gel 2000 mL Dispensing Bag | Antimicrobial Soap Performance Gel 2000 mL Dispensing Bag | antimicrobial-soap-performance-gel-2000-ml-dispensing-bag-a32.jpg
SKU: DKLSSB02C | Dukal DawnMist Shampoo, Shave Gel and Body Wash 2 Ounce | DawnMist Shampoo, Shave Gel and Body Wash, 2 oz. | dawnmist-shampoo-shave-gel-and-body-wash-2-ounce-115.jpg
SKU: DKLSSB04C | Dukal DawnMist Shampoo, Shave Gel and Body Wash, 4 oz. | DawnMist Shampoo, Shave Gel and Body Wash, 4 oz. | dawnmist-shampoo-shave-gel-and-body-wash-4-oz-a6e.jpg
SKU: DKLNRB4593 | Dukal DawnMist Rinse Free Shampoo and Body Bath Bottle with Dispensing Cap 16 oz | DawnMist Rinse Free Shampoo and Body Bath, Bottle with Dispensing Cap, 16 oz | dawnmist-rinse-free-shampoo-and-body-bath-bottle-with-dispensing-cap-16-oz-9cd.jpg
SKU: DKLNRB4463 | Dukal DawnMist Rinse Free Shampoo and Body Bath, Bottle with Dispensing Cap, 2 oz | DawnMist Rinse Free Shampoo and Body Bath, Bottle with Dispensing Cap, 2 oz | dawnmist-rinse-free-shampoo-and-body-bath-bottle-with-dispensing-cap-2-oz-9b6.jpg
SKU: DKLNRB4586 | Dukal DawnMist Rinse Free Shampoo and Body Bath, Bottle with Dispensing Cap, 4 oz | DawnMist Rinse Free Shampoo and Body Bath, Bottle with Dispensing Cap, 4 oz | dawnmist-rinse-free-shampoo-and-body-bath-bottle-with-dispensing-cap-4-oz-0fe.jpg
SKU: MKS11011800 | McKesson Rinse Free Body Wash Fresh Moment Liquid 16 oz. Bottle | Rinse Free Body Wash Fresh Moment Liquid 16 oz. Bottle. Fresh Momentâ„¢ Rinse Free Body Bath with Aloe Vera. | rinse-free-body-wash-fresh-moment-liquid-16-oz-bottle-e5c.jpg
SKU: MKS11321800 | McKesson Moisturizing Body Cleanser THERA Lotion 32 oz, Pump Bottle | Moisturizing Body Cleanser THERA Lotion 32 oz. Pump Bottle. | moisturizing-body-cleanser-thera-lotion-32-oz-pump-bottle-e24.jpg
SKU: MKS11651800 | McKesson Foaming Body Cleanser THERA Foam 5 oz. Bottle with Foaming Pump | Foaming Body Cleanser THERA Foam 5 oz. Bottle with Foaming Pump. | foaming-body-cleanser-thera-foam-5-oz-bottle-with-foaming-pump-0f6.jpg
SKU: MKS11681800 | McKesson Antimicrobial Body Cleanser THERA Liquid 8 oz. Spray Bottle | Antimicrobial Body Cleanser THERA Liquid 8 oz. Spray Bottle | antimicrobial-body-cleanser-thera-liquid-8-oz-spray-bottle-1da.jpg
SKU: MKS11691800 | McKesson Foaming Body Cleanser THERA Foam 9 oz. Bottle with Foaming Pump | Foaming Body Cleanser THERA Foam 9 oz. Bottle with Foaming Pump | foaming-body-cleanser-thera-foam-9-oz-bottle-with-foaming-pump-669.jpg
SKU: MKS11861800 | McKesson Moisturizing Body Cleanser THERA Lotion 8 oz. Spray Bottle | Moisturizing Body Cleanser THERA Lotion 8 oz. Spray Bottle | moisturizing-body-cleanser-thera-lotion-8-oz-spray-bottle-418.jpg
SKU: MKS13911800 | McKesson General Purpose Soap DermaCen Foam 1000 mL Dispensing Bag | General Purpose Soap DermaCen Foam 1000 mL Dispensing Bag | general-purpose-soap-dermacen-foam-1000-ml-dispensing-bag-604.jpg
SKU: MKS13921801 | McKesson General Purpose Soap DermaCen Foam 8 oz. Pump Bottle | General Purpose Soap DermaCen Foam 8 oz. Pump Bottle | general-purpose-soap-dermacen-foam-8-oz-pump-bottle-b40.jpg
SKU: MKS16151800 | McKesson General Purpose Soap Bar 1.5 oz. Individually Wrapped | General Purpose Soap McKesson Brand Bar 1.5 oz. Individually Wrapped. | general-purpose-soap-bar-15-oz-individually-wrapped-ce5.jpg
SKU: MKS22951800 | McKesson Perineal Wash StayDry Performance Foam 8.5 oz. Bottle with Foaming Pump | Perineal Wash StayDry Performance Foam 8.5 oz. Bottle with Foaming Pump. | perineal-wash-staydry-performance-foam-85-oz-bottle-with-foaming-pump-53a.jpg
SKU: MKS25311800 | McKesson Perineal Wash MSA Liquid No Rinse 1 Gallon | Perineal Wash MSA Liquid, No Rinse 1 gal. Jug, Cleans, conditions, and moisturizes delicate skin. No-rinse formula saves time and effort. | perineal-wash-msa-liquid-no-rinse-1-gallon-19a.jpg
SKU: MKS25331800 | McKesson Perineal Wash MSA Liquid No Rinse 8 oz. Spray Bottle | Perineal Wash MSA Liquid, No Rinse 8 oz. Spray Bottle | perineal-wash-msa-liquid-no-rinse-8-oz-spray-bottle-73e.jpg
SKU: MKS27261800 | McKesson Conditioning Shampoo and Body Wash Medi-Pak Performance 1000 mL Cucumber Melon Dispenser Bag | Conditioning Shampoo and Body Wash Medi-Pak Performance 1000 mL Cucumber Melon Dispenser Bag | conditioning-shampoo-and-body-wash-medi-pak-performance-1000-ml-cucumber-melon-dispenser-bag-fa4.jpg
SKU: MKS27811800 | McKesson General Purpose Soap Medi-Pak Performance Lotion 1000 mL Dispensing Bag | General Purpose Soap Medi-Pak Performance Lotion 1000 mL Dispensing Bag | general-purpose-soap-medi-pak-performance-lotion-1000-ml-dispensing-bag-b49.jpg
SKU: MKS28071800 | McKesson Antimicrobial Soap Performance Gel 1000 mL Dispensing Bag | Antimicrobial Soap Medi-Pakâ„¢ Performance Gel 1000 mL Dispensing Bag | antimicrobial-soap-performance-gel-1000-ml-dispensing-bag-9dd.jpg
SKU: MKS28081800 | McKesson Rinse Free Shampoo Fresh Moment 8 oz. Floral Bottle | Rinse Free Shampoo Fresh Moment 8 oz. Floral Bottle. Fresh Momen Rinse Free Shampoo with Aloe Vera | rinse-free-shampoo-fresh-moment-8-oz-floral-bottle-5a1.jpg
SKU: MKS28211800 | McKesson Shampoo and Body Wash Performance 1000 mL Apricot Dispenser Bag | Shampoo and Body Wash Medi-Pak Performance 1000 mL Apricot Dispenser Bag | shampoo-and-body-wash-performance-1000-ml-apricot-dispenser-bag-7a7.jpg
SKU: MKS28221800 | McKesson Shampoo and Body Wash Medi-Pak Performance 2000 mL Apricot Dispenser Bag | Shampoo and Body Wash Medi-Pak Performance 2000 mL Apricot Dispenser Bag | shampoo-and-body-wash-medi-pak-performance-2000-ml-apricot-dispenser-bag-0eb.jpg
SKU: MKS28701800 | McKesson Antimicrobial Soap Medi-Pak Performance Gel 1000 mL Dispensing Bag | Antimicrobial Soap Medi-Pak Performance Gel 1000 mL Dispensing Bag | antimicrobial-soap-medi-pak-performance-gel-1000-ml-dispensing-bag-556.jpg
SKU: MKS28071800 | McKesson Antimicrobial Soap Performance Gel 1000 mL Dispensing Bag | Antimicrobial Soap Medi-Pakâ„¢ Performance Gel 1000 mL Dispensing Bag | antimicrobial-soap-performance-gel-1000-ml-dispensing-bag-9dd.jpg
SKU: MKS28731800 | McKesson Antimicrobial Soap Performance Gel 8.5 oz, Bottle with Flip-Top Cap | Antimicrobial Soap Medi-Pak Performance Gel 8.5 oz. Bottle with Flip-Top Cap | antimicrobial-soap-performance-gel-85-oz-bottle-with-flip-top-cap-daa.jpg
SKU: MKS30411800 | McKesson Antimicrobial Soap Medi-Pak Performance Gel 1 gal. Bottle | Antimicrobial Soap Medi-Pak Performance Gel 1 gal. Bottle. | antimicrobial-soap-medi-pak-performance-gel-1-gal-bottle-c68.jpg
SKU: MKS53101800 | McKesson Soap Dispenser Performance 1000 mL Bag Wall Mount 1000 mL | Soap Dispenser Performance 1000 mL Bag Wall Mount 1000 mL. | soap-dispenser-performance-1000-ml-bag-wall-mount-1000-ml-722.jpg
SKU: MKS90061800 | McKesson Shampoo and Body Wash, No-Tear Performance Plus 2000 mL Lavender Dispenser Bag | Shampoo and Body Wash, No-Tear Performance Plus 2000 mL Lavender Dispenser Bag. | shampoo-and-body-wash-no-tear-performance-plus-2000-ml-lavender-dispenser-bag-a0f.png
SKU: CNVT324609 | ConvaTec Aloe Vesta 2-n-1 Body Wash and Shampoo, 8 oz | Formulated with aloe vera to condition and soothe fragile, dry skin. Features a clean, floral scent that leaves skin smelling clean and refreshed. Contains mild cleaning agents that remove soils, dead skin cells, oils, perspiration, and other debris from the skin's surface. Also contains moisturizers so skin stays healthy and will not dry out. Versatile product may be used both in the tub and shower, or as a no-rinse bath or shampoo. | aloe-vesta-2-n-1-body-wash-and-shampoo-8-oz-3e0.jpg
SKU: GOJ5182-03 | GOJO Industries PROVON Green Certified Foam Hand Cleaner 1250 Ml Refill | This mild, biodegradable foam soap is proven effective for frequent handwashing. Certified by Green Seal and EcoLogo, this product meets standards for being environmentally responsible without sacrificing performance. Fragrance-free and dye-free. | provon-green-certified-foam-hand-cleaner-1250-ml-refill-c67.jpg
SKU: ROSCHBC1000 | Roscoe Medical NuVita Skin Cleansing and Toning System | Powerful, yet incredibly gentle the NuVita Skin Cleansing and Toning System works with skins natural elasticity to gently remove impurities traditional cleansing methods leave behind - revealing brighter, smoother skin with each use. Advanced cleansing technology clears pores and improves skin tone and textures, preparing the skin to better absorb skin care products. Ideal for all skin types, the NuVita Skin Cleansing and Toning System gently cleanses and exfoliates and can be used on face, arms, hands, shoulders, chest, back and legs as part of your daily cleansing routine. | nuvita-skin-cleansing-and-toning-system-2a4.jpg
SKU: GF3209 | Grafco Sitz Bath | Ideal for use in treatment of hemorrhoids and other conditions in the anal and gential areas, and especially after an episiotomy | sitz-bath--1b1.jpg
SKU: GF3209C | Grafco Sitz Bath - Case of 10 | Ideal for use in treatment of hemorrhoids and other conditions in the anal and gential areas, and especially after an episiotomy | sitz-bath-case-of-10-7b4.jpg
SKU: GF3231 | Graham Field Emesis Basin Small 8 1/8" x 3 5/8" x 1Â¾" 13 oz Capacity | Small, 8 1/8" x 3 5/8" x 1 Â¾". capacity: 13 oz. | emesis-basin-small-8-1-8quot-x-3-5-8quot-x-1frac34quot-13-oz-capacity-fdb.jpg
SKU: ALI77591 | Alimed No Rinse Shampoo, No Rinse Shampoo, Three (3) 16 oz. Bottles | No Rinse Shampoo, 3/pk Clean, soft, manageable, and odor-free hair in just minutes!. Hospital-approved, pH balanced shampoo is mild and non-irritating to the scalp. Just apply the clear, lightly scented liquid and massage into hair, creating lather, then simply towel dry and style. | no-rinse-shampoo-no-rinse-shampoo-three-3-16-oz-bottles-471.jpg
SKU: ALI77592 | Alimed No Rinse Bathing Wipes | No Rinse Bathing Wipes, 6/pk are soft, moist cloths that provide a convenient alternative to bathing. Hypoallergenic, disposable cloth wipes are effective, easy to use, and suitable for all parts of the body. No alcohol content â€“ will not dry out the skin. No Rinse Bathing Wipes can be warmed in a microwave prior to use for a pleasant, soothing experience. | no-rinse-bathing-wipes-e0c.jpg
SKU: ALI77593 | Alimed No Rinse Body Bath, 16 oz. bottle | No Rinse Body Bath, 3/pk is a concentrated formula that can be mixed with water â€“ dilute four cupfuls in a basin of water for a full body bath, or use in full strength as a liquid soap. No Rinse Body Bath is effective and easy to use, with no rinsing required. It will make you feel clean, refreshed, and odor free. No alcohol means no skin tightness, dryness, or stinging. | no-rinse-body-bath-16-oz-bottle-3f5.jpg
SKU: MKS11641800 | McKesson Antimicrobial Body Cleanser THERA Liquid 4 oz. Spray Bottle | Antimicrobial Body Cleanser THERA Liquid 4 oz. Spray Bottle. | antimicrobial-body-cleanser-thera-liquid-4-oz-spray-bottle-a3a.jpg
SKU: MKS27861800 | McKesson General Purpose Soap Performance Lotion 2000 mL Dispensing Bag | General Purpose Soap Medi-Pak Performance Lotion 2000 mL Dispensing Bag | general-purpose-soap-performance-lotion-2000-ml-dispensing-bag-7d8.jpg
SKU: MKS80221800 | McKesson Shampoo and Body Wash Medi-Pak Performance 4 oz. Apricot Squeeze Bottle | Shampoo and Body Wash Medi-Pak Performance 4 oz. Apricot Squeeze Bottle . | shampoo-and-body-wash-medi-pak-performance-4-oz-apricot-squeeze-bottle--94a.jpg
SKU: MKS80231800 | McKesson Shampoo and Body Wash Medi-Pakâ„¢ Performance 8.5 oz. Apricot Squeeze Bottle | Shampoo and Body Wash Medi-Pakâ„¢ Performance 8-1/2 oz. Apricot Squeeze Bottle. | shampoo-and-body-wash-medi-paktrade-performance-85-oz-apricot-squeeze-bottle-6a2.jpg
SKU: MKS80231804 | McKesson Shampoo and Body Wash Performance 8-1/2 oz. Apricot Squeeze Bottle | Shampoo and Body Wash Performance 8-1/2 oz. Apricot Squeeze Bottle. | shampoo-and-body-wash-performance-8-1-2-oz-apricot-squeeze-bottle-893.jpg
SKU: MKS80771800 | McKesson Antimicrobial Soap Performance Gel 18 oz. Pump Bottle | Antimicrobial Soap Performance Gel 18 oz. Pump Bottle. | antimicrobial-soap-performance-gel-18-oz-pump-bottle-131.jpg
SKU: MKS80831800 | McKesson Antimicrobial Soap Performance Lotion 8.5 oz. Bottle with Flip-Top Cap | Antimicrobial Soap Performance Lotion 8.5 oz. Bottle with Flip-Top Cap. | antimicrobial-soap-performance-lotion-85-oz-bottle-with-flip-top-cap-783.jpg
SKU: MKS80861800 | McKesson Antimicrobial Soap Performance Lotion 800 mL Dispensing Bag | McKesson Antimicrobial Lotion Soap with Aloe dispensing bags, 800 mL. For use in Universal Pump Dispensers. | antimicrobial-soap-performance-lotion-800-ml-dispensing-bag-251.png
SKU: MKS90031800 | McKesson Shampoo and Body Wash No Tear Performance Plus 1 Gallon | Shampoo and Body Wash, No-Tear Performance Plus 1 Gallon Lavender Jug. | shampoo-and-body-wash-no-tear-performance-plus-1-gallon--8ca.png
SKU: MKS90021800 | McKesson Shampoo and Body Wash No Tear Performance Plus 4 oz. Lavender Squeeze Bottle | Shampoo and Body Wash, No-Tear Performance Plus 4 oz. Lavender Squeeze Bottle. | shampoo-and-body-wash-no-tear-performance-plus-4-oz-lavender-squeeze-bottle-6df.jpg
SKU: MKS90041800 | McKesson Shampoo and Body Wash, No-Tear Performance Plus 12 oz. Lavender Squeeze Bottle | Shampoo and Body Wash, No-Tear Performance Plus 12 oz. Lavender Squeeze Bottle. | shampoo-and-body-wash-no-tear-performance-plus-12-oz-lavender-squeeze-bottle-aac.png
SKU: MAI4776-02 | Medical Action Industries Cleansing & Irrigating Sets - Shave Prep Razors, Turquoise | Designed to provide close, smooth prep shaves. Ideal for surgical skin preps, these sharp double-edged razors help reduce skin irritation. Weighted razors provide additional support and stability. | cleansing-irrigating-sets-shave-prep-razors-turquoise-8f8.jpg
SKU: MKS28821800 | McKesson Antimicrobial Soap Medi-Pak Performance Lotion 2000 mL Dispensing Bag | Antimicrobial Soap Medi-Pak Performance Lotion 2000 mL Dispensing Bag. | antimicrobial-soap-medi-pak-performance-lotion-2000-ml-dispensing-bag-43e.png
SKU: MKS31331800 | McKesson Antimicrobial Soap DermaCen Foam 1000 mL Dispensing Bag | Antimicrobial Soap DermaCen Foam 1000 mL Dispensing Bag | antimicrobial-soap-dermacen-foam-1000-ml-dispensing-bag-40f.jpg
SKU: MKS80131824 | McKesson Perineal Wash StayDry Performance Liquid 8.5 oz. Pump Bottle | Perineal Wash StayDry Performance Liquid 8.5 oz. Pump Bottle. | perineal-wash-staydry-performance-liquid-85-oz-pump-bottle-9f7.png
SKU: MDPD265 | Ameriderm Laboratories Bodywash 8 Oz. Rinse Free Shampoo and Body Cleanser | Rinse Free Shampoo and Body Cleanser, The Economical Alternative To The Original Rinseless Body Wash | bodywash-8-oz-rinse-free-shampoo-and-body-cleanser-63e.jpg
SKU: MDPD268 | Ameriderm Laboratories Bodywash 1 Gal. Rinse Free Shampoo and Body Cleanser | Rinse Free Shampoo and Body Cleanser, The Economical Alternative To The Original Rinseless Body Wash | bodywash-1-gal-rinse-free-shampoo-and-body-cleanser-7f1.jpg
SKU: MDPD250 | Ameriderm Laboratories Hydrobath 1 Gal. Whirlpool Products | Whirlpool Products, The Economical Alternative To Whirlpool Body Wash & Shampoo | hydrobath-1-gal-whirlpool-products-6db.jpg
SKU: MDPD320 | Ameriderm Laboratories HydroBath with Aloe 1 Gal. Whirlpool Products | Whirlpool Products, The Economical Alternative To Whirlpool Body Wash & Shampoo | hydrobath-with-aloe-1-gal-whirlpool-products-89a.jpg
SKU: MDPD205 | Ameriderm Laboratories AmeriWash 1000ML Antimicrobial Lotion Soap with TRICLOSAN | AmeriWash Antimicrobial Lotion Soap with TRICLOSAN, The Economical Alternative To Calgon Vestal Medicated Lotion Soap. | ameriwash-1000ml-antimicrobial-lotion-soap-with-triclosan-b45.png
SKU: MDPD210 | Ameriderm Laboratories AmeriWash 1 Gallon Antimicrobial Lotion Soap with TRICLOSAN | AmeriWash Antimicrobial Lotion Soap with TRICLOSAN, The Economical Alternative To Calgon Vestal Medicated Lotion Soap. | ameriwash-1-gallon-antimicrobial-lotion-soap-with-triclosan-b45.png
SKU: MDPD220 | Ameriderm Laboratories GentleWash 8 Oz. Body Wash/Shampoo | GentleWash Body Wash/Shampoo, The Economical Alternative To Aloe Vesta Lotion Soap. | gentlewash-8-oz-body-wash-shampoo-452.png
SKU: MDPD224 | Ameriderm Laboratories GentleWash 800ML Body Wash/Shampoo | GentleWash Body Wash/Shampoo, The Economical Alternative To Aloe Vesta Lotion Soap. | gentlewash-800ml-body-wash-shampoo-452.png
SKU: MDPD226 | Ameriderm Laboratories Gentlewash 1000ML Body Wash/Shampoo | Gentlewash Body Wash/Shampoo, The Economical Alternative To Aloe Vesta Lotion Soap. | gentlewash-1000ml-body-wash-shampoo-51a.jpg
SKU: MDPD228 | Ameriderm Laboratories Gentlewash 1 Gal. Body Wash/Shampoo | Gentlewash Body Wash/Shampoo, The Economical Alternative To Aloe Vesta Lotion Soap. | gentlewash-1-gal-body-wash-shampoo-290.png
SKU: MDPD228F | Ameriderm Laboratories Gentlewash 1 Gal. Flattop Body Wash/Shampoo | Gentlewash Body Wash/Shampoo, The Economical Alternative To Aloe Vesta Lotion Soap. | gentlewash-1-gal-flattop-body-wash-shampoo-290.png
SKU: MDPD230 | Ameriderm Laboratories Soapreme 8 Oz. All-Purpose Lotion Soap | Soapreme All-Purpose Lotion Soap, The Economical Alternative To Aloe Vesta Lotion Soap. | soapreme-8-oz-all-purpose-lotion-soap-3f1.jpg
SKU: MDPD235 | Ameriderm Laboratories Soapreme 800ML All-Purpose Lotion Soap | Soapreme All-Purpose Lotion Soap, The Economical Alternative To Aloe Vesta Lotion Soap. | soapreme-800ml-all-purpose-lotion-soap-7e7.jpg
SKU: MDPD236 | Ameriderm Laboratories Soapreme 1000ML All-Purpose Lotion Soap | Soapreme All-Purpose Lotion Soap, The Economical Alternative To Aloe Vesta Lotion Soap. | soapreme-1000ml-all-purpose-lotion-soap-4bb.jpg
SKU: MDPD237 | Ameriderm Laboratories Soapreme 1 Gal. All-Purpose Lotion Soap | Soapreme All-Purpose Lotion Soap, The Economical Alternative To Aloe Vesta Lotion Soap. | soapreme-1-gal-all-purpose-lotion-soap-41a.jpg
SKU: MDPD270 | Ameriderm Laboratories AmeriSilk 8 Oz. Lotionized Skin and Hair Cleanser | Lotionized Skin and Hair Cleanser, The Economical Alternative To SilkenSoft | amerisilk-8-oz-lotionized-skin-and-hair-cleanser-35f.jpg
SKU: MDPD278 | Ameriderm Laboratories AmeriSilk 1 Gallon Lotionized Skin and Hair Cleanser | Lotionized Skin and Hair Cleanser, The Economical Alternative To SilkenSoft | amerisilk-1-gallon-lotionized-skin-and-hair-cleanser-aa0.png
SKU: MDPD200 | Ameriderm Laboratories AmeriWash 800ML Antimicrobial Lotion Soap with TRICLOSAN | AmeriWash Antimicrobial Lotion Soap with TRICLOSAN, The Economical Alternative To Calgon Vestal Medicated Lotion Soap. | ameriwash-800ml-antimicrobial-lotion-soap-with-triclosan-b45.png
SKU: COLP7069 | Coloplast Sween Cream 12 ounce | Moisturizing body cream to help reduce the risk of dry skin. | sween-cream-12-ounce-c2f.jpg
SKU: MDPD120P | Ameriderm Laboratories SuperSoft with Pump 16 Oz Dry Skincare Lotion | SuperSoft Dry Skincare Lotion with Pump, The Economical Alternative To Lubriderm. | supersoft-with-pump-16-oz-dry-skincare-lotion-8d6.png
SKU: MDPD140 | Ameriderm Laboratories AmeriPhor 4 Oz. Jar Moisturizing Ointment | Ameriphor Moisturizing Ointment, The Economical Alternative To Aquaphor. | ameriphor-4-oz-jar-moisturizing-ointment-151.png
SKU: MDPD145 | Ameriderm Laboratories AmeriPhor 16 Oz. Jar Moisturizing Ointment | Ameriphor Moisturizing Ointment, The Economical Alternative To Aquaphor. | ameriphor-16-oz-jar-moisturizing-ointment-324.png
SKU: MDPD155 | Ameriderm Laboratories Ameristore 8 Oz. Moisturizing Lotion | Ameristore Moisturizing Lotion, The Economical Alternative To Keri Lotion. | ameristore-8-oz-moisturizing-lotion-773.jpg
SKU: MDPD160 | Ameriderm Laboratories Ointment With Vitamins A & D 15 Oz. Jar In a Petrolatum Base | Ointment with Vitamins A&D; In a Petrolatum Base, The Economical Alternative To A & D. | ointment-with-vitamins-a-d-15-oz-jar-in-a-petrolatum-base-85c.png
SKU: MDPD300 | Ameriderm Laboratories Alphasoft 8 Oz. Bath Oil | Bath Oil, The Economical Alternative To Aloe Vesta Whirlbath Additive | alphasoft-8-oz-bath-oil-0d0.jpg
SKU: MDPD305 | Ameriderm Laboratories Alphasoft 1 Gal. Bath Oil | Bath Oil, The Economical Alternative To Aloe Vesta Whirlbath Additive | alphasoft-1-gal-bath-oil-989.jpg
SKU: SOAA53105 | Safetec .9 Gram Pouch | Got an itch? 1% Hydrocortisone Cream temporarily relieves itching associated with minor skin irritations, inflammation or rashes due to eczema, poison ivy, dermatitis and more. | 9-gram-pouch-8f3.jpg
SKU: MDPD115 | Ameriderm Laboratories DermaSoft with Aloe 8 Oz Hand and Body Lotion | DermaSoft with Aloe Hand and Body Lotion, The Economical Alternative To Aloe Vesta Skin Cream. | dermasoft-with-aloe-8-oz-hand-and-body-lotion-971.jpg
SKU: MDPD116 | Ameriderm Laboratories DermaSoft with Aloe 800ML Hand and Body Lotion | DermaSoft with Aloe Hand and Body Lotion, The Economical Alternative To Aloe Vesta Skin Cream. | dermasoft-with-aloe-800ml-hand-and-body-lotion-385.png
SKU: MDPD117 | Ameriderm Laboratories DermaSoft with Aloe 1000ML Hand and Body Lotion | DermaSoft with Aloe Hand and Body Lotion, The Economical Alternative To Aloe Vesta Skin Cream. | dermasoft-with-aloe-1000ml-hand-and-body-lotion-e32.png
SKU: MDPD119 | Ameriderm Laboratories DermaSoft with Aloe 1 Gal Hand and Body Lotion | DermaSoft with Aloe Hand and Body Lotion, The Economical Alternative To Aloe Vesta Skin Cream. | dermasoft-with-aloe-1-gal-hand-and-body-lotion-385.png
SKU: GNVA9041 | TriDerma TriDERMA Intense Fast Healing Cream 4 oz Jar | This specialized formula skin cream soothes, protects and promotes fast healing for hard-to-heal skin problems. Recommended for symptomatic relief of skin irritations, pressure sores, diabetic ulcers, burns (including radiation burns), eczema, psoriasis and other skin conditions from minor to severe. Contains the powerful AP4 Genuine Virgin Aloe, vitamins A, B, D and E, oat protein, zinc pca, collagen and other advanced healing, moisturizing ingredients. Fragrance-free, cortisone-free and non-greasy. | triderma-intense-fast-healing-cream-4-oz-jar-c04.jpg
SKU: CNVT324908 | ConvaTec Aloe Vesta Protective Ointment, 8 oz Tube | Provides protection as a moisture barrier for routine incontinence care. Soothes red, sore or irritated skin from urine burns, diaper rash, feces, or wound drainage. Petrolatum-based ointment conditions the skin with emollients for help in healing while repelling moisture to prevent further skin damage. Hypoallergenic and free of irritating dyes and fragrances - perfect for sensitive and fragile skin | aloe-vesta-protective-ointment-8-oz-tube-610.jpg
SKU: DYNR1280 | Dynarex 3 oz Tube | Maintains moist wound healing environment. Use HydroGel for dressing and management of stasis ulcers, pressure ulcers (stages I-IV), 1st and 2nd degree burns, cuts, abrasions, skin irritations, post-operative incisions and skin conditions associated with peristomal care. Temporarily protects and helps relieve minor skin irritation and itching of minor cuts, scrapes and burns. | 3-oz-tube-bdc.jpg
SKU: GF3238 | Grafco Ointment Jar With Strap Handle Cover 2.5" x 3 1/8" | Ointment Jar with Strap Handle Cover, 2 1/2" x 3 1/8", Capacity: 8 oz. | ointment-jar-with-strap-handle-cover-25-x-3-1-8-71c.jpg
SKU: ALI82286 | Alimed Bite 'N Chew Tip Pack | Bite â€˜n Chew Tip Pack These smooth, rounded, chewable tips promote a sustained bite and help improve jaw strength and stability. Use them outside the mouth, on the cheeks, or on the lips for added input. | bite-n-chew-tip-pack-001.jpg
SKU: KCC12262 | Kimberly-Clark Mouth Moisturizer .35 oz 10g | The Kimberly Clark KIMVENT* Oral Care Mouth Moisturizer is designed to assist the practitioner in refreshing oral care and to provide multiple configurations for varying patient needs. | mouth-moisturizer-35-oz-10g-6ba.jpg
SKU: SOAA53117 | Safetec 0.75 G Oral Pain Relief 144 Ct. Box | Oral Pain Relief temporarily relieves pain caused by: toothache, canker sores, gum sores, dental work, cheek bites, denture irritation and other irritation or minor injury of the mouth and gums. | 075-g-oral-pain-relief-144-ct-box-38d.jpg
SKU: ALI82288 | Alimed Mini Tip | Mini Tip Smaller version of the popular probe tip designed for use with very small mouths. Four sides configured with three differently textured surfaces to produce various sensory results â€“ smooth, bumpy, and striated. | mini-tip-3f1.jpg
SKU: ALI81868 | Alimed Ice Finger | Ice Finger New research shows that this thermal stimulator stays cold throughout the entire therapy session. Helps improve oral motor and oropharyngeal strength and sensation for feeding and swallowing impairments in clients. The totally-sealed, malleable gel core is frozen for thermal stimulation and can be refrozen so one per client can be used for the entire duration of therapy. For additional stimulation, it can be dipped into sour substances. The small grip at the top makes it easy to evoke mouth opening, insert for sucking, or to overcome a hypersensitive gag reflex. Easy to use with clients who resist intraoral stimulation or have difficulty following one-step commands. Each is 4 inches long below the handle and is 5/8" in diameter.Outer cover: Bite resistant, Latex free PVC. Non-toxic gelDirections for application accompany each package. Sold in packages of five. | ice-finger-00f.jpg
SKU: MKS47051200 | McKesson Tongue Depressor 6 L Inch Wood NonSterile | Tongue Depressor 6 L Inch Wood NonSterile. | tongue-depressor-6-l-inch-wood-nonsterile-9e2.jpg
SKU: MKS47111200 | McKesson Tongue Depressor 5-1/2 L Inch Wood NonSterile | Tongue Depressor 5-1/2 L Inch Wood NonSterile,. | tongue-depressor-5-1-2-l-inch-wood-nonsterile-135.jpg
SKU: MKS30891700 | McKesson Lip Balm sunmark SPF 15 | sunmarkÂ® Lip Balm Assortment, Ingredients: Petrolatum; Mineral Oil; Paraffin; Copernicia Cerifera (Carnauba) Wax; Propylene Glycol; Styrax Benzoin (Benzoin) Gum; BHA; Propyl Gallate; Citric Acid; Isopropyl Alcohol; Thymol; Mentha Piperita (Peppermint) Oil; Ethyl Vanillin; Vanillin. | lip-balm-sunmark-spf-15-980.jpg
SKU: SGPI5602UT | Sage Products Toothette Oral | Perpendicular ridges help clean between teeth and stimulate oral tissue. | toothette-oral-d00.jpg
SKU: SGPI5602 | Sage Products Kimvent Dentaswab Indv Wrap | Kimvent Dentaswab Indv Wrap. | kimvent-dentaswab-indv-wrap-a54.jpg
SKU: DRC30501 | Procter & Gamble Crest Toothpaste Cavity Protection .85 oz 240/cs | Get cavity protection for your teeth and exposed roots. | crest-toothpaste-cavity-protection-85-oz-240-cs-08f.jpg
SKU: ALI81983 | Alimed ARK Probe | ARK Probe This tool is great for intra-oral use â€“ the perfect size for young mouths. Designed by a Speech-language Pathologist. Square head offers three textures: smooth, bumpy and striated. Can be used to apply deep pressure, stroke the sides of the tongue, or as a jaw-stabilizing device. Non-slip grip and tough enough to resist biting. Head is 3/4" long, 3/8" square, with 4" handle. 6/pk. | ark-probe-a06.jpg
SKU: ALI83357 | Alimed E Z Spoons Soft | Beckman E-Z Spoons Designed by Debra Beckman These spoons are an excellent choice for the child with feeding difficulties. Slip-resistant grips and shallow bowls help improve poor oral motor control. Thick, tapered handles and small size make them ideal for small mouths or narrow mouth openings. Can also be used as tongue depressors. Can be sterilized repeatedly. Regular E-Z spoon is rigid. Soft E-Z Spoon is rigid enough to handle food, but soft enough to flex. | e-z-spoons-soft-c43.jpg
SKU: ALI81701 | Alimed Chewy Tubes | Chewy Tubes An innovative oral motor device designed to provide a resilient, non-food, chewable surface for developing and practicing biting and chewing skills. Has a safe, non-toxic surface, is latex- and lead-free, and has no PVC or phthalates. A tube is presented laterally into the mouth. The stem of the tube is touched to the cutting surface of the molar teeth/gum. Use under supervision after jaw assessment. May be cleaned by washing with mild soap and water. Package includes 6 lemon tubes with a small stem size, six cherry red tubes with a wider stem, and instruction sheet. | chewy-tubes-c5c.jpg
SKU: ALI82438 | Alimed Chewy Tube, Blue | An innovative oral motor device designed to provide a resilient, non-food, chewable surface for developing and practicing biting and chewing skills. Has a safe, non-toxic surface, is latex- and lead-free, and has no PVC or phthalates. A tube is presented laterally into the mouth. The stem of the tube is touched to the cutting surface of the molar teeth/gum. Use under supervision after jaw assessment. May be cleaned by washing with mild soap and water. Package includes 6 lemon tubes with a small stem size, six cherry red tubes with a wider stem, and instruction sheet. Blue Chewy Tube has a larger diameter and a thicker wall on the bitable stem. Intended for mature jaws. | chewy-tube-blue-b2f.jpg
SKU: ALI80299 | Alimed Dsyphasia Cup Almond 8 oz | Weighted Base Dysphagia Cup Comes with a wide handle and easy-to-use oval shape for directing the flow of liquid. | dsyphasia-cup-almond-8-oz-5b4.jpg
SKU: ALI82287 | Alimed Fine Tip | Fine Tip This smooth, rounded, pointed tip is useful for stimulating specific points within the oral cavity. Helps pinpoint areas for lingual movement, tongue bowl, and lip closure. Can be used with vibration outside the mouth, on the lips, or on the cheeks for added input. | fine-tip-363.jpg
SKU: ALI80298 | Alimed Dsyphasia Cup | Weighted Base Dysphagia Cup Comes with a wide handle and easy-to-use oval shape for directing the flow of liquid. Two comforting colors â€“ Almond or Translucent Green. | dsyphasia-cup-ef9.jpg
SKU: MKS16582700 | McKesson Enema Bag Set Medi Pak NonSterile 1500 cc | Enema Bag Set Medi-Pak NonSterile 1500 cc, For relief of occasional constipation, bowel cleansing, preparation of colon for x-ray or endoscopic examination. | enema-bag-set-medi-pak-nonsterile-1500-cc-440.jpg
SKU: MMPL02562G | Medegen Medical Products Enema Bag Set 1500mL Bag | Convenient for administering enemas. | enema-bag-set-1500ml-bag--454.jpg
SKU: ALIN10317433988317 | Alliance Labs DocuSol Plus 5ml Mini Enema Docusate Sodium with Benzocaine | DocuSol and DocuSol Plus were formulated for the relief of constipation due to infrequent or difficult bowel movements. DocuSol and DocuSol Plus penetrates and softens the stool, thereby promoting bowel movement. The DocuSol and DocuSol Plus formulation functions as a hyper-osmotic laxative by drawing water into the bowel from surrounding body tissues. The docusate sodium acts as a softener by preparing the stool to readily mix with watery fluids. The increased mass of stool promotes a bowel evacuation by stimulating nerve endings in the bowel lining and initiating peristalsis. Not only does it soften and loosen the stool but it initiates a normal stimulus replicating a normal bowel movement. DocuSol and DocuSol Plus helps establish a faster and more predictable bowel movement with reducing bowel accidents and incontinence. DocuSol Plus also contains Benzocaine to anesthetize the rectum and lower bowel; and is beneficial when an anesthetic is needed to prevent hyperreflexia crisis or painful bowel movement. | docusol-plus-5ml-mini-enema-docusate-sodium-with-benzocaine-124.jpg
SKU: MKS88671101 | McKesson Procedure Towel 13 X 18 Inch Blue | Procedure Towel 13 X 18 Inch Blue . | procedure-towel-13-x-18-inch-blue--11c.jpg
SKU: MKS8721200 | McKesson Medi-Pak White Facial Tissues | Application : Facial TissueColor : WhitePly : 2-PlyLatex Free Indicator : Latex-Free | medi-pak-white-facial-tissues-f76.jpg