## product_details
product sku | product title | product_description | image
SKU: CVN403SG | Covidien Monoject Enteral Syringe with Tip Cap Sterile 3 ml | Clean, single-use polypropylene syringes with separate purple tip caps; polypropylene barrel and plunger rod, latex-free plunger tip; dual graduations in milliliters and teaspoons; oral feeding luer tip (will not accept hypodermic needle); 1, 3, 6, 10 12, 35, and 60 ml sizes; purple tint. | monoject-enteral-syringe-with-tip-cap-sterile-3-ml-e12.jpg
SKU: EXEL26265 | Exel Luer Lock 10-12 cc Syringes With Cap | Luer Lock 10-12 cc Syringes With Cap. | luer-lock-10-12-cc-syringes-with-cap-fde.jpg
SKU: BBN4614003F-02 | B Braun Medical Catheter Syringe with Luer Adaptor 100 mL | Catheter Syringe with Luer Adaptor 100 mL. | catheter-syringe-with-luer-adaptor-100-ml-d76.jpg
SKU: DYNR4262 | Dynarex Piston Irrigation Syringe 60cc | Bulb irrigation syringe has contoured finger grips and textured surface to allow maximum control of drawn or expelled fluids.Precision crafted O-ring on piston syringe ensures a positive seal while finger rests and thumb ring provide control. Sterile syringes packed in peel-open pouches and are calibrated in cubic centimeters and ounces. | piston-irrigation-syringe-60cc-6ff.jpg
SKU: MCDPSI-5 | McMerlin Dental Products Wound Dressing 10g Syringes | Approved by FDA for management of any and all oral wounds. Drug-free, non-toxic and is ideal for use after tooth extraction, implants, grafts, biopsies, oral hygiene procedures, as well as mucosal ulcers, lesions and all injuries to the mouth. After professional application in the office, it is sent home with the patient to use as often as needed for safe, continuous pain relief and wound management. | wound-dressing-10g-syringes-fd5.jpg
SKU: TLFXMAD100 | Teleflex Intranasal Atomizer 3 mL Syringe | A safe and painless way to deliver medication with rapid absorption across mucosal membranes to your patient's blood stream without an intravenous line. | intranasal-atomizer-3-ml-syringe-a41.jpg
SKU: EXEL26281G | Exel Syringe Luer Slip 20-25cc Cap Eccentric | Syringe Luer Slip 20-25cc Cap Eccentric. | syringe-luer-slip-20-25cc-cap-eccentric-88d.jpg
SKU: CVN8881516937G | Covidien Monoject Syringe Only 6 mL Luer Lock Tip 0.2cc Graduations | 6 mL syringes are sterile, single-use, and individually packaged without a needle. | monoject-syringe-only-6-ml-luer-lock-tip-02cc-graduations--340.jpg
SKU: CVN8881901014G | Covidien Syringe Clear 1mL | Permanent, heat-etched dual graduations. | syringe-clear-1ml--554.jpg
SKU: CVN403SE | Covidien Oral Syringe Purple 3 mL ENFit Connection Sterile | Larger stepped connector to help prevent connection to IV tubes while still providing a secure fit with feeding tubes. Feeding ports are incompatible with luer lock or IV connections, reducing the risk of accidental connection or infusion. Purple color to indicate nutritional port, not for IV access. Feeding tubes are transparent, with purple Sentinel Lineâ„¢ and Sentinel Eyeâ„¢ radiopaque markings to assist in proper tube placement. Feeding tubes have markings placed every centimeter from 5-25 cm providing a visual indicator to assist in tube placement and to check migration. Bifurcated extension sets provide a section port for irrigation and medication delivery, preventing the clinician from having to disconnect the extension set. | oral-syringe-purple-3-ml-enfit-connection-sterile-570.gif
SKU: CVN460SE | Covidien Oral Syringe Purple 60 mL ENFit Connection Sterile | Larger stepped connector to help prevent connection to IV tubes while still providing a secure fit with feeding tubes. Feeding ports are incompatible with luer lock or IV connections, reducing the risk of accidental connection or infusion. Purple color to indicate nutritional port, not for IV access. Feeding tubes are transparent, with purple Sentinel Lineâ„¢ and Sentinel Eyeâ„¢ radiopaque markings to assist in proper tube placement. Feeding tubes have markings placed every centimeter from 5-25 cm providing a visual indicator to assist in tube placement and to check migration. Bifurcated extension sets provide a section port for irrigation and medication delivery, preventing the clinician from having to disconnect the extension set. | oral-syringe-purple-60-ml-enfit-connection-sterile-9ab.png
SKU: CVN406SE | Covidien Oral Syringe Purple 6 mL ENFit Connection Sterile | Larger stepped connector to help prevent connection to IV tubes while still providing a secure fit with feeding tubes. Feeding ports are incompatible with luer lock or IV connections, reducing the risk of accidental connection or infusion. Purple color to indicate nutritional port, not for IV access. Feeding tubes are transparent, with purple Sentinel Lineâ„¢ and Sentinel Eyeâ„¢ radiopaque markings to assist in proper tube placement. Feeding tubes have markings placed every centimeter from 5-25 cm providing a visual indicator to assist in tube placement and to check migration. Bifurcated extension sets provide a section port for irrigation and medication delivery, preventing the clinician from having to disconnect the extension set. | oral-syringe-purple-6-ml-enfit-connection-sterile-3c7.gif
SKU: CVN401SE | Covidien Oral Syringe Purple 1 mL ENFit Connection Sterile | Larger stepped connector to help prevent connection to IV tubes while still providing a secure fit with feeding tubes. Feeding ports are incompatible with luer lock or IV connections, reducing the risk of accidental connection or infusion. Purple color to indicate nutritional port, not for IV access. Feeding tubes are transparent, with purple Sentinel Lineâ„¢ and Sentinel Eyeâ„¢ radiopaque markings to assist in proper tube placement. Feeding tubes have markings placed every centimeter from 5-25 cm providing a visual indicator to assist in tube placement and to check migration. Bifurcated extension sets provide a section port for irrigation and medication delivery, preventing the clinician from having to disconnect the extension set. | oral-syringe-purple-1-ml-enfit-connection-sterile-b39.gif
SKU: CVN435SE | Covidien Oral Syringe Purple 35 mL ENFit Connection Sterile | Larger stepped connector to help prevent connection to IV tubes while still providing a secure fit with feeding tubes. Feeding ports are incompatible with luer lock or IV connections, reducing the risk of accidental connection or infusion. Purple color to indicate nutritional port, not for IV access. Feeding tubes are transparent, with purple Sentinel Lineâ„¢ and Sentinel Eyeâ„¢ radiopaque markings to assist in proper tube placement. Feeding tubes have markings placed every centimeter from 5-25 cm providing a visual indicator to assist in tube placement and to check migration. Bifurcated extension sets provide a section port for irrigation and medication delivery, preventing the clinician from having to disconnect the extension set. | oral-syringe-purple-35-ml-enfit-connection-sterile-0db.gif
SKU: CVN1180100777 | Covidien Monoject 1 mL Tuberculin Syringe Luer Lock Tip | Monojectâ„¢ 1mL Luer lock syringes are sterile, latex free, single-use, and packaged in soft pack. | monoject-1-ml-tuberculin-syringe-luer-lock-tip-c24.png
SKU: BD308341 | BD Luer Tip Cap Latex-free | The BD Tip Cap tray preserves sterility, enhances productivity and reduces waste. Latex-free caps are packaged for ease of application and minimized risk of touch contamination. Cover peels back to access tip caps as needed, preserving sterility for remaining caps. | luer-tip-cap-latex-free-212.jpg
SKU: PROP929050 | Pro Advantage Luer Lock Syringe 50 ml | Transparent barrel with bold graduation markings, smooth plunger movement and large stable finger grips to ensure ease of use. | luer-lock-syringe-50-ml-ab4.jpg
SKU: PROP929003 | Pro Advantage Hypodermic Syringes Luer Lock 3ml | Transparent barrel with bold graduation markings, smooth plunger movement and large stable finger grips to ensure ease of use. Double seal stopper to prevent medication leakage and backstop to prevent accidental plunger withdrawal. Latex-free. | hypodermic-syringes-luer-lock-3ml-fe9.jpg
SKU: PROP929010 | Pro Advantage Hypodermic Syringes Luer Lock 10ml | Transparent barrel with bold graduation markings, smooth plunger movement and large stable finger grips to ensure ease of use. Double seal stopper to prevent medication leakage and backstop to prevent accidental plunger withdrawal. Latex-free. | hypodermic-syringes-luer-lock-10ml-e25.jpg
SKU: PROP929020 | Pro Advantage Hypodermic Syringes Luer Lock 20ml | Transparent barrel with bold graduation markings, smooth plunger movement and large stable finger grips to ensure ease of use. Double seal stopper to prevent medication leakage and backstop to prevent accidental plunger withdrawal. Latex-free. | hypodermic-syringes-luer-lock-20ml-30f.jpg
SKU: PROP929005 | Pro Advantage Hypodermic Syringes Luer Lock 5ml | Transparent barrel with bold graduation markings, smooth plunger movement and large stable finger grips to ensure ease of use. Double seal stopper to prevent medication leakage and backstop to prevent accidental plunger withdrawal. Latex-free. | hypodermic-syringes-luer-lock-5ml-107.jpg
SKU: PROP929030 | Pro Advantage Hypodermic Syringes 50ml | Transparent barrel with bold graduation markings, smooth plunger movement and large stable finger grips to ensure ease of use. Double seal stopper to prevent medication leakage and backstop to prevent accidental plunger withdrawal. Latex-free. | hypodermic-syringes-50ml-0ea.jpg
SKU: CVN1181200777T | Covidien Syringe Luer Lock Tip with Wide Finger Flange 12mL | Syringe Luer Lock Tip with Wide Finger Flange 12mL | syringe-luer-lock-tip-with-wide-finger-flange-12ml--594.jpg
SKU: EXELBN26300 | Exel Syringe Luer Lock 50-60cc Non-Sterile Bulk | Syringe Luer Lock 50-60cc Non-Sterile Bulk | syringe-luer-lock-50-60cc-non-sterile-bulk--6c5.jpg
SKU: BD301025 | BD General Use Syringes 1 ml | BD slip-tip syringes | general-use-syringes-1-ml-bbb.gif
SKU: CVN8881907102 | Covidien Monoject 10 mL Oral Syringe Clear | Clean, single-use polypropylene syringes with separate ribbed tip caps; polypropylene barrel and plunger rod, latex-free plunger tip; dual graduations in milliliters and teaspoons. | monoject-10-ml-oral-syringe-clear-207.jpg
SKU: CVN8881516200 | Covidien Syringe 6mL Luer Lock Tip | Multi-packaged, single-use syringes enclosed in polystyrene tray with Tyveka lid. | syringe-6ml-luer-lock-tip--51c.jpg
SKU: CVN8881512258 | Covidien Single-Use Syringe with Luer Lock Tip | Administer inoculations or obtain samples with Covidien's single use syringe. Each Covidien syringe comprises a polypropylene barrel and plunger rod with graduated barrel markings for accurate dosing. The syringe Luer lock tip is sterile and latex free and holds 12 ml. Syringes come multi-packaged in a polystyrene tray with a Tyveka lid.Â 4MD Medical delivers the best in medical equipment from brands that you trust. Our goal is to provide you with tools and accessories that you already use but at greatly reduced prices. We even offer free shipping on qualifying orders for greater savings. Have any questions? Give us a call or fill out our contact form. We're happy to lend a hand. Shop 4MD Medical today and save on reliable medical equipment! | single-use-syringe-with-luer-lock-tip-546.jpg
SKU: CVN8881513207 | Covidien Syringe 3mL Luer Lock Tip | Sterile, multi-packaged, single-use syringes enclosed in polystyrene tray with Tyvek lid. | syringe-3ml-luer-lock-tip-c75.jpg
SKU: OMIAN3800 | Owen Mumford Autopen Insulin Delivery Pens Classic | The AutopenÂ® has a number of unique features and benefits that make it simple, easy, and reliable to use. release button. Easy to use dose selector with audible clicks. Compatible with all major brands of pen needle. Side mounted release button provides automatic delivery without pressure to the point of injection and requires 16 times less effort than conventional plungers. | autopen-insulin-delivery-pens-classic--a19.jpg
SKU: BD512136 | BD Multifit Reusable Glass Syringe | 3 mL BD Multifitâ„¢ glass syringe (Zone 1) with BD Luer-Lokâ„¢ tip. | multifit-reusable-glass-syringe-2f0.jpg
SKU: GF3479 | Grafco Plungerless Syringes 4 oz | Heavy-walled resistance flint glass, perfectly retempered and strain-free | plungerless-syringes-4-oz-6f7.jpg
SKU: BD305209 | BD Oral Syringes | 10 mL BD oral syringe with tip cap, amber (100/sp, 500/ca) | oral-syringes-0bf.jpg
SKU: BD305209 | BD Oral Syringes | 10 mL BD oral syringe with tip cap, amber (100/sp, 500/ca) | oral-syringes-0bf.jpg
SKU: BD305217 | BD 1 mL B Oral Syringe With Tip Cap Clear | 1 mL BD oral syringe with tip cap, clear (100/sp, 500/ca) | 1-ml-b-oral-syringe-with-tip-cap-clear-bad.gif
SKU: EXEL26230 | Exel Luer Lock 5 6cc Syringe | Positive plunger stop to prevent spillage when drawing. | luer-lock-5-6cc-syringe-acb.jpg
SKU: CVN67000 | Covidien Dover Bulb Syringe Irrigation with Protective Cap 60 mL Capacity | Bulb syringe is ideal for wound or bladder irrigation. | dover-bulb-syringe-irrigation-with-protective-cap-60-ml-capacity--ef0.jpg
SKU: CVN8881112075 | Covidien Monoject 12 ml Syringe, Eccentric Tip, Latex Free | Bulk Packaged Without Needle; Polypropylene Barrel And Plunger Rod, Latex-Free Plunger Tip. Available In Several Different Sizes And Available With Several Different Tip Styles. | monoject-12-ml-syringe-eccentric-tip-latex-free-e8f.jpg
SKU: CVN8881535101 | Covidien Syringe 35mL | Multi-packaged, single-use syringes enclosed in polystyrene tray. | syringe-35ml--090.jpg
SKU: CVN8881520251 | Covidien Syringe, 20mL Luer Lock Tip | Sterile, multi-packaged, single-use syringes enclosed in polystyrene tray with Tyvek lid. Polypropylene barrel and plunger rod. Latex-free plunger tip. Graduated barrel markings. Luer lock tip. 1, 3, 6, 12, 20, 35, 60mL sizes. | syringe-20ml-luer-lock-tip-ef5.jpg
SKU: CVN8881512977 | Covidien Monoject Control Syringe, Luer-Lock Tip, 12 ml | Sterile, single-use, individually packaged syringe with control rings permanently bonded to syringe; polypropylene barrel and plunger rod, latex-free plunger tip; packaged in TYVEK blister material; luer lock tip, 12 and 20ml sizes. | monoject-control-syringe-luer-lock-tip-12-ml-afc.jpg
SKU: CVN8881135084 | Covidien Monoject 35 ml Syringe Regular Tip Latex Free | Bulk Packaged Without Needle; Polypropylene Barrel And Plunger Rod, Latex-Free Plunger Tip. Available In Several Different Sizes And Available With Several Different Tip Styles. | monoject-35-ml-syringe-regular-tip-latex-free-d34.jpg
SKU: CVN8881160157 | Covidien Monoject Non-Sterile Syringes, 60 cc, Catheter Tip | Bulk packaged without needle; polypropylene barrel and plunger rod, latex-free plunger tip, and standard graduations. Available in several different sizes and tip styles. May be autoclaved or gas sterilized. | monoject-non-sterile-syringes-60-cc-catheter-tip-8d3.jpg
SKU: BBN9166017V | B Braun Medical Injekt-F Low Waste 1cc Luer Slip Syringe | Accurate and economical syringes that are ideal for simple injections, vaccinations and more. Compatible with all needles. Green plunger for easy recognition of filling volumes. Smooth, steady operation. Also available with Sterican needles for unmatched sharpness and patient comfort. | injekt-f-low-waste-1cc-luer-slip-syringe-a3b.jpeg
SKU: OMIAN3810 | Owen Mumford For 3.0ml Insulin Cartridges From Eli Lily (NDC# 08470-3810-01), 1 Unit, 3mL | Side mounted release button provides automatic delivery without pressure to the point of injection and requires 16 times less effort than conventional plungers. | for-30ml-insulin-cartridges-from-eli-lily-ndc-08470-3810-01-1-unit-3ml-b2d.jpg
SKU: EXEL26267 | Exel Curved Tip - bulk Syringe, 10-12cc, Non-Sterile | Latex Free. Positive plunger stop to prevent spillage when drawing. Sterile. Smooth plunger motion. Non-toxic. Polypropylene construction. Pyrogen free. | curved-tip-bulk-syringe-10-12cc-non-sterile-ec1.jpg
SKU: EXEL26292 | Exel Catheter Tip Syringe 30 - 35 CC Eccentric | Latex Free. Positive plunger stop to prevent spillage when drawing. Sterile. Smooth plunger motion. Non-toxic. Polypropylene construction. Pyrogen free. | catheter-tip-syringe-30-35-cc-eccentric-641.jpg
SKU: EXEL26302BN | Exel Catheter Tip Syringe 60cc Non-Sterile Bulk | Latex free. Sterile, Individually packaged. Pyrogen free. | catheter-tip-syringe-60cc-non-sterile-bulk--06c.jpg
SKU: EXEL26231 | Exel Luer Slip With Cap For 5-6 cc Syringe | Latex Free, Positive plunger stop to prevent spillage when drawing, Sterile, Smooth plunger motion, Non-toxic, Polypropylene, construction, Pyrogen free. | luer-slip-with-cap-for-5-6-cc-syringe-027.jpg
SKU: EXEL26266 | Exel Luer Slip With Cap For 10-12CC Syringe | Latex Free, Positive plunger stop to prevent spillage when drawing, Sterile, Smooth plunger motion, Non-toxicPolypropylene constructionPyrogen free | luer-slip-with-cap-for-10-12cc-syringe-52a.jpg
SKU: EXEL26281 | Exel Slip Tip Ecc With Cap For 20-25cc Syringe | Positive plunger stop to prevent spillage when drawing. | slip-tip-ecc-with-cap-for-20-25cc-syringe-839.jpg
SKU: EXEL26291 | Exel Slip Tip Ecc For 30 - 35cc Syringe | Latex Free, Positive plunger stop to prevent spillage when drawing, Sterile, Smooth plunger motion, Non-toxic, Polypropylene, construction, Pyrogen free. | slip-tip-ecc-for-30-35cc-syringe-283.jpg
SKU: EXEL26280 | Exel Luer Lock 20-25cc Syringes with Cap | Latex Free, Positive plunger stop to prevent spillage when drawing, Sterile, Smooth plunger motion, Non-toxic, Polypropylene Construction, Pyrogen free. | luer-lock-20-25cc-syringes-with-cap-987.jpg
SKU: EXEL26290 | Exel Luer Lock 30 35cc Syringe | Positive plunger stop to prevent spillage when drawing. Smooth plunger motion. Polypropylene construction. | luer-lock-30-35cc-syringe-29b.jpeg
SKU: BD405292 | BD Luer-Slip Plastic Loss Of Resistance Syringe 7cc | BD Epilor Plastic LOR Syringe has a double ribbed stopper designed to prevent leakage during aspiration. | luer-slip-plastic-loss-of-resistance-syringe-7cc--227.jpg
SKU: BD512132 | BD Syringe Zone 1, 10mL | These syringes are designed for complete interchangeability because every barrel fits every plunger. | syringe-zone-1-10ml-e4e.jpg
SKU: CVN8881305117 | Covidien Monoject Filter Needle, 18 G x 1-1/2", Sterile | Sterile, single-use, individually packaged, modified hypodermic needle; integral hub placed sintered, stainless steel, 5 micron particulate matter depth filter; stainless steel laser welded cannula; epoxy needle attachment. | monoject-filter-needle-18-g-x-1-1-2-sterile-dd6.jpg
SKU: CVN8881513843 | Covidien Endodontic Irrigation Syringe Needle Luer Lock 23G x 1Â¼ Orange Sterile | Endodontic Needles & Syringes, Sterile. Luer Lock Needle/Syringe Combination. Disposable, 23 x 1 1 â„4â€ (31.7mm), Orange | endodontic-irrigation-syringe-needle-luer-lock-23g-x-1frac14-orange-sterile-09b.jpg
SKU: CVN8881513850 | Covidien Endodontic Irrigation Syringe Needle Luer Lock 27G x 1Â¼ Yellow Sterile | Endodontic Irrigation Syringe with Needle.Sterile. Luer Lock Needle/Syringe Combination. Disposable | endodontic-irrigation-syringe-needle-luer-lock-27g-x-1frac14-yellow-sterile-ef3.jpg
SKU: BHDI141 | Busse Hospital Disposables Syringe 1 oz Sterile | Sterile. All purpose, single use syringe for aspiration of the ear or nose of infants in the nursery. Latex free. | syringe-1-oz-sterile-49f.jpg
SKU: BBN4606701V-02 | B Braun Medical Injection Syringe 2mL Luer Lock | Accurate and economical syringes that are ideal for simple injections, vaccinations and more. | injection-syringe-2ml-luer-lock-d03.png
SKU: BBN4645103V-02 | B Braun Medical Injection Eccentric Injekt Syringe, 10mL, 21G x 1 1/2" Two-Piece Design Needle | Accurate and economical syringes that are ideal for simple injections, vaccinations and more. Compatible with all needles. Green plunger for easy recognition of filling volumes. Smooth, steady operation. Also available with Sterican needles for unmatched sharpness and patient comfort. | injection-eccentric-injekt-syringe-10ml-21g-x-1-1-2-two-piece-design-needle-e67.png
SKU: BBN4645200V-02 | B Braun Medical Injection Eccentric Injekt Syringe, 20mL, 21G x 1 1/2" Needle, Two-Piece Design | Accurate and economical syringes that are ideal for simple injections, vaccinations and more. Compatible with all needles. Green plunger for easy recognition of filling volumes. Smooth, steady operation. Also available with Sterican needles for unmatched sharpness and patient comfort. | injection-eccentric-injekt-syringe-20ml-21g-x-1-1-2-needle-two-piece-design-e86.png
SKU: CM37P2400 | Complete Medical Ear Syringe 4 Ounce | Metal ear syringes with two tips. | ear-syringe-4-ounce-4c5.jpg
SKU: CM37P2200 | Complete Medical Ear Syringe Metal 2 Oz. | Ear Syringe Metal 2 Oz. | ear-syringe-metal-2-oz-427.jpg
SKU: CM37P2300 | Complete Medical Ear Syringe 3 Oz. | Metal ear syringes with two tips | ear-syringe-3-oz-941.jpg
SKU: TLFXMAD300 | Teleflex LMA MAD Nasal Intranasal Mucosal Atomization Device without Syringe | A safe and painless way to deliver medication with rapid absorption across mucosal membranes to your patient's blood stream without an intravenous line. When IV drug delivery is less than ideal the LMAÂ® MAD Nasalâ„¢ Device can come to the rescue delivering safe, painless, and rapidly effective treatment. No shot. No needle. No risk of needle stick injury. | lma-mad-nasal-intranasal-mucosal-atomization-device-without-syringe-a3b.jpg
SKU: AIIAS015 | Amsino Irrigation Syringe 60cc Thumb Control Ring Catheter Tip with Tip Protector Sterile Packaged in Poly Pouch | Irrigation Syringe, 60cc, Thumb Control Ring, Catheter Tip with Tip Protector, Sterile, Packaged in Poly Pouch, 50/cs (70 cs/plt) | irrigation-syringe-60cc-thumb-control-ring-catheter-tip-with-tip-protector-sterile-packaged-in-poly-pouch-389.jpg
SKU: EXEL26200G | Exel Syringe Luer Lock 3cc Cap - 100 per Box | Latex free. | syringe-luer-lock-3cc-cap-100-per-box-ab5.jpg
SKU: EXEL26230G | Exel Syringe Luer Lock 5-6cc Cap | Syringe Luer Lock 5-6cc Cap. | syringe-luer-lock-5-6cc-cap--6e6.jpg
SKU: EXEL26265G | Exel Syringe Luer Lock 10-12cc Cap | Syringe Luer Lock 10-12cc Cap. | syringe-luer-lock-10-12cc-cap-6e6.jpg
SKU: EXEL26280G | Exel Syringe Luer Lock 20-25cc Cap | Corporation Syringe, Luer Lock, 20-25cc, With Cap. | syringe-luer-lock-20-25cc-cap-6f0.jpg
SKU: EXEL26290G | Exel Syringe Luer Lock 30-35cc Cap - 50 per Box | Latex free. | syringe-luer-lock-30-35cc-cap-50-per-box-6e6.jpg
SKU: EXEL26201G | Exel Syringe Luer Slip 3cc Cap - 100 per Box | Latex free. | syringe-luer-slip-3cc-cap-100-per-box-828.jpg
SKU: EXEL26231G | Exel Syringe Luer Slip 5-6cc Cap - 100 per Box | Latex free. | syringe-luer-slip-5-6cc-cap-100-per-box-6e6.jpg
SKU: EXEL26266G | Exel Syringe Luer Slip 10-12cc Cap - 100 per Box | Latex free. | syringe-luer-slip-10-12cc-cap-100-per-box-d25.jpg
SKU: EXEL26291G | Exel Syringe Luer Slip 30-35cc Cap Eccentric - 50 per Box | Latex free. | syringe-luer-slip-30-35cc-cap-eccentric-50-per-box-6e6.jpg
SKU: BD305220G | BD Oral Syringe Clear 3mL Tip Cap - 100 per Pack | BD ORAL SYRINGE SYSTEM | oral-syringe-clear-3ml-tip-cap-100-per-pack-806.jpg
SKU: BD305217G | BD Oral Syringe Clear 1mL Tip Cap - 100 per Bag | BD ORAL SYRINGE SYSTEM | oral-syringe-clear-1ml-tip-cap-100-per-bag-806.jpg
SKU: BD308341G | BD Luer Tip Cap - 10 per Tray | BD SYRINGE TIP CAP | luer-tip-cap-10-per-tray-412.jpg
SKU: BD305819G | BD Syringe Single Sterile Tip Cap Luer-Lokâ„¢ - 200 per Box | BD SYRINGE TIP CAP | syringe-single-sterile-tip-cap-luer-loktrade-200-per-box-412.jpg
SKU: BD405292G | BD Luer-Slip Plastic Loss Of Resistance Syringe 7cc - 10 per Box | BD EPILORâ„¢ LOSS OF RESISTANCE SYRINGE | luer-slip-plastic-loss-of-resistance-syringe-7cc-10-per-box-004.jpg
SKU: AIIAS016G | Amsino 60cc Syringe Catheter Tip Thumb Control Ring with Small Tip Adapter Packed in Resealable IV Pole Bag - Each | Latex free. Made of top quality polypropylene with high clarity. Designed for one-handed operation and optimal control of drawn or expelled fluid. The motion of the plunger is perfectly smooth. The waist of the plunger enables easy and secure pulling. Long, tapered syringe tip fits many feeding tubes and catheter connectors. Graduated every 5 cc. | 60cc-syringe-catheter-tip-thumb-control-ring-with-small-tip-adapter-packed-in-resealable-iv-pole-bag-each-015.jpg
SKU: AIIAS011G | Amsino Bulb Irrigation Syringe 60cc Catheter Tip with Tip Protector Sterile Packaged in Poly Pouch - Each | AMSINO AMSUREÂ® IRRIGATION SYRINGES | bulb-irrigation-syringe-60cc-catheter-tip-with-tip-protector-sterile-packaged-in-poly-pouch-each-df2.jpg
SKU: AIIAS015G | Amsino Irrigation Syringe 60cc Thumb Control Ring Catheter Tip with Tip Protector Sterile Packaged in Poly Pouch - Each | AMSINO AMSUREÂ® IRRIGATION SYRINGES | irrigation-syringe-60cc-thumb-control-ring-catheter-tip-with-tip-protector-sterile-packaged-in-poly-pouch-each-389.jpg
SKU: AIIAS011PG | Amsino Irrigation Syringe 60cc Sterile Form Filled Seal Package - Each | AMSINO AMSUREÂ® IRRIGATION SYRINGES | irrigation-syringe-60cc-sterile-form-filled-seal-package-each-dba.jpg
SKU: BD309680G | BD Syringe 60mL Luer-Lokâ„¢ Tip Sterile Convenience Pack Tray Latex Free - 20 Trays per Pack | BD 60 ML SYRINGES | syringe-60ml-luer-loktrade-tip-sterile-convenience-pack-tray-latex-free-20-trays-per-pack-932.jpg
SKU: CVN8881907102G | Covidien Syringe Clear 10mL - 100 per Box | Permanent, heat-etched dual graduations. Tip will not accept hypodermic needle. Polypropylene. Ribbed tip caps packaged separately. | syringe-clear-10ml-100-per-box-359.jpg
SKU: CVN8881903002G | Covidien Syringe Clear 3mL - 100 per Box | Permanent, heat-etched dual graduations. Tip will not accept hypodermic needle. Polypropylene. Ribbed tip caps packaged separately. | syringe-clear-3ml-100-per-box-554.jpg
SKU: CVN8881906104G | Covidien Syringe Clear 6mL - 100 per Box | Permanent, heat-etched dual graduations. Tip will not accept hypodermic needle. Polypropylene. Ribbed tip caps packaged separately. | syringe-clear-6ml-100-per-box-554.jpg
SKU: CVN67000G | Covidien Bulb Irrigation Syringe Protector Cap 60cc Individually Wrapped - Each | COVIDIEN/MEDICAL SUPPLIES 60ML PISTON/BULB IRRIGATION SYRINGE | bulb-irrigation-syringe-protector-cap-60cc-individually-wrapped-each-b35.jpg
SKU: CVN68000G | Covidien Piston Irrigation Syringe Protector Cap 60cc Individually Wrapped - Each | COVIDIEN/MEDICAL SUPPLIES 60ML PISTON/BULB IRRIGATION SYRINGE | piston-irrigation-syringe-protector-cap-60cc-individually-wrapped-each-b35.jpg
SKU: EXEL26267G | Exel Syringe 12cc Curved Tip Non-Sterile - 50 per Box | EXEL CURVE TIP SYRINGE | syringe-12cc-curved-tip-non-sterile-50-per-box-b74.jpg
SKU: CVN8881513843G | Covidien Endodontic Irrigation Syringe Needle Luer Lock 23G x 1 1/4 Orange Sterile - 100 per Box | Flow control notched top permits greater irrigation of tooth canal. Fluid pressure at apex is significantly reduced by notch tip design. Color-coded translucent, polypropylene hub fits tightly on luerlock syringe. Precision, heat-etched, permanent graduations. Leakproof, pharmaceutical-grade rubber plunger tip. Disposable. | endodontic-irrigation-syringe-needle-luer-lock-23g-x-1-1-4-orange-sterile-100-per-box-3de.jpg
SKU: CVN8881513850G | Covidien Endodontic Irrigation Syringe Needle Luer Lock 27G x 1 1/4 Yellow Sterile - 100 per Box | Flow control notched top permits greater irrigation of tooth canal. Fluid pressure at apex is significantly reduced by notch tip design. Color-coded translucent, polypropylene hub fits tightly on luerlock syringe. Precision, heat-etched, permanent graduations. Leakproof, pharmaceutical-grade rubber plunger tip. Disposable. | endodontic-irrigation-syringe-needle-luer-lock-27g-x-1-1-4-yellow-sterile-100-per-box-d14.jpg
SKU: BD303390G | BD Twinpakâ„¢ Dual Cannula Device For Baxter InterlinkÂ® Abbott LifeShieldÂ® or B.Braun SafeLineÂ® Systems - 100 per Box | A truly universal device that simplifies needleless IV access. It offers twice the performance of traditional methods. Features two cannulas in one shield: one red-hub, steel cannula for syringe filling and one clear, blunt plastic cannula for safe access into a split septum. | twinpaktrade-dual-cannula-device-for-baxter-interlinkreg-abbott-lifeshieldreg-or-bbraun-safelinereg-systems-100-per-box-8a4.jpg
SKU: PROP929003G | Pro Advantage Syringe 3mL Luer Lock | Transparent barrel with bold graduation markings, smooth plunger movement and large stable finger grips to ensure ease of use. | syringe-3ml-luer-lock--772.jpg
SKU: PROP929005G | Pro Advantage Syringe 5mL Luer Lock - 100 per Box | Transparent barrel with bold graduation markings, smooth plunger movement and large stable finger grips to ensure ease of use. Double seal stopper to prevent medication leakage and backstop prevents accidental plunger withdrawal. Latex free (LF). | syringe-5ml-luer-lock-100-per-box-772.jpg
SKU: PROP929020G | Pro Advantage Syringe 20mL Luer Lock - 100 per Box | Transparent barrel with bold graduation markings, smooth plunger movement and large stable finger grips to ensure ease of use. Double seal stopper to prevent medication leakage and backstop prevents accidental plunger withdrawal. Latex free (LF). | syringe-20ml-luer-lock-100-per-box-772.jpg
SKU: PROP929030G | Pro Advantage Syringe 30mL Luer Lock - 100 per Box | Transparent barrel with bold graduation markings, smooth plunger movement and large stable finger grips to ensure ease of use. Double seal stopper to prevent medication leakage and backstop prevents accidental plunger withdrawal. Latex free (LF). | syringe-30ml-luer-lock-100-per-box-772.jpg
SKU: HYGT26050G | Hygenic Theraband Hand Exerciser Blue/ FIRM Individually Packed Exercise Illustrations included Retail Packaged - Each | Supplied in two shapes - standard and elongated - and five progression levels. Users can complete a variety of movements to strengthen grip, increase dexterity and mobility, and improve fine and gross motor skills while offering the added benefit of hot and cold therapy. Each Exerciser is individually packaged with exercise illustrations. | hand-exerciser-blue-firm-individually-packed-exercise-illustrations-included-retail-packaged-each-620.jpg
SKU: MMPL4172G | Medegen Medical Products Ear/ Ulcer Syringe 2 oz Sterile Individually Wrapped | Soft pliable material makes these safe and easy to use. | ear-ulcer-syringe-2-oz-sterile-individually-wrapped-ad3.jpg
SKU: MMPL4173G | Medegen Medical Products Ear/ Ulcer Syringe 3 oz Sterile Individually Wrapped | Soft pliable material makes these safe and easy to use. | ear-ulcer-syringe-3-oz-sterile-individually-wrapped--0e1.jpg
SKU: BD303391G | BD Syringe 3mL Twinpakâ„¢ Dual Cannula Device For Use with InterlinkÂ® Abbott LifeShieldÂ® or SafeLineÂ® Systems - 100 per Box | A truly universal device that simplifies needleless IV access. It offers twice the performance of traditional methods. Features two cannulas in one shield: one red-hub, steel cannula for syringe filling and one clear, blunt plastic cannula for safe access into a split septum. | syringe-3ml-twinpaktrade-dual-cannula-device-for-use-with-interlinkreg-abbott-lifeshieldreg-or-safelinereg-systems-100-per-box-fb8.jpg
SKU: MKS10262801 | McKesson General Purpose Syringe Medi-Pak Performance 3 mL Luer Lock Tip | General Purpose Syringe Medi-Pak Performance 3 mL Luer Lock Tip. | general-purpose-syringe-medi-pak-performance-3-ml-luer-lock-tip--422.jpg
SKU: MKS10392801 | McKesson General Purpose Syringe Medi-Pak Performance 30 mL Luer Lock Tip | General Purpose Syringe Medi-Pak Performance 30 mL Luer Lock Tip. | general-purpose-syringe-medi-pak-performance-30-ml-luer-lock-tip--e77.jpg
SKU: SNH99145 | Sultan Healthcare aladdin ONE Unit Dose Refill D3 10 x 0.25gm | aladdin ONE delivers what you're looking forâ€”clinically proven performance and handling. It's the ideal combination of control and flexibility. With aladdin ONE, you get natural-looking restorations that are as strong as they are beautiful. | aladdin-one-unit-dose-refill-d3-10-x-025gm-e08.gif
SKU: SNH99150 | Sultan Healthcare aladdin ONE Unit Dose Refill XL 10 x 0.25gm | aladdin ONE delivers what you're looking forâ€”clinically proven performance and handling. It's the ideal combination of control and flexibility. With aladdin ONE, you get natural-looking restorations that are as strong as they are beautiful. | aladdin-one-unit-dose-refill-xl-10-x-025gm-412.gif
SKU: SNH99155 | Sultan Healthcare aladdin ONE Unit Dose Refill B1-Incisal 10 x 0.25gm | aladdin ONE delivers what you're looking forâ€”clinically proven performance and handling. It's the ideal combination of control and flexibility. With aladdin ONE, you get natural-looking restorations that are as strong as they are beautiful. | aladdin-one-unit-dose-refill-b1-incisal-10-x-025gm-ad9.gif
SKU: SNH99420 | Sultan Healthcare aladdin Flow Syringe Tip Refill | For excellent physical properties coupled with smooth handling, go with the FLOW! aladdin FLOW is an ideal choice for a base or linerâ€”flowing easily into the prep for outstanding marginal adaptation. | aladdin-flow-syringe-tip-refill-08f.jpeg
SKU: SNH99205 | Sultan Healthcare aladdin ONE Syringe Refill A2 1 x 4.5gm | aladdin ONE delivers what youâ€™re looking for clinically proven performance and handling. Itâ€™s the ideal combination of control and flexibility. With aladdin ONE, you get natural-looking restorations that are as strong as they are beautiful. | aladdin-one-syringe-refill-a2-1-x-45gm-3b0.gif
SKU: SNH99210 | Sultan Healthcare aladdin ONE Syringe Refill A3 1 x 4.5gm | aladdin ONE delivers what youâ€™re looking for clinically proven performance and handling. Itâ€™s the ideal combination of control and flexibility. With aladdin ONE, you get natural-looking restorations that are as strong as they are beautiful. | aladdin-one-syringe-refill-a3-1-x-45gm-885.gif
SKU: SNH99220 | Sultan Healthcare aladdin ONE Syringe Refill B1 1 x 4.5gm | aladdin ONE delivers what youâ€™re looking for clinically proven performance and handling. Itâ€™s the ideal combination of control and flexibility. With aladdin ONE, you get natural-looking restorations that are as strong as they are beautiful. | aladdin-one-syringe-refill-b1-1-x-45gm-6b8.gif
SKU: SNH99225 | Sultan Healthcare aladdin ONE Syringe Refill B2 1 x 4.5gm | aladdin ONE delivers what youâ€™re looking for clinically proven performance and handling. Itâ€™s the ideal combination of control and flexibility. With aladdin ONE, you get natural-looking restorations that are as strong as they are beautiful. | aladdin-one-syringe-refill-b2-1-x-45gm-edc.gif
SKU: SNH99245 | Sultan Healthcare aladdin ONE Syringe Refill D3 1 x 4.5gm | aladdin ONE delivers what youâ€™re looking for clinically proven performance and handling. Itâ€™s the ideal combination of control and flexibility. With aladdin ONE, you get natural-looking restorations that are as strong as they are beautiful. | aladdin-one-syringe-refill-d3-1-x-45gm-7ef.gif
SKU: SNH99255 | Sultan Healthcare aladdin ONE Syringe Refill B1-Incisal 1 x 4.5gm | aladdin ONE delivers what youâ€™re looking for clinically proven performance and handling. Itâ€™s the ideal combination of control and flexibility. With aladdin ONE, you get natural-looking restorations that are as strong as they are beautiful. | aladdin-one-syringe-refill-b1-incisal-1-x-45gm-f75.gif
SKU: SNH99260 | Sultan Healthcare aladdin ONE Syringe Refill C2-Opaque 1 x 4.5gm | aladdin ONE delivers what youâ€™re looking for clinically proven performance and handling. Itâ€™s the ideal combination of control and flexibility. With aladdin ONE, you get natural-looking restorations that are as strong as they are beautiful. | aladdin-one-syringe-refill-c2-opaque-1-x-45gm-25e.gif
SKU: SNH99335 | Sultan Healthcare aladdin FLOW Syringe Refill C4 2 x 1.3gm | For excellent physical properties coupled with smooth handling, go with the FLOW! aladdin FLOW is an ideal choice for a base or linerâ€”flowing easily into the prep for outstanding marginal adaptation. | aladdin-flow-syringe-refill-c4-2-x-13gm-304.gif
SKU: SNH99340 | Sultan Healthcare aladdin FLOW Syringe Refill C2-Opaque 2 x 1.3gm | For excellent physical properties coupled with smooth handling, go with the FLOW! aladdin FLOW is an ideal choice for a base or linerâ€”flowing easily into the prep for outstanding marginal adaptation. | aladdin-flow-syringe-refill-c2-opaque-2-x-13gm-24d.gif
SKU: SNH99345 | Sultan Healthcare aladdin FLOW Syringe Refill BW 2 x 1.3gm | For excellent physical properties coupled with smooth handling, go with the FLOW! aladdin FLOW is an ideal choice for a base or linerâ€”flowing easily into the prep for outstanding marginal adaptation. | aladdin-flow-syringe-refill-bw-2-x-13gm-0cb.gif
SKU: CVN8881522026 | Covidien Monoject 12 ml Syringe with Safety Hypodermic Needle | The Monoject 12ml Safety Syringe is a sterile, single use engineering control. The safety syringe protects the user from accidental needlestick injuries by shielding the point of the needle after exposure to a potential bloodborne pathogen. Our exclusive design helps keep clinicians protected with maximum clinical flexibility. | monoject-12-ml-syringe-with-safety-hypodermic-needle-170.jpg
SKU: MKS60202801 | McKesson General Purpose Syringe Medi-Pak Performance 60 mL Catheter Tip | Medi-Pak Performance Syringe without Needle, Cath Tip, Peel-packs provide waste disposal cost savings versus the bulky plastic tub containers of some other syringes. | general-purpose-syringe-medi-pak-performance-60-ml-catheter-tip-758.jpg
SKU: MKS31464600 | McKesson Enteral Irrigation Syringe Medi-Pak | Enteral Irrigation Syringe Medi-Pak. | enteral-irrigation-syringe-medi-pak-4ba.jpg
SKU: MKS31484600 | McKesson Enteral Irrigation System Medi-Pak 60 mL | Enteral Irrigation System Medi-Pak 60 mL. | enteral-irrigation-system-medi-pak-60-ml-2e9.jpg
SKU: MKS32264600 | McKesson Enteral Irrigation Syringe Medi-Pak Performance 60 mL Pole Bag | Enteral Irrigation Syringe Medi-Pak Performance 60 mL Pole Bag. | enteral-irrigation-syringe-medi-pak-performance-60-ml-pole-bag-170.jpg
SKU: BDN302832 | BD Conventional Syringe Only 30 ml Luer Lok Tip | BD syringes feature a clear barrel with bold scale markings, tapered plunger rod for ease of aspiration, positive plunger rod stop, and an added BD Luer-Lokâ„¢ thread for increased secure connection. | conventional-syringe-only-30-ml-luer-lok-tip-9d7.jpg
SKU: BDN309646 | BD BD Conventional Syringe Only (No Tip Shield), 5 ml, Style: LUER-LOK Tip | General purpose syringes for diabetic and other uses including post-operative conditions, vitamin deficiencies and intramuscular medication. Choice of Luer-Lok Tip or Slip Tip. Single-use syringes can be fitted with either conventional or safety needles. All needles and syringes are in an easy-peel blister package. Other styles and sizes available as a special order. Sterile; Latex-free. | bd-conventional-syringe-only-no-tip-shield-5-ml-style-luer-lok-tip-f25.jpg
SKU: RLMZR60CCFTG | ReliaMed Flat Top Catheter Tip Irrigation Syringe Sterile Latex free 60cc | ReliaMed 60cc sterile irrigation syringe packaged in a poly pouch. | flat-top-catheter-tip-irrigation-syringe-sterile-latex-free-60cc-6a6.jpg
SKU: RLMZRBIT | ReliaMed 1000ml Bulb Irrigation Tray with 60cc Syringe Sterile | ReliaMed 1000mL Bulb Irrigation Tray with 60cc Syringe. | 1000ml-bulb-irrigation-tray-with-60cc-syringe-sterile-6dd.jpg
SKU: RLMZRPIT | ReliaMed 1000 ml Piston Irrigation Tray with 60cc Syringe Sterile | ReliaMed 1000 mL Piston Irrigation Tray with 60cc Syringe. | 1000-ml-piston-irrigation-tray-with-60cc-syringe-sterile-5c8.jpg
SKU: BD309310 | BD BD U-100 Insulin Syringe With 27 G x 5/8 in. BD Micro-Fine IV Orange | 1cc BD U-100 insulin syringe with 27 G x 5/8 in. BD Micro-Fine IV (Orange) permanently attached needle. Regular bevel, regular wall. Self-contained. Hospital pack. | bd-u-100-insulin-syringe-with-27-g-x-5-8-in-bd-micro-fine-iv-orange-e67.jpg
SKU: BD381211 | BD BD Insyte-N Peripheral Venous Catheter 14 mm | BD Vialon, a unique proprietary biomaterial, has been proven to enhance clinical and economic outcomes.Notched needle technology provides rapid visualization of blood return along the catheter shaft. It is an excellent choice for fragile vessels or vessels that have lost venous tone. | bd-insyte-n-peripheral-venous-catheter-14-mm-98e.jpg
SKU: CVN8884700108 | Covidien Kangaroo 60cc Piston Syringe with 500cc Container and Basin | The Kangaroo Irrigation Kits provide a safe and convenient means of storing syringes used with enteral feeding and irrigation systems. | kangaroo-60cc-piston-syringe-with-500cc-container-and-basin-bfd.jpg
SKU: CVN8881533510 | Covidien Monoject 3 ml Safety Syringes with Hypodermic Needle, 25 G x 5/8" | The Monoject 3ml Safety Syringe is a sterile, single use engineering control. The Safety Syringe protects the user from accidental needlestick injuries by shielding the point of the needle after exposure to a potential bloodborne pathogen. Our exclusive design helps keep clinicians protected with maximum clinical flexibility. | monoject-3-ml-safety-syringes-with-hypodermic-needle-25-g-x-5-8--bd2.jpg
SKU: CVN8881533908 | Covidien Monoject 3 ml Safety Syringes Luer-Lock Tip | The Monoject 3ml Safety Syringe is a sterile, single use engineering control. The Safety Syringe protects the user from accidental needlestick injuries by shielding the point of the needle after exposure to a potential bloodborne pathogen. Our exclusive design helps keep clinicians protected with maximum clinical flexibility. | monoject-3-ml-safety-syringes-luer-lock-tip-499.jpg
SKU: CVN8881533155 | Covidien Monoject 3 ml Safety Syringes with Hypodermic Needle 21 G x 1-1/2", Latex Free, Sterlie | The Monoject 3ml Safety Syringe is a sterile, single use engineering control. The Safety Syringe protects the user from accidental needlestick injuries by shielding the point of the needle after exposure to a potential bloodborne pathogen. Our exclusive design helps keep clinicians protected with maximum clinical flexibility. | monoject-3-ml-safety-syringes-with-hypodermic-needle-21-g-x-1-1-2-latex-free-sterlie-302.jpg
SKU: CVN8881566023 | Covidien Monoject 6 ml Safety Syringes with Hypodermic Needle, 21 G x 1-1/2", Latex Free, Sterlie | The Monoject 6ml Safety Syringe is a sterile, single use engineering control. The safety syringe protects the user from accidental needlestick injuries by shielding the point of the needle after exposure to a potential bloodborne pathogen. Our exclusive design helps keep clinicians protected with maximum clinical flexibility. | monoject-6-ml-safety-syringes-with-hypodermic-needle-21-g-x-1-1-2-latex-free-sterlie-15b.jpg
SKU: CVN8881566007 | Covidien Monoject 6 ml Safety Syringes, Luer-Lock Tip, Latex Free, Sterlie | The Monoject 6ml Safety Syringe is a sterile, single use engineering control. The safety syringe protects the user from accidental needlestick injuries by shielding the point of the needle after exposure to a potential bloodborne pathogen. Our exclusive design helps keep clinicians protected with maximum clinical flexibility. | monoject-6-ml-safety-syringes-luer-lock-tip-latex-free-sterlie-356.jpg
SKU: EXEL26305 | Exel Luer Slip With Cap For 50 - 60cc Syringe | Latex Free, Positive plunger stop to prevent spillage when drawing, Sterile, Smooth plunger motion, Non-toxic, Polypropylene, construction, Pyrogen free. | luer-slip-with-cap-for-50-60cc-syringe-661.jpg
SKU: EXEL26034 | Exel 1cc Insulin Syringe, Long Term Care Packaged, with permanently attached needle, U-100 28G x 1/2" | Latex Free, Permanently attached needle, Sterile, Reduced dead space for reduced Insulin waste, Non-toxic,Smooth plunger action for greater filling accuracy, Non pyrogenic, Auto ground needle tip for greater comfort. | 1cc-insulin-syringe-long-term-care-packaged-with-permanently-attached-needle-u-100-28g-x-1-2-4e1.jpg
SKU: HOLS96144 | Hollister Advance Plus Intermittent Cathkit, 14 Fr | Advance Plus Intermittent Cathkit, 14 Fr. | advance-plus-intermittent-cathkit-14-fr-102.jpg
SKU: ULTM9583 | UltiMed Pen Needle 8mm Depth 31G x 5/16" | UltiCare pen needles with UltiGuard combine pen needles and a sharps container in a single easy to use system. | pen-needle-8mm-depth-31g-x-5-16-6ab.jpg
SKU: MADA401 | MADA Medical Medical MadaJet | The Medical MadaJet is a needle free instrument which injects medication agents with virtually no pain. | medical-madajet-23d.jpg
SKU: OMIAJ1300 | Owen Mumford Autoject 2 Fixed Needle Injection Aid Device | AutojectÂ® 2 has been specially designed for those who have difficulty injecting themselves manually with a syringe. At the touch of a button Autoject 2 automatically inserts the needle and contents of the syringe into the skin without the user having to see the needle.Compatible with most major brands of fixed needle syringe. Specially designed for those who have difficulty injecting themselves manually with a syringe. At the touch of a button, it automatically inserts the needle and contents of the syringe into the skin without the user having to see the needle. Available in two models, for either fixed or non-fixed needle syringes, features adjustable penetration depth, a safety lock to prevent accidental firing and a dose completion indicator. The one-handed operation makes it possible to use a wider range of injection sites than manually injecting with only a syringe. | autoject-2-fixed-needle-injection-aid-device-baf.jpg
SKU: OMIAJ1311 | Owen Mumford Autoject 2 Supplied with wallet, Depth Adjusters and Instructions Non Fixed Needle | Specially designed for those who have difficulty injecting themselves manually with a syringe. At the touch of a button, it automatically inserts the needle and contents of the syringe into the skin without the user having to see the needle. | autoject-2-supplied-with-wallet-depth-adjusters-and-instructions-non-fixed-needle-450.jpg
SKU: OMIAJ1310 | Owen Mumford Autoject EI Device | AutojectÂ®2 is an advanced auto-injector device that encourages patient self-reliance and helps improve medicine adherence by making the injection experience simple, convenient and more manageable.It is an effective solution for patients that are apprehensive about injecting themselves using syringes. AutojectÂ®2 auto-injector devices conceal the syringe and needle and enable effective drug delivery at a touch of a button. Concealment of the needle also guards against accidental injury.The ergonomic, easy-to-use design allows many people, especially children and the elderly, to self-inject and effectively manage their condition. AutojectÂ®2 can be activated by one-handed operation, making it possible to use a wider range of injection sites than by manually injecting with only a syringe. It also features a protective cap and locking mechanism to control activation and a large viewing window for easy scrutiny of the syringe. Audible and visual indicators at the start and end of dose ensure medication is administered correctly. | autoject-ei-device-702.jpg
SKU: MADA301 | MADA Medical MadaJet XL Dental Needle Free Injector for Patient Comfort | A proven means of reducing fear and trauma associated with traditional needle and syringe injections. Injects local anesthetics into palatal and soft tissues with greater ease and virtually no pain. Provides instant local anesthesia or regional blocking for many dental and maxillofacial procedures. Provides adequate anesthesia for deep needle insertion. Has interchangeable Extenda Tips for easy sterilization. Consistent depth of penetration of 2-2.5mm below epithelium and makes a wheal at the base of injection of 5-6mm in diameter. Consistent volume of 0.1cc per injection intradermally. Permits approximately 38 injections with single loading (to 4.0cc). May be sterilized by autoclaving or cold sterilization. Can be used for all age groups. Full one year warranty.Consistent depth of penetration of 2 - 2.5mm below epithelium and makes awheal at the base of injection of 5-6mm in diameter (Not Topical).Â Consistent volume of 0.1cc per injection intradermally.Â Permits approximately 38 injections with single loading (to 4.0cc) | madajet-xl-dental-needle-free-injector-for-patient-comfort-cb1.jpg
SKU: MADA403 | MADA Medical Head Assembly Extenda Tip and Sheath Angle | MadaJet Head Assembly Needle free injector. | head-assembly-extenda-tip-and-sheath-angle-b80.jpg
SKU: MADA501 | MADA Medical Madajet Xl Podiatry Needle-Free Injector | Minimizes tissue trauma and facilitates suturing as there is no tissue distention around the injection site. Provides adequate anesthesia for deep needle insertion. May be used with anesthetics, sterioids and other medicaments. Has interchangeable Extenda Tips for easy sterilization between patients. Can be used on all age groups. Consistent depth of penetration of 4-5.5mm below the epithelium and makes a wheal at the base of the injection of 5-6mm in diameter. Consistent volume of 0.1cc per injection intradermally. Permits approximately 38 injections with single loading (to 4.0cc). May be sterilized by autoclaving or your usual sterilization process - do not use dry heat. Full one year warranty. | madajet-xl-podiatry-needle-free-injector-012.jpg
SKU: BD368653 | BD BD Vacutainer Safety Lok Blood Collection Set with Pre Attached Holder 23 x .75 in needle x 12in tubing | The BD VacutainerÂ® Safety-Lokâ„¢ Blood Collection Set with Preattached Holder is ready to use right out of the package, with no assembly required. | bd-vacutainer-safety-lok-blood-collection-set-with-pre-attached-holder-23-x-75-in-needle-x-12in-tubing-495.jpg
SKU: ULTM25158 | UltiMed Safety Syringe Fixed Needle Tuberculin 1mL 25G x 5/8" | UltiCare fixed needle tuberculin safety syringes meet NIOSH/CDC recommendations for safety devices.Safety shield covers entire needle length and can be extended to prevent needlesticks during transportation | safety-syringe-fixed-needle-tuberculin-1ml-25g-x-5-8-0d6.jpg
SKU: ULTM5325 | UltiMed Syringe Low Dead Space 3mL, 22G x 1Â½" | UltiCare Low Dead Space fixed needle syringes minimize residual medication waste, and the dual scale allows for precise dosing in 0.01mL or 0.02mL increments. | syringe-low-dead-space-3ml-22g-x-1-1-2--cf4.jpg
SKU: CVN8881535788 | Covidien Monoject Syringe Eccentric Tip 35 ml | Sterile, single-use, individually packaged syringe without needle. Available in with several different tip styles for convenience. | monoject-syringe-eccentric-tip-35-ml-88f.jpg
SKU: CVN8881520665 | Covidien Monoject 20 ml Syringe Eccentric Tip | Sterile, single-use, individually packaged syringe without needle. Available with different tip styles for convenience. | monoject-20-ml-syringe-eccentric-tip-062.jpg
SKU: ULTM25110 | UltiMed Safety Syringe Fixed Needle Tuberculin 1mL 25G x 1" | UltiCare fixed needle tuberculin safety syringes meet NIOSH/CDC recommendations for safety devices. | safety-syringe-fixed-needle-tuberculin-1ml-25g-x-1--a89.jpg
SKU: ULTM5125 | UltiMed Syringe, Low Dead Space, 1mL, 22G x 1Â½ | UltiCare Low Dead Space fixed needle syringes minimize residual medication waste, and the dual scale allows for precise dosing in 0.01mL or 0.02mL increments. Latex free. | syringe-low-dead-space-1ml-22g-x-1-1-2--41f.jpg
SKU: ULTM63002 | UltiMed Safety Syringe Fixed Needle Tuberculin 1mL 28G x .5" | UltiCare fixed needle tuberculin safety syringes meet NIOSH/CDC recommendations for safety devices. | safety-syringe-fixed-needle-tuberculin-1ml-28g-x-5-ca0.jpg
SKU: ULTM7439 | UltiMed Insulin Syringe 3/10cc 31G x 5/16" | UltiCare insulin syringes with UltiGuard combine syringes and a sharps container in a single easy to use system. | insulin-syringe-3-10cc-31g-x-5-16--b00.jpg
SKU: BBN4617509F-02 | B Braun Medical Omnifix Syringe 50mL LL | Smooth plunger action and double-seal stopper. | omnifix-syringe-50ml-ll-752.png
SKU: BD309695 | BD Luer Lok Tip Control Syringe 10mL | Luer-Lok Tip Control Syringe | luer-lok-tip-control-syringe-10ml--ee3.jpg
SKU: BD309605 | BD Syringe 10m Luer-LokTip | 10 mL BD Luer-Lokâ„¢ tip syringe. bulk, BDâ„¢ convenience pack. Tray contents: Twenty each, 10 mL syringes one per BDâ„¢. | syringe-10m-luer-loktip-b5d.jpg
SKU: SLP100076IM | Sol-Millennium Luer Lock Safety Syringe with Exchangeable Needle, 3mL, 22G x 1 1/2 | For situations in which luer lock needle systems are required or preferred, SOL-MILLENNIUM Medical introduces the SOL-CARE Luer Lock Safety Syringe. This product is designed with an integrated safety feature which retracts the needle back into the barrel and breaks the plunger to prevent needlestick injury. And it provides the added ability to exchange needles or to use any needless access devices with a luer lock fitting (e.g. SOL-M Blunt Fill Needle), which replaces the standard steel needle in withdrawing medication from vials. SOL-MILLENNIUM Medical offers a wide variety of luer lock exchangeable combinations from which you can choose. | luer-lock-safety-syringe-with-exchangeable-needle-3ml-22g-x-1-1-2--874.jpg
SKU: CVN8881600145 | Covidien 3/10 mL Insulin Syringe Permanent Needle 29 G x 1/2" | For use with U-100 insulin. Individually packaged syringe with or without attached needle and several available needle gauge sizes; graduated barrel markings. | 3-10-ml-insulin-syringe-permanent-needle-29-g-x-1-2-cc7.jpg
SKU: BD305937 | BD Insulin Syringe 3/10mL Insulin 31G Thin Wall x 5/16" Permanently Attached Needle | 3/10 mL BD SafetyGlideâ„¢ Insulin Syringe with 31G Thin Wall 5/16 in. needle. Permanently attached needle. (100/sp, 400/ca) | insulin-syringe-3-10ml-insulin-31g-thin-wall-x-5-16-permanently-attached-needle-103.jpg
SKU: BD305945 | BD Tuberculin Syringes With Needles | 1 mL BD SafetyGlideâ„¢ Tuberculin syringe with 27 G x 1/2 in. BDâ„¢ permanently attached needle, regular bevel. This extension of the BD SafetyGlideâ„¢ family is the only single-handed device that is available in 1/2 mL and 3/10 mL, in addition to 1 mL sizes. | tuberculin-syringes-with-needles-369.jpg
SKU: BBN4615044F-02 | B Braun Medical Omnifix Syringes With Needles, 50mL LS | Smooth plunger action and double-seal stopper. High visibility - transparent barrel with bold graduations. Secure backstop to prevent accidental plunger withdrawal. Double seal stopper to prevent medication leakage. Large, stable finger grips. Minimal residual volume. DEHP and latex-free. Barrel and plunger rod: polypropylene. Plunger tip: polysioprene. | omnifix-syringes-with-needles-50ml-ls-72d.jpg
SKU: BBN4613503F-02 | B Braun Medical Syringes | 50mL Catheter | syringes-98b.jpg
SKU: BBN9161406V-02 | B Braun Medical 1 mL TB LS Syringe | Smooth plunger action and double-seal stopper. High visibility - transparent barrel with bold graduations. Secure backstop to prevent accidental plunger withdrawal. Double seal stopper to prevent medication leakage. Large, stable finger grips. Minimal residual volume. DEHP and latex-free. Barrel and plunger rod: polypropylene. Plunger tip: polysioprene. | 1-ml-tb-ls-syringe-7e5.jpg
SKU: BD329461 | BD BD Lo-Dose U-100 insulin syringe with 28 G x 1/2 in. | BD Lo-Dose U-100 insulin syringe with 28 G x 1/2 in. BD Micro-Fine IV permanently attached needle, regular bevel, regular wall. Blister pack. | bd-lo-dose-u-100-insulin-syringe-with-28-g-x-1-2-in--362.jpg
SKU: CVN8881516911 | Covidien Monoject 6 mL Syringe, Regular Tip, Sterile | Sterile, single-use, individually packaged syringes. | monoject-6-ml-syringe-regular-tip-sterile-5ba.jpg
SKU: CVN8881892910 | Covidien Magellan 1 mL Insulin Safety Syringe Permanent Needle 29 G x 1/2" | After years of development, the Magellanâ„¢ insulin safety syringe emerges as an integral needle-based safety solution that improves clinician efficiency and maximizes protection. The safety syringes features bold unobstructed graduations, bevel orientation, and a robust safety shield that provides unparalleled protection during and after disposal. | magellan-1-ml-insulin-safety-syringe-permanent-needle-29-g-x-1-2--fc4.jpg
SKU: CVN8881882712 | Covidien Magellan 1 ml Tuberculin Safety Syringe Permanent Needle 27 G x 1/2" | After years of development, the Magellan tuberculin safety syringe emerges as an integral needle-based safety solution that improves clinician efficiency and maximizes protection. The safety syringes features bold unobstructed graduations, bevel orientation, and a robust safety shield that provides unparalleled protection during and after disposal. | magellan-1-ml-tuberculin-safety-syringe-permanent-needle-27-g-x-1-2--bad.jpg
SKU: CVN8881511110 | Covidien Monoject 1 ml Insulin Safety Syringe with Needle, 29 G x 1/2" | The Monoject safety syringe is a proven engineering control and preferred by millions of users each day. Our exclusive design helps keep clinicians safe with maximum clinical flexibility. The Monoject safety syringe complies with OSHA Bloodborne Pathogens Standard for Engineering Controls. | monoject-1-ml-insulin-safety-syringe-with-needle-29-g-x-1-2-44c.jpg
SKU: CVN8881511136 | Covidien Monoject, 1/2 mL Insulin Safety Syringe with Needle, 29 G x 1/2" | The Monoject safety syringe is a proven engineering control and preferred by millions of users each day. Our exclusive design helps keep clinicians safe with maximum clinical flexibility. The Monoject safety syringe complies with OSHA Bloodborne Pathogens Standard for Engineering Controls. | monoject-1-2-ml-insulin-safety-syringe-with-needle-29-g-x-1-2-547.jpg
SKU: CVN1180600777 | Covidien Monoject 6 ml Syringe, Luer-Lock Tip | Sterile, single-use, individually packaged syringe without needle; polypropylene barrel and plunger rod, latex-free plunger tip; several available tip designs; graduated barrel markings. | monoject-6-ml-syringe-luer-lock-tip-e24.jpg
SKU: CVN8881516937 | Covidien Rigid Pack 6mL Syringes, Luer-Lock Tip | Sterile, single-use, individually packaged syringes. | rigid-pack-6ml-syringes-luer-lock-tip-9e2.jpg
SKU: CVN8881560265 | Covidien Monoject 60 mL Syringe Toomey Type | Sterile, single-use, individually packaged syringe without needle. | monoject-60-ml-syringe-toomey-type--ba6.jpg
SKU: TMCP100220 | Terumo Medical Veterinary 25G x 5/8" | Terumo needles are known worldwide for extreme sharpness | veterinary-25g-x-5-8-ba5.jpg
SKU: TMCPSG2-05L2038 | Terumo Medical Safety Needle, 20G x 1 1/2", 100/bx, 4 bx/cs | Feature Unique needle locking mechanism to help reduce the risk of needlestick injury An audible click indicates device activation One-handed activation for ease of use Sleek, Thin, Streamlined Sheath Bevel-up, sheath right needle orientation, especially useful for low-angle injections Ratchet mechanism, allows for precise positioning of sheath so as not to obscure injection site Standard hub fits all luer lock and luer slip syringes | safety-needle-20g-x-1-1-2-100-bx-4-bx-cs-cc7.jpg
SKU: TMCP3SS-03L2525 | Terumo Medical Syringe and Needle 3cc 25G x 1" | Syringes with needles offer maximum patient comfort delivered through ultimate sharpness and smoothness. | syringe-and-needle-3cc-25g-x-1-e43.jpg
SKU: TMCP100098 | Terumo Medical Veterinary Syringe 3cc Luer Slip Syringe 22G x 1" Needle | Veterinary Syringe 3cc Luer Slip Syringe 22G x 1" Needle. | veterinary-syringe-3cc-luer-slip-syringe-22g-x-1-needle-8b3.jpg
SKU: TMCP100276 | Terumo Medical Veterinary Syringe 3cc Luer Slip Syringe 22G x 3/4" Needle | Veterinary Syringe 3cc Luer Slip Syringe 22G x 3/4" Needle. | veterinary-syringe-3cc-luer-slip-syringe-22g-x-3-4-needle-1c4.jpg
SKU: TMCP100215 | Terumo Medical Veterinary, 22G x 3/4", 100/bx, 10bx/cs | Feature Featuring a translucent hub and regular bevel, Terumo needles are known worldwide for extreme sharpness. They are ground and honed with a unique double-bevel design to provide a comfortable injection. Thin wall needles provide more comfort with an increased flow. | veterinary-22g-x-3-4-100-bx-10bx-cs-de1.jpg
SKU: SMTH4428-5 | Smiths Medical Hypodermic Needle-Pro EDGE Permanently Attached Insulin Syringes, 28g x 1/2" | The Hypodermic Needle-Pro EDGE Fixed Insulin Syringe utilizes the familiar Needle-Pro orange sheath integral to a fixed needle syringe.The Hypodermic Needle-Pro EDGE Fixed Insulin Syringe is available with 28 and 29g needles fixed to 0.3, 0.5 and 1.0 mL U-100 insulin syringes.Meets NIOSH/CDC recommendations for safety devices, The safety feature is an integral part of the device. The safety feature engages with a single-handed technique. The clinician's hands and fingers remain behind the exposed sharp at all times. The clinician can easily tell whether the safety feature is activated. The needle is securely locked inside the safety device and remains protective through disposal. Needle protection device does not add dead space to the injection. Orange needle cap clinically indicates a U-100 syringe. Safety sheath rotates for convenience. | hypodermic-needle-pro-edge-permanently-attached-insulin-syringes-28g-x-1-2-ba9.jpg
SKU: EXEL26210 | Exel Luer Lock 5-6 cc Syringe With Needle, Black, 22G x 1" | Latex Free, Positive plunger stop to prevent spillage when drawing, Sterile, Smooth plunger motion, Non-toxic, Polypropylene construction, Pyrogen free. | luer-lock-5-6-cc-syringe-with-needle-black-22g-x-1-8f5.jpg
SKU: EXEL26211 | Exel Luer Lock 5-6 cc Syringe With Needle Black 22G x 1 1/2" | Positive plunger stop to prevent spillage when drawing. | luer-lock-5-6-cc-syringe-with-needle-black-22g-x-1-1-2-a8d.jpg
SKU: EXEL26212 | Exel Luer Lock 5 -6 CC Syringe With Needle, Green, 21G x 1" | Latex Free, Positive plunger stop to prevent spillage when drawing, Sterile, Smooth plunger motion, Non-toxic, Polypropylene construction, Pyrogen free. | luer-lock-5-6-cc-syringe-with-needle-green-21g-x-1--c2b.jpg
SKU: EXEL26213 | Exel Luer Lock 5 -6 CC Syringe With Needle, Green, 21G x 1 1/2" | Latex Free, Positive plunger stop to prevent spillage when drawing, Sterile, Smooth plunger motion, Non-toxic, Polypropylene construction, Pyrogen free. | luer-lock-5-6-cc-syringe-with-needle-green-21g-x-1-1-2--bc2.jpg
SKU: EXEL26214 | Exel Luer Lock 5 -6 CC Syringe With Needle, Yellow, 20G x 1" | Latex Free, Positive plunger stop to prevent spillage when drawing, Sterile, Smooth plunger motion, Non-toxic, Polypropylene construction, Pyrogen free. | luer-lock-5-6-cc-syringe-with-needle-yellow-20g-x-1--934.jpg
SKU: EXEL26218 | Exel Luer Lock 5 -6 CC Syringe With Needle, Green, 21G x 1 1/4" | Latex Free, Positive plunger stop to prevent spillage when drawing, Sterile, Smooth plunger motion, Non-toxic, Polypropylene construction, Pyrogen free. | luer-lock-5-6-cc-syringe-with-needle-green-21g-x-1-1-4--fea.jpg
SKU: EXEL26219 | Exel Luer Lock 5-6 cc Syringe With Needle, Black, 22G x 1 1/4" | Latex Free, Positive plunger stop to prevent spillage when drawing, Sterile, Smooth plunger motion, Non-toxic, Polypropylene construction, Pyrogen free. | luer-lock-5-6-cc-syringe-with-needle-black-22g-x-1-1-4--65c.jpg
SKU: EXEL26250 | Exel Luer Lock Tip 10-12 cc Syringe/Needle, 22G x 1", Hub Color Black | Latex free, Positive plunger stop to prevent spillage when drawing, Smooth plunger motion, Sterile, Non-toxic, Polypropylene construction, Pyrogen free. | luer-lock-tip-10-12-cc-syringe-needle-22g-x-1-hub-color-black-4dc.jpg
SKU: EXEL26251 | Exel Luer Lock Tip 10-12 cc Syringe/Needle, 22G x 1 1/2", Hub Color Black | Latex Free, Positive plunger stop to prevent spillage when drawing, Sterile, Smooth plunger motion, Non-toxicPolypropylene construction, Pyrogen free. | luer-lock-tip-10-12-cc-syringe-needle-22g-x-1-1-2-hub-color-black-6f7.jpg
SKU: EXEL26252 | Exel Luer Lock Tip 10-12 cc Syringe/Needle , 21G x 1", Hub Color Green | Latex free, Positive plunger stop to prevent spillage when drawing, Smooth plunger motion, Sterile, Smooth plunger motion, Non-toxic, Polypropylene construction, Pyrogen free. | luer-lock-tip-10-12-cc-syringe-needle-21g-x-1-hub-color-green-ba3.jpg
SKU: EXEL26253 | Exel Luer Lock Tip 10-12 cc Syringe/Needle , 21G x 1 1/2", Hub Color Green | Latex Free, Positive plunger stop to prevent spillage when drawing. Sterile, Smooth plunger motion, Non-toxic, Polypropylene construction, Pyrogen free. | luer-lock-tip-10-12-cc-syringe-needle-21g-x-1-1-2-hub-color-green-b5a.jpg
SKU: EXEL26254 | Exel Luer Lock Tip 10-12 cc Syringe/Needle, 20G x 1", Hub Color Yellow | Latex Free, Positive plunger stop to prevent spillage when drawing, Sterile, Smooth plunger motion, Non-toxic, Polypropylene construction, Pyrogen free. | luer-lock-tip-10-12-cc-syringe-needle-20g-x-1-hub-color-yellow-373.jpg
SKU: EXEL26255 | Exel Luer Lock Tip 10-12 cc Syringe/Needle , 20G x 1 1/2", Hub Color Yellow | Latex Free, Positive plunger stop to prevent spillage when drawing, Sterile, Smooth plunger motion, Non-toxic, Polypropylene construction, Pyrogen free. | luer-lock-tip-10-12-cc-syringe-needle-20g-x-1-1-2-hub-color-yellow-088.jpg
SKU: EXEL26257 | Exel 10-12 cc Syringe/Needle Combination, Luer - Lock Tip, 18G x 1 ", Hub Color Pink | Latex Free, Positive plunger stop to prevent spillage when drawing, Sterile, Smooth plunger motion, Non-toxic, Polypropylene construction, Pyrogen free. | 10-12-cc-syringe-needle-combination-luer-lock-tip-18g-x-1-hub-color-pink-034.jpg
SKU: BD309644 | BD Syringe Needle Combination 10mL Luer-Lok Tip 20G x 1" | 10mL Syringe with Needle from BD Becton Dickinson has a Luer-Lok Tip Syringe with a Hypodermic PrecisionGlide regular bevel needle. Features for the 10mL Syringe with Needle include a detachable needle, positive plunger rod stop, tapered plunger rod design, and 1/5mL graduations. This Becton Dickinson Syringe with Needle is latex free and sterile. | syringe-needle-combination-10ml-luer-lok-tip-20g-x-1-c83.jpg
SKU: BD309659 | BD Syringe Only Tuberculin | Syringe Only Tuberculin | syringe-only-tuberculin-9e8.jpg
SKU: SLP100078IM | Sol-Millennium Luer Lock Safety Syringe with Exchangeable Needle, 3mL, 25G x 5/8" | For situations in which luer lock needle systems are required or preferred, SOL-MILLENNIUM Medical introduces the SOL-CARE Luer Lock Safety Syringe. This product is designed with an integrated safety feature which retracts the needle back into the barrel and breaks the plunger to prevent needlestick injury. And it provides the added ability to exchange needles or to use any needless access devices with a luer lock fitting (e.g. SOL-M Blunt Fill Needle), which replaces the standard steel needle in withdrawing medication from vials. SOL-MILLENNIUM Medical offers a wide variety of luer lock exchangeable combinations from which you can choose. | luer-lock-safety-syringe-with-exchangeable-needle-3ml-25g-x-5-8-a32.jpg
SKU: SLP100079IM | Sol-Millennium Luer Lock Safety Syringe with Exchangeable Needle, 3mL, 25G x 1" | For situations in which luer lock needle systems are required or preferred, SOL-MILLENNIUM Medical introduces the SOL-CARE Luer Lock Safety Syringe. This product is designed with an integrated safety feature which retracts the needle back into the barrel and breaks the plunger to prevent needlestick injury. And it provides the added ability to exchange needles or to use any needless access devices with a luer lock fitting (e.g. SOL-M Blunt Fill Needle), which replaces the standard steel needle in withdrawing medication from vials. SOL-MILLENNIUM Medical offers a wide variety of luer lock exchangeable combinations from which you can choose. | luer-lock-safety-syringe-with-exchangeable-needle-3ml-25g-x-1-547.jpg
SKU: BD309657 | BD Syringe Only 3mL Luer-Lok Tip | BDâ„¢ syringes feature a clear barrel with bold scale markings, tapered plunger rod for ease of aspiration, positive plunger rod stop, and an added BD Luer-Lokâ„¢ thread for increased secure connection. Packaging is clearly labeled latex free. | syringe-only-3ml-luer-lok-tip-5f4.jpg
SKU: CVN8881520657 | Covidien Monoject 20 ml Syringe, Luer-Lock Tip | Sterile, single-use, individually packaged syringe without needle. Available with different tip styles for convenience. | monoject-20-ml-syringe-luer-lock-tip-9c3.jpg
SKU: CVN1181218100 | Covidien Syringe 12mL 18G x 1" | Syringe 12mL 18G x 1" | syringe-12ml-18g-x-1--baa.jpg
SKU: SMTH4234 | Smiths Medical Needle Safety Hypodermic 22G x 1Â½" 3ml Luer Lock Syringe Hub Color Black | Hypodermic Needle-Pro devices are available for a wide range of clinical applications involving hypodermic needles including: medication delivery via syringe injections or TB testing, immunizations, allergy testing, delivery of pain medication and local anesthetics.Hypodermic Needle-Pro devices are available in needle gauge sizes 18-27g and in needle lengths 1/2" to 1 1/2".Meets NIOSH/CDC recommendations for safety devices, The safety feature is an integral part of the device. The safety feature engages with a single-handed technique. The clinician's hands and fingers remain behind the exposed sharp at all times. The clinician can easily tell whether the safety feature is activated. The needle is securely locked inside the safety device and remains protective through disposal. | needle-safety-hypodermic-22g-x-1frac12quot-3ml-luer-lock-syringe-hub-color-black-d8c.jpg
SKU: SMTH4237 | Smiths Medical Needle Safety Hypodermic 25G x 5/8" 3ml Luer Lock Syringe Hub Color Black | Hypodermic Needle-Pro devices are available for a wide range of clinical applications involving hypodermic needles including: medication delivery via syringe injections or TB testing, immunizations, allergy testing, delivery of pain medication and local anesthetics.Hypodermic Needle-Pro devices are available in needle gauge sizes 18-27g and in needle lengths 1/2" to 1 1/2".Meets NIOSH/CDC recommendations for safety devices, The safety feature is an integral part of the device. The safety feature engages with a single-handed technique. The clinician's hands and fingers remain behind the exposed sharp at all times. The clinician can easily tell whether the safety feature is activated. The needle is securely locked inside the safety device and remains protective through disposal. | needle-safety-hypodermic-25g-x-5-8quot-3ml-luer-lock-syringe-hub-color-black-616.jpg
SKU: EXEL26046 | Exel Tuberculin Syringe,Needle, 25G x 5/8", Zero Dead Space, 10/bg, 10 bg/bx, 5 bx/cs | Latex free. Zero Dead Space, P.A. needle. | tuberculin-syringeneedle-25g-x-5-8-zero-dead-space-10-bg-10-bg-bx-5-bx-cs-917.jpg
SKU: BD324702 | BD Insulin Syringe 29G x 1/2" Needle 0.3mL | BD Syringe, 3/10mL Lo-Dose Insulin Perm Needle, | insulin-syringe-29g-x-1-2quot-needle-03ml-e40.jpg
SKU: CVN8881501962 | Covidien Allergy Tray 1mL TB Syringe 27G x Â½" | Each tray contains 25 allergy syringes. | allergy-tray-1ml-tb-syringe-27g-x-frac12quot-ce5.jpg
SKU: ULTM63005 | UltiMed Safety Syringe Detachable Needle 3mL 22G x 1 Â½" | Safety Syringe, Detachable Needle, 3mL, 22G x 1 Â½", 100/bx | safety-syringe-detachable-needle-3ml-22g-x-1-frac12quot-703.jpg
SKU: ULTM63003 | UltiMed Safety Syringe Detachable Needle 3mL 21G x 1 Â½" | Safety Syringe, Detachable Needle, 3mL, 21G x 1 Â½", 100/bx | safety-syringe-detachable-needle-3ml-21g-x-1-frac12quot-38e.jpg
SKU: ULTM63007 | UltiMed Safety Syringe Detachable Needle 3mL 25G x 5/8" | Safety Syringe, Detachable Needle, 3mL, 25G x 5/8", 100/bx | safety-syringe-detachable-needle-3ml-25g-x-5-8quot-5a6.jpg
SKU: ULTM63006 | UltiMed Safety Syringe Detachable Needle 3mL 23G x 1" | Safety Syringe, Detachable Needle, 3mL, 23G x 1", 100/bx | safety-syringe-detachable-needle-3ml-23g-x-1quot-b2e.jpg
SKU: ULTM63008 | UltiMed Safety Syringe Detachable Needle 3mL 25G x 1" | Safety Syringe, Detachable Needle, 3mL, 25G x 1", 100/bx | safety-syringe-detachable-needle-3ml-25g-x-1quot-340.jpg
SKU: EXEL26210G | Exel Syringe and Needle Luer Lock 5cc 22G x 1" | Exel Syringe & Needle Luer Lock 5cc 22G x 1". | syringe-and-needle-luer-lock-5cc-22g-x-1--6f4.jpg
SKU: EXEL26211G | Exel Syringe & Needle Luer Lock 5cc 22G x 1 1/2" - 100 per Box | Latex free. | syringe-amp-needle-luer-lock-5cc-22g-x-1-1-2-100-per-box-014.jpg
SKU: EXEL26212G | Exel Syringe & Needle Luer Lock 5cc 21G x 1" - 100 per Box | Latex free. | syringe-amp-needle-luer-lock-5cc-21g-x-1-100-per-box-014.jpg
SKU: EXEL26213G | Exel Syringe & Needle Luer Lock 5cc 21G x 1 1/2" - 100 per Box | Latex free. | syringe-amp-needle-luer-lock-5cc-21g-x-1-1-2-100-per-box-014.jpg
SKU: EXEL26214G | Exel Syringe and Needle Luer Lock 5cc 20G x 1" | Exel International is a privately held, family owned and operated coporation, known for unsurpassed quality at an affordable low price. Disposable Sterile Syringes have clear barrel and feature a bold print scale that is easy to read. Clearly marked measurements allow for precision delivery and accurate dosage. Designed with siliconized gaskets for smooth consistent plunger motion and a positive plunger stop. CE and ISO 9001 certified. | syringe-and-needle-luer-lock-5cc-20g-x-1--014.jpg
SKU: EXEL26250G | Exel Syringe & Needle Luer Lock 10cc 22G x 1" - 100 per Box | Latex free. | syringe-amp-needle-luer-lock-10cc-22g-x-1-100-per-box-014.jpg
SKU: EXEL26251G | Exel Syringe & Needle Luer Lock 10cc 22G x 1 1/2" - 100 per Box | Latex free. | syringe-amp-needle-luer-lock-10cc-22g-x-1-1-2-100-per-box-014.jpg
SKU: EXEL26252G | Exel Syringe & Needle Luer Lock 10cc 21G x 1" - 100 per Box | Latex free. | syringe-amp-needle-luer-lock-10cc-21g-x-1-100-per-box-014.jpg
SKU: EXEL26253G | Exel Syringe & Needle Luer Lock 10cc 21G x 1 1/2" - 100 per Box | Latex free. | syringe-amp-needle-luer-lock-10cc-21g-x-1-1-2-100-per-box-014.jpg
SKU: EXEL26254G | Exel Syringe & Needle Luer Lock 10cc 20G x 1" - 100 per Box | Latex free. | syringe-amp-needle-luer-lock-10cc-20g-x-1-100-per-box-014.jpg
SKU: EXEL26255G | Exel Syringe & Needle Luer Lock 10cc 20G x 1 1/2" - 100 per Box | Latex free. | syringe-amp-needle-luer-lock-10cc-20g-x-1-1-2-100-per-box-014.jpg
SKU: EXEL26257G | Exel Syringe & Needle Luer Lock 10cc 18G x 1" - 100 per Box | Latex free. Sterile | syringe-amp-needle-luer-lock-10cc-18g-x-1-100-per-box-014.jpg
SKU: EXEL26046G | Exel Tuberculin Syringe Needle 25G x 5/8" Zero Dead Space - 10 per Bag, 10 Bags per Box | Latex free. Zero Dead Space, P.A. needle. | tuberculin-syringe-needle-25g-x-5-8-zero-dead-space-10-per-bag-10-bags-per-box-fb9.jpg
SKU: BD329410G | BD Insulin Syringe 1mL Permanently Attached Needle 28G x 1/2" Self-Contained U-100 Micro-Fineâ„¢ IV Orange - 100 per Box | BD INSULIN SYRINGES & NEEDLES | insulin-syringe-1ml-permanently-attached-needle-28g-x-1-2-self-contained-u-100-micro-finetrade-iv-orange-100-per-box-215.jpg
SKU: BD305500G | BD Allergy Syringe 1mL Permanently Attached Needle 28G x 1/2" Regular Bevel - 100 per Box | BD ALLERGY SYRINGE | allergy-syringe-1ml-permanently-attached-needle-28g-x-1-2-regular-bevel-100-per-box-de1.jpg
SKU: BD305906G | BD SafetyGlide shielding hypodermic needle 3mL 22G x 1 1/2" | The BD SafetyGlideâ„¢ shielding hypodermic needle features BD Activation-Assistâ„¢ technology, making a safe injection easier and more efficient.Shielding Intramuscular Injection Needle Regular Bevel Regular Wall Detachable Needle | safetyglide-shielding-hypodermic-needle-3ml-22g-x-1-1-2--583.png
SKU: BD309657G | BD Syringe Only 3mL Luer-Lokâ„¢ Tip - 200 per Box | BD 3 ML SYRINGES & NEEDLES | syringe-only-3ml-luer-loktrade-tip-200-per-box-335.jpg
SKU: BD309644G | BD Syringe/ Needle Combination 10mL Luer-Lokâ„¢ Tip 20G x 1" - 100 per Box | BD 10 ML SYRINGES & NEEDLES | syringe-needle-combination-10ml-luer-loktrade-tip-20g-x-1-100-per-box-1d0.jpg
SKU: BD305482G | BD Syringe Only 10mL Eccentric Tip - 100 per Box | BD 10 ML SYRINGES & NEEDLES | syringe-only-10ml-eccentric-tip-100-per-box-4e5.jpg
SKU: BD309695G | BD Luer-Lok Tip Control Syringe 10mL - 25 per Box | BD 10 ML SYRINGES & NEEDLES | luer-lok-tip-control-syringe-10ml-25-per-box-4e5.jpg
SKU: BD305064G | BD Syringe 10mL Blunt Fill Needle & Luer-Lokâ„¢ Tip 18 G x 1 1/2" - 100 per Box | BD 10 ML SYRINGES & NEEDLES | syringe-10ml-blunt-fill-needle-amp-luer-loktrade-tip-18-g-x-1-1-2-100-per-box-1d0.jpg
SKU: CVN8881511110G | Covidien Insulin Safety Syringe 1mL 29G x 1/2" - 100 per Box | Latex free. Safety shield covers entire needle length. True transport position. Ultra-comfort, anti-coring, permanently attached needle. Accu-tip flat plunger tip. Low dead space. For U-100 insulin. Sterile. | insulin-safety-syringe-1ml-29g-x-1-2-100-per-box-704.jpg
SKU: CVN8881511136G | Covidien Insulin Safety Syringe 1/2mL 29G x 1/2" - 100 per Box | Latex free. Safety shield covers entire needle length. True transport position. Ultra-comfort, anti-coring, permanently attached needle. Accu-tip flat plunger tip. Low dead space. For U-100 insulin. Sterile. | insulin-safety-syringe-1-2ml-29g-x-1-2-100-per-box-704.jpg
SKU: CVN8881520657G | Covidien Syringe Only 20mL Luer Lock Tip 1cc Graduations - 50 per Box | Latex free. Ultra-sharp, tri-beveled, anti-coring needle. Luer lock syringe tip on combination units. Color-coded translucent needle hub and rigid pack packing. Robust, compact package. Autoclavable in rigid pack for use in O.R./procedure packs. Sterile. | syringe-only-20ml-luer-lock-tip-1cc-graduations-50-per-box-82a.jpg
SKU: CVN8881516911G | Covidien Syringe Only 6mL Regular Tip 0.2cc Graduations - 50 per Box | Latex free. Ultra-sharp, tri-beveled, anti-coring needle. Luer lock syringe tip on combination units. Color-coded translucent needle hub and rigid pack packing. Robust, compact package. Autoclavable in rigid pack for use in O.R./procedure packs. Sterile. | syringe-only-6ml-regular-tip-02cc-graduations-50-per-box-97e.jpg
SKU: CVN8881560265G | Covidien Syringe Only 60mL Toomey Tip 5cc & 1/4 oz Increment Graduations | Monojectâ„¢ 60 mL Syringe, Toomey Type. | syringe-only-60ml-toomey-tip-5cc-amp-1-4-oz-increment-graduations-3b8.jpg
SKU: CVN8881511201G | Covidien TB Safety Syringe 1mL 28G x 1/2" | Safety shield covers entire needle length. | tb-safety-syringe-1ml-28g-x-1-2--684.jpg
SKU: CVN1180320100G | Covidien Syringe 3mL 20G x 1" - 100 per Box | Latex free. Bold graduations: 0.1mL. Ultra-sharp, tri-beveled, anti-coring needle. Luer lock syringe tip on combination units. Tip cap included on syringe only units. Color-coded translucent needle hub. Longer plunger. Extended finger flanges. Color-coded gauge stripe and bar code on individual package. Shippable cartons. Sterile. | syringe-3ml-20g-x-1-100-per-box-01b.jpg
SKU: CVN1180600777G | Covidien Monoject 6 mL Syringe Luer Lock Tip | 6 mL syringes are sterile, single-use, and individually packaged without a needle. | monoject-6-ml-syringe-luer-lock-tip-bf4.png
SKU: TMCP3SG2-01T2609G | Terumo Medical Safety Needle 1cc Syringe 26G x 3/8" - 100 per Box | TERUMO SURGUARD2Â® 1CC TB SYRINGE WITH SAFETY NEEDLE | safety-needle-1cc-syringe-26g-x-3-8-100-per-box-4d6.jpg
SKU: CVN8881500501G | Covidien Allergy Tray 1/2mL TB Syringe 28 x 1/2" - 25 per Tray | Latex free. Each tray contains 25 allergy syringes. Ultra-comfort bevel on 28g needles. Graduations: 0.01mL. Accu-tip flat plunger tip. Sterile. | allergy-tray-1-2ml-tb-syringe-28-x-1-2-25-per-tray-235.jpg
SKU: SMTH4237G | Smiths Medical Needle Safety Hypodermic 25G x 5/8" 3ml Luer Lock Syringe Hub Color Black - 50 per Box | Meets NIOSH/CDC recommendations for safety devices. The safety feature is an integral part of the device. The safety feature engages with a single-handled technique. The clinician's hands and fingers remain behind the exposed sharp at all times. The clinician can easily tell whether the safety feature is activated. The needle is securely locked inside the safety device and remains protective through disposal. Removable needle allows use of a two-needle injection technique. Ultimate in safety syringe convenience. Needle hubs and product packaging color coded to simplify product storage and selection. 25G-27G needles: Safety feature completely rotates to facilitate intradermal injections and does not contribute to additional dead space to standard needle/syringe injections. Orange needle cap clinically indicates a U-100 syringe. Packaging clearly indicates use for syringe administration only. | needle-safety-hypodermic-25g-x-5-8-3ml-luer-lock-syringe-hub-color-black-50-per-box-bce.jpg
SKU: CVN8881892910G | Covidien Insulin Safety Syringe 1mL 29G x 1/2" - 50 per Box | COVIDIEN/MEDICAL SUPPLIES MAGELLANâ„¢ INSULIN & TB SAFETY SYRINGE | insulin-safety-syringe-1ml-29g-x-1-2-50-per-box-883.jpg
SKU: BD329461G | BD Insulin Syringe 1/2mL Lo-Doseâ„¢ Permanently Attached Needle 28 G x 1/2" Blister Pkg U-100 Micro-Fineâ„¢ IV Orange - 100 per Box | BD LO-DOSEâ„¢ INSULIN SYRINGE WITH NEEDLES | insulin-syringe-1-2ml-lo-dosetrade-permanently-attached-needle-28-g-x-1-2-blister-pkg-u-100-micro-finetrade-iv-orange-100-per-box-8d2.jpg
SKU: BD329465G | BD Insulin Syringe 1/2mL Lo-Doseâ„¢ Permanently Attached Needle 28 G x 1/2" Self-Contained U-100 Micro-Fineâ„¢ IV Orange - 100 per Box | BD LO-DOSEâ„¢ INSULIN SYRINGE WITH NEEDLES | insulin-syringe-1-2ml-lo-dosetrade-permanently-attached-needle-28-g-x-1-2-self-contained-u-100-micro-finetrade-iv-orange-100-per-box-8d2.jpg
SKU: CVN8881882712G | Covidien Tuberculin Safety Syringe 1mL 27G x 1/2" - 50 per Box | COVIDIEN/MEDICAL SUPPLIES MAGELLANâ„¢ INSULIN & TB SAFETY SYRINGE | tuberculin-safety-syringe-1ml-27g-x-1-2-50-per-box-5e5.jpg
SKU: MMP827555 | MHC Medical Products Insulin Syringe 27G x 1/2" 0.5 cc Orange | Quality compared to national leading brands100% Satisfaction Guaranteed or Your Money Back!Color-Coded to GaugeEasy-to-read information on each side of the boxNeedles are made with Surgical SteelTriple-Bevel Cut for a Sharper PointThin Wall Cannulas for an Easier FlowElectro-polished to Remove Burrs for a Smoother InjectionFilm Coated for Maximum Comfort | insulin-syringe-27g-x-1-2-05-cc-orange-33b.jpg
SKU: MMP822207 | MHC Medical Products Fliplock Safety TB Syringe with Exchangeable Needle 22G x 1.5" 10 ml Pink | FlipLockâ„¢Â Safety CapQuality compared to national leading brands100% Satisfaction GuaranteedEasy-to-read information on each side of the boxNeedles are made with Surgical SteelTriple-Bevel Cut for a Sharper PointThin Wall Cannulas for an Easier FlowElectro-polished to Remove Burrs for a Smoother InjectionFilm Coated for Maximum ComfortLuer Lock Needle | fliplock-safety-tb-syringe-with-exchangeable-needle-22g-x-15-10-ml-pink-ca5.png
SKU: EXEL27111G | Exel Safety Syringe w/ Safety Needle - 50 per Box | EXEL SECURETOUCH SAFETY SYRINGES | safety-syringe-w-safety-needle-50-per-box-2e9.jpg
SKU: BD309589 | BD Syringe Needle Combination 3mL Luer-Lok Tip 23G x 1Â½" IM Thin Wall | BD PrecisionGlideâ„¢ intramuscular needle, regular bevel, thin wall (Individual items packaged together). Detachable needle. | syringe-needle-combination-3ml-luer-lok-tip-23g-x-1frac12quot-im-thin-wall-b43.jpg
SKU: CVN8881533056 | Covidien Safety Syringe 3mL 20G x 1 1/2" RP | Safety Syringe 3mL 20G x 1 1/2" RP. | safety-syringe-3ml-20g-x-1-1-2-rp-945.jpg
SKU: BBN471727 | B Braun Medical Huber Needle 22G x 1 1/2" 90 | Female luer connector, on/off clamp, injection site, 90 degree huber needle. Components do not contain DEHP or natural rubber latex; Priming volume: 0.38 mL Length: 7 in. (17.8 cm) | huber-needle-22g-x-1-1-2-90-901.jpg
SKU: CVN8881850215 | Covidien Magellan Hypodermic Safety Needle 22 G x 1-1/2" | Magellanâ„¢ safety needles are needle based safety devices that protect the healthcare worker from accidental needlestick injuries. The easy one handed design and robust safety shield ensure the clinician is protected against any exposures from sharps injury. | magellan-hypodermic-safety-needle-22-g-x-1-1-2--9f0.jpg
SKU: BBNS9-7007MG | B Braun Medical Fistula Needles 17G x 1" Single Pack | Comes with MasterGuard anti-stick needle protector. Fixed wing. Standard bevel. 12" tubing. | fistula-needles-17g-x-1-single-pack-6d5.jpg
SKU: BBN471697 | B Braun Medical Huber Needle 19G x 1.5" 90Â° Bend 7" DEHP-Free Tubing On/ Off Clamp Latex Free | Huber Needle 19G x 1Â½" 90Â° Bend 7" DEHP-Free Tubing On/ Off Clamp Latex Free. | huber-needle-19g-x-15-90deg-bend-7quot-dehp-free-tubing-on-off-clamp-latex-free--107.jpg
SKU: BHDI645 | Busse Hospital Disposables Lumbar Puncture TraysPediatric/Infant | All components required for measuring cerebrospinal fluid pressure and aspirating CSF from the subarachnoid space are neatly arranged in these conveniently packed, sterile trays. Trays offer a choice of 22, 20 and 18g spinal needles for adult patients, and 22 and 12g for children and infants. Safety-Deluxe Lumbar Puncture Trays have been designed to help you comply with today's safety requirements. | lumbar-puncture-trayspediatric-infant-ee7.png
SKU: MLTX20-427 | Miltex Luer-lock Tonsil Needle Curved 23 Gauge 3-3/4" | Highly specialized for the ENT physician. | luer-lock-tonsil-needle-curved-23-gauge-3-3-4-4fd.jpg
SKU: BD405138G | BD Anesthesia Needles Syringes Trays Spinal Needle 25G x 3 1/2" High Flow Blue | BDâ„¢ Whitacre spinal needle, blue hub. High-flow pencil point. Sterile, single use , designed to spread the dural fibers and help reduce the occurrence of post dural puncture headache. | anesthesia-needles-syringes-trays-spinal-needle-25g-x-3-1-2-high-flow-blue-69b.jpg
SKU: TMCPNN-2732R | Terumo Medical Hypodermic Regular Wall Needle 27G x 1 1/4" | Terumo needles are known worldwide for extreme sharpness. | hypodermic-regular-wall-needle-27g-x-1-1-4-2f6.jpg
SKU: TMCPNN-3013R | Terumo Medical Hypodermic Regular Wall Needle 30G x .5" | Terumo Medical Corporation is a worldwide leader in the design, manufacture, and marketing of Hypodermic Syringes and Needles. Terumo pioneered many of today's most important hypodermic features such as ultra clear barrels, Latex-free syringes, and an integrated plunger stop which helps prevent the plunger from being accidentally pulled out.Terumo's Hypodermic needles use a unique double bevel design and precision manufacturing to provide ultra sharp needles, which translate into greater comfort for the patient. | hypodermic-regular-wall-needle-30g-x-5-eb9.jpg
SKU: ULTM9512 | UltiMed Pen Needle 12.7mm Depth 29G x 0.5 | UltiCare pen needles with UltiGuard combine pen needles and a sharps container in a single easy to use system. | pen-needle-127mm-depth-29g-x-05-e6a.jpg
SKU: ULTM9543 | UltiMed Pen Needle 4mm Depth 32G x 5/32" | UltiCare pen needles with UltiGuard combine pen needles and a sharps container in a single easy to use system. | pen-needle-4mm-depth-32g-x-5-32--126.jpg
SKU: TMCPNN-3025R | Terumo Medical Hypodermic Regular Wall Needle 30G x 1" | Terumo needles are known worldwide for extreme sharpness. Our double-bevel design is precision-ground and honed to exacting quality standards. This attention to detail enables Terumo needles to penetrate skin with less force, which can mean greater comfort for patients. | hypodermic-regular-wall-needle-30g-x-1-eac.jpg
SKU: TMCPNN-2325R | Terumo Medical Hypodermic Needles Ultra-Thin Wall Needle 23G x 1" | Terumo Medical Corporation is a worldwide leader in the design, manufacture, and marketing of Hypodermic Syringes and Needles. Terumo pioneered many of today's most important hypodermic features such as ultra clear barrels, Latex-free syringes, and an integrated plunger stop which helps prevent the plunger from being accidentally pulled out.Terumo's Hypodermic needles use a unique double bevel design and precision manufacturing to provide ultra sharp needles, which translate into greater comfort for the patient.Terumo's Research & Development continues to investigate and develop new features that provide the patient with greater comfort, the clinician with safer and easier to use products, and the medical facility with efficacious and cost effective hypodermic products. | hypodermic-needles-ultra-thin-wall-needle-23g-x-1-831.jpg
SKU: CVN8881204005 | Covidien Monoject Medication Transfer Needle | Sterile, single-use, individually packaged. Smooth, rounded aluminum hub and short butt end for evacuation. | monoject-medication-transfer-needle-b86.jpg
SKU: MYCOSN23G350 | Myco Medical Spinal Needle 23G x 3" Non Sterile | MYCO's K-3 point spinal needle is made of thin walled stainless steel for maximum lumen. | spinal-needle-23g-x-3-non-sterile--259.jpg
SKU: BD511178 | BD Titus IV Needle 18G x 1.25" | BD Titus intravenous (aterial, blood transfusion) needle. | titus-iv-needle-18g-x-125-08d.jpg
SKU: BD511114 | BD Spinal Needle 18G x 3.5" Quincke spinal needle | Spinal Needle, 18G x 3.5" Quincke spinal needle | spinal-needle-18g-x-35-quincke-spinal-needle-e4d.jpg
SKU: BBN4665643-02 | B Braun Medical Needle 21G x 4Â¾" | Extremely smooth surface with light silicone coating designed to minimize discomfort | needle-21g-x-4frac34quot-f6b.jpg
SKU: BD329515 | BD Autoshield Duo Insulin Pens Needles 30G x 5mm | BD AutoShieldâ„¢ Duo is the only pen needle that passively covers the front and back needles, eliminating exposure after use. Studies show that both ends of a pen needle are contaminated after use so both ends of the needle require safety features. 80% of U.S. hospitals use pens made by multiple manufacturers. BD AutoShieldâ„¢ Duo is the only pen needle that fits every diabetes pen. | autoshield-duo-insulin-pens-needles-30g-x-5mm-1bd.jpg
SKU: BBN333689 | B Braun Medical Insulated Needle 22G x 2" Extension Set 30Â° Bevel | Fully coated stimulation needle with pin point electrode designed for more pronounced motor response at closer nerve to needle distances. | insulated-needle-22g-x-2quot-extension-set-30deg-bevel-ab1.jpg
SKU: BD303010 | BD General Use Syringes, General Use Syringes & Needles | 25 G x 5/8 in. BD PrecisionGlide needle; bulk, non-sterile. Regular wall, regular bevel. (5000/ca) | general-use-syringes-general-use-syringes-needles-0ed.gif
SKU: CVNSC3513X | Covidien Needle, 13G x 3", Bone Marrow Biopsy (Goldenberg Snarecoilâ„¢), 10/bx NOTE: Made to Order | The GOLDENBERG SNARECOILÃ¢â€žÂ¢* Bone Marrow Biopsy Needle incorporates a unique and patented coil mechanism, eliminating the need to rock or twist to server and secure the specimen. The revolutionary design helps the clinicians to quickly and precisely harvest long, non-fragmented marrow samples. Available as single needles in a variety of sizes. | needle-13g-x-3-bone-marrow-biopsy-goldenberg-snarecoiltrade-10-bx-note-made-to-order-ad9.jpg
SKU: CVNSC6011X | Covidien Needle, 11G x 6", Bone Marrow Biopsy (Goldenberg Snarecoilâ„¢), 10/bx | The GOLDENBERG SNARECOILÃ¢â€žÂ¢* Bone Marrow Biopsy Needle incorporates a unique and patented coil mechanism, eliminating the need to rock or twist to server and secure the specimen. The revolutionary design helps the clinicians to quickly and precisely harvest long, non-fragmented marrow samples. Available as single needles in a variety of sizes. | needle-11g-x-6-bone-marrow-biopsy-goldenberg-snarecoiltrade-10-bx-d40.jpg
SKU: CVN8881245164 | Covidien Aspiration Needle, 16G, Adjustable 3/16" to 1 7/8", 10/cs | Feature The Monoject Illinois needle is an adjustable-length needle specially designed for obtaining a marrow fluid aspirant This needle features a sharp, rigid steel needle and an ergonomic handle design In addition, a locking nut allows you to control insertion depth for safe sternal or iliac aspiration The 16-gauge needle size also makes the unit appropriate for use in pediatric intraosseous infusion procedures Available as a single needle Also packaged in sterile tray configurations designed to meet your individual needs Monoject I-Type Sternal-Iliac Aspiration Needle 16ga adjustable 3/16" to 1-7/8" | aspiration-needle-16g-adjustable-3-16-to-1-7-8-10-cs-b83.jpg
SKU: CVN8881247111 | Covidien J-Type Biopsy/ Aspiratin Needle, 11G x 4", Sterile, 10/cs | Comfortable ergonomic handle. A two-piece, positive-locking needle-stylet design with superior double cutting needle edge. Beveled stylet tip projects beyond needle edge. Integral luer lock fitting accepts luer slip or luer lock syringe. | j-type-biopsy-aspiratin-needle-11g-x-4-sterile-10-cs-6d2.jpg
SKU: CVN1188818100 | Covidien Hypo Needle 18G x 1" | New improved needle lubricant. Translucent, color-coded luer lock hub. Color coded gauge stripe and bar code on individual package. Sterile. | hypo-needle-18g-x-1--9ef.jpg
SKU: CVN8881200151 | Covidien Hypo Needle, 19G TW x 1 1/4" A, 100/bx, 10 bx/cs | Latex free. Ultra-sharp, tri-beveled, anti-coring needle. Aluminum luer lock hub. Color-coded needle sheath. Autoclavable in rigid pack for use in O.R./procedure packs. Sterile. | hypo-needle-19g-tw-x-1-1-4-a-100-bx-10-bx-cs-67d.jpg
SKU: CVN1188823012 | Covidien Hypo Needle, 23G x 1/2", 100/bx, 10 bx/cs | Latex free. Ultra-sharp, tri-beveled, anti-coring needle. New improved needle lubricant. Translucent, color-coded luer lock hub. Color coded gauge stripe and bar code on individual package. Sterile. | hypo-needle-23g-x-1-2-100-bx-10-bx-cs-312.jpg
SKU: MYCOTU22G351 | Myco Medical Detachable Wing Needle, Metal Stylet, 22G x 3 1/2", Black, 25/bx, 4 bx/cs | Feature MYCO's Tuohy Point epidural needles feature an echogenic tip and metric marks for accurate placement. This needle has a curved design which allows protection of the catheter from damage during catheterization procedures and allows for smooth insertion into the epidural space. The ultra thin wall of the cannula allows insertion of a catheter of a larger size. MYCO's Tuohy Point epidural needles are offered in 16 to 22 Gauge featuring short and long lengths up to 6 inches. This needle is packaged with a fixed or detachable wing. | detachable-wing-needle-metal-stylet-22g-x-3-1-2-black-25-bx-4-bx-cs-88d.jpg
SKU: MYCOPP27G351 | Myco Medical A-trumatic Spinal Needle, 27G x 3 1/2", Gray, 25/bx | The conical design of Pencil Point spinal needles makes it possible to minimize lesions of the dura fibers and reduce the incidence of postoperative headaches. | a-trumatic-spinal-needle-27g-x-3-1-2-gray-25-bx-b20.jpg
SKU: MYCOSN22G601-RW | Myco Medical Reli Quincke Spinal Needle | MYCO's K-3 point spinal needle is made of thin walled stainless steel for maximum lumen. Its smooth but moderate insertion resistance makes it possible to easily identify the tissue site. | reli-quincke-spinal-needle-3e4.jpg
SKU: MYCOTU20G351 | Myco Medical Detachable Wing Needle, 20G x 3 1/2", Yellow, 25/bx | Feature MYCO's Tuohy Point epidural needles feature an echogenic tip and metric marks for accurate placement. This needle has a curved design which allows protection of the catheter from damage during catheterization procedures and allows for smooth insertion into the epidural space. The ultra thin wall of the cannula allows insertion of a catheter of a larger size. MYCO's Tuohy Point epidural needles are offered in 16 to 22 Gauge featuring short and long lengths up to 6 inches. This needle is packaged with a fixed or detachable wing. | detachable-wing-needle-20g-x-3-1-2-yellow-25-bx-f9a.jpg
SKU: MYCOTU18G351 | Myco Medical Detachable Wing Needle, 18G x 3 1/2", Pink, 25/bx, 4 bx/cs | Feature MYCO's Tuohy Point epidural needles feature an echogenic tip and metric marks for accurate placement. This needle has a curved design which allows protection of the catheter from damage during catheterization procedures and allows for smooth insertion into the epidural space. The ultra thin wall of the cannula allows insertion of a catheter of a larger size. MYCO's Tuohy Point epidural needles are offered in 16 to 22 Gauge featuring short and long lengths up to 6 inches. This needle is packaged with a fixed or detachable wing. | detachable-wing-needle-18g-x-3-1-2-pink-25-bx-4-bx-cs-df0.jpg
SKU: MYCOTUFW18G351 | Myco Medical Fixed Wing Needle, 18G x 3 1/2", Pink, 25/bx | Feature MYCO's Tuohy Point epidural needles feature an echogenic tip and metric marks for accurate placement. This needle has a curved design which allows protection of the catheter from damage during catheterization procedures and allows for smooth insertion into the epidural space. The ultra thin wall of the cannula allows insertion of a catheter of a larger size. MYCO's Tuohy Point epidural needles are offered in 16 to 22 Gauge featuring short and long lengths up to 6 inches. This needle is packaged with a fixed or detachable wing. | fixed-wing-needle-18g-x-3-1-2-pink-25-bx-dd5.jpg
SKU: BBND9-2016MG | B Braun Medical Fistula Needles 16G x 1 1/4" Twin Pack | AV Fistula Needle Set 16 Ga. X 1-1/4" Twin Pack FW with MasterGuardÂ® anti-stick needle protector. Fixed wing twin pack (includes 120 pairs of AV fistula needles plus 10 single needles) | fistula-needles-16g-x-1-1-4-twin-pack-c86.jpg
SKU: BBNS9-7015MG | B Braun Medical Fistula Needles, 15G x 1 1/4", Single Pack, 250/cs | Comes with MasterGuard anti-stick needle protector. Fixed wing. Standard bevel. 12" tubing. | fistula-needles-15g-x-1-1-4-single-pack-250-cs-672.jpg
SKU: BBNS9-7016MG | B Braun Medical Fistula Needles, 16G x 1 1/4", Single Pack, 250/cs | Comes with MasterGuard anti-stick needle protector. Fixed wing. Standard bevel. 12" tubing. | fistula-needles-16g-x-1-1-4-single-pack-250-cs-acf.jpg
SKU: BBNS9-7017MG | B Braun Medical Fistula Needles 17G x 1 1/4" | Comes with MasterGuard anti-stick needle protector. Fixed wing. Standard bevel. 12" tubing. | fistula-needles-17g-x-1-1-4-8f8.jpg
SKU: BHDI654 | Busse Hospital Disposables Bone Marrow Biopsy Tray With I Style and J Style Needles | Bone Marrow Biopsy Tray With I-Style and J-Style Needles. | bone-marrow-biopsy-tray-with-i-style-and-j-style-needles-b95.jpg
SKU: EXEL26450 | Exel Aluminum Hub Hypodermic Needles: Hard Pack, 14G x 1" | Latex Free. Designed for veterinary use. Sterile, Non toxic, Pyrogen free. Needles and boxes are color-coded for easy identification. Autoclavable. Each needle is individually packaged and sealed with a tamper evident heat stake. | aluminum-hub-hypodermic-needles-hard-pack-14g-x-1-3bb.jpg
SKU: EXEL26452 | Exel Aluminum Hub Hypodermic Needles Hard Pack 14G x 1 1/2" | Designed for veterinary use. | aluminum-hub-hypodermic-needles-hard-pack-14g-x-1-1-2-1b5.jpg
SKU: EXEL26454 | Exel Aluminum Hub Hypodermic Needles: Hard Pack, 14G x 2" | Latex Free. Designed for veterinary use. Sterile, Non toxic, Pyrogen free. Needles and boxes are color-coded for easy identification. Autoclavable. Each needle is individually packaged and sealed with a tamper evident heat stake. | aluminum-hub-hypodermic-needles-hard-pack-14g-x-2-786.jpg
SKU: EXEL26456 | Exel Aluminum Hub Hypodermic Needles: Hard Pack, 16G x 3/4" | Latex Free. Designed for veterinary use. Sterile, Non toxic, Pyrogen free. Needles and boxes are color-coded for easy identification. Autoclavable. Each needle is individually packaged and sealed with a tamper evident heat stake. | aluminum-hub-hypodermic-needles-hard-pack-16g-x-3-4-1c9.jpg
SKU: EXEL26457 | Exel Aluminum Hub Hypodermic Needles: Hard Pack, 16G x 1" | Latex Free. Designed for veterinary use. Sterile, Non toxic, Pyrogen free. Needles and boxes are color-coded for easy identification. Autoclavable. Each needle is individually packaged and sealed with a tamper evident heat stake. | aluminum-hub-hypodermic-needles-hard-pack-16g-x-1-132.jpg
SKU: EXEL26458 | Exel Aluminum Hub Hypodermic Needles Hard Pack 16G x 1.5" | Designed for veterinary use. | aluminum-hub-hypodermic-needles-hard-pack-16g-x-15-154.jpg
SKU: EXEL26461 | Exel Aluminum Hub Hypodermic Needles: Hard Pack, 18G x 3/4" | Latex Free. Designed for veterinary use. Sterile, Non toxic, Pyrogen free. Needles and boxes are color-coded for easy identification. Autoclavable. Each needle is individually packaged and sealed with a tamper evident heat stake. | aluminum-hub-hypodermic-needles-hard-pack-18g-x-3-4-624.jpg
SKU: EXEL26462 | Exel Aluminum Hub Hypodermic Needles: Hard Pack, 18G x 1" | Latex Free. Designed for veterinary use. Sterile, Non toxic, Pyrogen free. Needles and boxes are color-coded for easy identification. Autoclavable. Each needle is individually packaged and sealed with a tamper evident heat stake. | aluminum-hub-hypodermic-needles-hard-pack-18g-x-1-b9d.jpg
SKU: EXEL26464 | Exel Aluminum Hub Hypodermic Needles: Hard Pack, 18G x 1 1/2" | Latex Free. Designed for veterinary use. Sterile, Non toxic, Pyrogen free. Needles and boxes are color-coded for easy identification. Autoclavable. Each needle is individually packaged and sealed with a tamper evident heat stake. | aluminum-hub-hypodermic-needles-hard-pack-18g-x-1-1-2-454.jpg
SKU: EXEL26467 | Exel Aluminum Hub Hypodermic Needles: Hard Pack, 20G x 1" | Latex Free. Designed for veterinary use. Sterile, Non toxic, Pyrogen free. Needles and boxes are color-coded for easy identification. Autoclavable. Each needle is individually packaged and sealed with a tamper evident heat stake. | aluminum-hub-hypodermic-needles-hard-pack-20g-x-1-8cd.jpg
SKU: EXEL26468 | Exel Aluminum Hub Hypodermic Needles: Hard Pack, 20G x 1 1/2" | Latex Free. Designed for veterinary use. Sterile, Non toxic, Pyrogen free. Needles and boxes are color-coded for easy identification. Autoclavable. Each needle is individually packaged and sealed with a tamper evident heat stake. | aluminum-hub-hypodermic-needles-hard-pack-20g-x-1-1-2-972.jpg
SKU: EXEL26003 | Exel Insulin Pen Needle 29G x Â½" | Optimum treatment with maximum simplicity. Sterile, non-toxic, non-pyrogenic. Double point system. Patient point with triple beveling for easy and atraumatic penetration. Cartridge point sharpened for a perfect punch with no fragmentation. Compatible with all available pen models. Easy flow of medication without any impurities. | insulin-pen-needle-29g-x-frac12quot-454.jpg
SKU: EXEL26004 | Exel Insulin Pen Needle 31G x Â¼" | Optimum treatment with maximum simplicity. Sterile, non-toxic, non-pyrogenic. Double point system. Patient point with triple beveling for easy and atraumatic penetration. Cartridge point sharpened for a perfect punch with no fragmentation. Compatible with all available pen models. Easy flow of medication without any impurities. | insulin-pen-needle-31g-x-frac14quot-355.jpg
SKU: EXEL26005 | Exel Insulin Pen Needle, 31G x 1/3" | Optimum treatment with maximum simplicity. Sterile, non-toxic, non-pyrogenic. Double point system. Patient point with triple beveling for easy and atraumatic penetration. Cartridge point sharpened for a perfect punch with no fragmentation. Compatible with all available pen models. Easy flow of medication without any impurities. | insulin-pen-needle-31g-x-1-3-b40.jpg
SKU: EXEL26555 | Exel Dental Needle Plastic Hub, 30G Short, Blue | Latex Free. New hub design lowers the chances of needle breakage by 500%.New RED DOT on the needle hub marks the needle bevel position, even when the needle point is not visible. Years of exacting experience in the production of hypodermic needles has been applied to the production of Dental Needles, virtually painless, atraumatic, and perfectly sharp to give maximum patient comfort. Dental Needle production is computer controlled in all processes from manufacture to inspection. In addition, every needle passes and optical inspection. The cannula is siliconized. Needles are sterilized by Ethylene Oxide and their sterility is guaranteed by testing every production lot prior to release Dental Needle hubs and boxes are color-coded by gauge for easier identification of suitable needle and gauge. Each needle is individually packaged, sterilized, and ready for immediate use. Self-tapping ribs placed on the outside of the hub, and inside threads make for ease of use. Larger cannula lumen (.0055"). Available with inch thread and millimeter thread. | dental-needle-plastic-hub-30g-short-blue-641.jpg
SKU: EXEL26557 | Exel Dental Needle Plastic Hub, 27G X-Long, Yellow | Latex Free. New hub design lowers the chances of needle breakage by 500%.New RED DOT on the needle hub marks the needle bevel position, even when the needle point is not visible. Years of exacting experience in the production of hypodermic needles has been applied to the production of Dental Needles, virtually painless, atraumatic, and perfectly sharp to give maximum patient comfort. Dental Needle production is computer controlled in all processes from manufacture to inspection. In addition, every needle passes and optical inspection. The cannula is siliconized. Needles are sterilized by Ethylene Oxide and their sterility is guaranteed by testing every production lot prior to release Dental Needle hubs and boxes are color-coded by gauge for easier identification of suitable needle and gauge. Each needle is individually packaged, sterilized, and ready for immediate use. Self-tapping ribs placed on the outside of the hub, and inside threads make for ease of use. Larger cannula lumen (.0055"). Available with inch thread and millimeter thread. | dental-needle-plastic-hub-27g-x-long-yellow-b2e.jpg
SKU: EXEL26562 | Exel Dental Needle Plastic Hub, 30G X-Long, Blue | Latex Free. New hub design lowers the chances of needle breakage by 500%.New RED DOT on the needle hub marks the needle bevel position, even when the needle point is not visible. Years of exacting experience in the production of hypodermic needles has been applied to the production of Dental Needles, virtually painless, atraumatic, and perfectly sharp to give maximum patient comfort. Dental Needle production is computer controlled in all processes from manufacture to inspection. In addition, every needle passes and optical inspection. The cannula is siliconized. Needles are sterilized by Ethylene Oxide and their sterility is guaranteed by testing every production lot prior to release Dental Needle hubs and boxes are color-coded by gauge for easier identification of suitable needle and gauge. Each needle is individually packaged, sterilized, and ready for immediate use. Self-tapping ribs placed on the outside of the hub, and inside threads make for ease of use. Larger cannula lumen (.0055"). Available with inch thread and millimeter thread. | dental-needle-plastic-hub-30g-x-long-blue-371.jpg
SKU: EXEL26960 | Exel Spinal Needle, 18G (1.20mm) x 3 1/2", Pink | Latex Free. Conventional blister packaging. Siliconized for smooth comfortable penetration. Transparent plastic hub. | spinal-needle-18g-120mm-x-3-1-2-pink-9e4.jpg
SKU: EXEL26964 | Exel Spinal Needle 20G x 3 1/2" Yellow | Latex Free. Conventional blister packaging. Siliconized for smooth comfortable penetration. Transparent plastic hub | spinal-needle-20g-x-3-1-2-yellow-13e.jpg
SKU: EXEL26967 | Exel Spinal Needle, 22G (0.70mm) x 3 1/2", Black | Latex Free. Conventional blister packaging. Siliconized for smooth comfortable penetration. Transparent plastic hub. | spinal-needle-22g-070mm-x-3-1-2-black-69b.jpg
SKU: EXEL26970 | Exel Quinke Bevel Spinal Needles | Siliconized for smooth comfortable penetration | quinke-bevel-spinal-needles--135.jpg
SKU: MYCOCH22G801 | Myco Medical Echogenic Chiba Spinal Needle For Fine Aspiration, 22G x 8" Black Sterile | All Chiba needles feature Echogenic tip, depth stopper and metric marks for accurate placement. | echogenic-chiba-spinal-needle-for-fine-aspiration-22g-x-8-black-sterile-4a4.jpg
SKU: BD405180 | BD Spinal Needle 25G x 3Â½" Blue | Sterile, disposable needles have tinted translucent Luer-Lok hub for better visualization of cerebrospinal fluid. Quick point spreads, rather than cuts, longitudinal dural fibers. | spinal-needle-25g-x-3frac12quot-blue-229.jpg
SKU: BD405181 | BD Spinal Needle 22G x 3Â½" Black | Sterile, disposable needles have tinted translucent Luer-Lok hub for better visualization of cerebrospinal fluid. Quick point spreads, rather than cuts, longitudinal dural fibers. | spinal-needle-22g-x-3frac12quot-black-eac.jpg
SKU: CVN8881471232 | Covidien Endodontic Irrigation Needle 23G x 1Â¼ Orange Sterile | Endodontic Irrigation Needles - Sterile, 23 x 11â„4â€, Orange | endodontic-irrigation-needle-23g-x-1frac14-orange-sterile-930.jpg
SKU: CVN8881471273 | Covidien Endodontic Irrigation Needle 27G x 1Â¼ Yellow Sterile | Endodontic Irrigation Needles - Sterile, 27 x 11â„4â€ , Yellow | endodontic-irrigation-needle-27g-x-1frac14-yellow-sterile-2b7.jpg
SKU: CVN8881401031 | Covidien Metal Hub Dental Needle 25G Long 1 3/8" Red Sterile | Metal Hub Dental Needle, 25 Long x 1 3 â„8â€, Red | metal-hub-dental-needle-25g-long-1-3-8quot-red-sterile-eee.jpg
SKU: CVN8881401049 | Covidien Metal Hub Dental Disposable Needle, 25 Short x 1â€, Red, Sterile | Metal Hub Dental Disposable Needle, 25 Short x 1â€, Red, Sterile | metal-hub-dental-disposable-needle-25-short-x-1-red-sterile-43b.jpg
SKU: CVN8881401056 | Covidien Metal Hub Dental Needle, 27G Long, 1 3/8" (36.5mm), Yellow, Sterile | Metal Hub Dental Needle, 27G Long, 1 3/8" (36.5mm), Yellow, Sterile | metal-hub-dental-needle-27g-long-1-3-8-365mm-yellow-sterile-d5d.jpg
SKU: CVN8881401064 | Covidien Metal Hub Dental Needle, 27 Short, 1" (26mm), Yellow, Sterile | Metal Hub Dental Needle, 27 Short, 1" (26mm), Yellow, Sterile | metal-hub-dental-needle-27-short-1-26mm-yellow-sterile-54e.jpg
SKU: CVN8881401072 | Covidien 401 Metal Hub Dental Needle, Sterile, Disposable, 30 Short X 1â€ (26mm) | 401 Metal Hub Dental Needle, Sterile, Disposable, 30 Short X 1â€ (26Mm) | 401-metal-hub-dental-needle-sterile-disposable-30-short-x-1-26mm-340.jpg
SKU: CVN8881401171 | Covidien Metal Hub Dental Needle 30G X-Short Â½" Blue with White Cap Sterile | Rigid autoclavable polypropylene hard pack with tamper-evident heat stake. Ultra sharp, tri-beveled, anti-coring lancet point. Anti-coring butt end point design. Sterile and disposable. | metal-hub-dental-needle-30g-x-short-frac12quot-blue-with-white-cap-sterile-021.jpg
SKU: CVN8881400074 | Covidien Plastic Hub Dental Needle 30G Short Â¾" L Blue | 400 Plastic Hub Dental Needle, Sterile, disposable, 30 Short x 3 â„4â€ (21mm) | plastic-hub-dental-needle-30g-short-frac34quot-l-blue-9c7.jpg
SKU: CVN8881400033 | Covidien Plastic Hub Dental Needle 25G Long 1Â¼" Red Sterile | MONOJECT Plastic Hub Dental Needles, 25 Long x 1 1 â„4â€ , Red, Sterile | plastic-hub-dental-needle-25g-long-1frac14quot-red-sterile-5e8.jpg
SKU: CVN8881400058 | Covidien Plastic Hub Dental Needle 27G Long 1Â¼" Yellow Sterile | 400 Plastic Hub Dental Needle, Sterile, disposable, 27 Long x 1 1 â„4â€ (32mm) | plastic-hub-dental-needle-27g-long-1frac14quot-yellow-sterile-e63.jpg
SKU: CVN8881400066 | Covidien Plastic Hub Dental Needle 27G Short Â¾" Yellow Sterile | Plastic Hub Dental Needle, 27 Short x 3â„4â€ , Yellow | plastic-hub-dental-needle-27g-short-frac34quot-yellow-sterile-c75.jpg
SKU: CVN8881400173 | Covidien Plastic Hub Dental Needle 30G X-Short Â½" Blue White Cap Sterile | Plastic Hub Dental Needle, 30 X-Short x 1 â„2â€ (11mm), Blue (white cap) | plastic-hub-dental-needle-30g-x-short-frac12quot-blue-white-cap-sterile-d23.jpg
SKU: EXEL26455B | Exel Aluminum Hub Hypodermic Needles: Hard Pack, 16G x 5/8" | Latex Free. Sterile, Non toxic, Pyrogen free. Autoclavable. Designed for veterinary use. Needles and boxes are color-coded for easy identification. Each needle is individually packaged and sealed with a tamper evident heat stake. | aluminum-hub-hypodermic-needles-hard-pack-16g-x-5-8-3e8.jpg
SKU: EXEL26463B | Exel Aluminum Hub Hypodermic Needles: Hard Pack, 18G x 5/8" | Latex Free. Sterile, Non toxic, Pyrogen free. Autoclavable. Designed for veterinary use. Needles and boxes are color-coded for easy identification. Each needle is individually packaged and sealed with a tamper evident heat stake. | aluminum-hub-hypodermic-needles-hard-pack-18g-x-5-8-68d.jpg
SKU: BD305313 | BD General Use Needles, Hypodermic Needles | 22 G x 1 1/2 in. BD Integra needle (100/sp, 1000/ca) | general-use-needles-hypodermic-needles-253.jpg
SKU: CVN8881850510 | Covidien Magellan Hypodermic Safety Needle 25 G x 1" | Magellan safety needles are needle based safety devices that protect the healthcare worker from accidental needlestick injuries. The easy one handed design and robust safety shield ensure the clinician is protected against any exposures from sharps injury. | magellan-hypodermic-safety-needle-25-g-x-1-aeb.jpg
SKU: SKIL305115 | Skil Care CooLine Mesh Sleeper Jacket - Large | Sleeper Jacket, CooLine | cooline-mesh-sleeper-jacket-large-9e7.jpg
SKU: EXEL26905 | Exel Huber Needle 19G x Â¾â€ Right Angle | Latex free. Non-coring huber needles are used on patients who have an implanted port and are receiving drug therapy. Huber needles are used to prevent damage to the port. | huber-needle-19g-x-frac34rdquo-right-angle-251.jpg
SKU: CVN1188827112 | Covidien Hypo Needle 27G x 1 1/2" A | Latex free. Ultra-sharp, tri-beveled, anti-coring needle. New improved needle lubricant. Translucent, color-coded luer lock hub. Color coded gauge stripe and bar code on individual package. Sterile. | hypo-needle-27g-x-1-1-2quot-a-ec1.jpg
SKU: BD305539 | BD Allergist Tray 1mL Permanently Attached Needle 26G x 3/8" Intradermal Bevel | Trays with permanently attached SafetyGlide needle. | allergist-tray-1ml-permanently-attached-needle-26g-x-3-8quot-intradermal-bevel-a33.jpg
SKU: KCC18313 | Halyard Tuohy Epidural Needle 22G x 31/4" Plastic Hub | Tuohy Epidural Needle, 22G x 31/4", Plastic Hub, 25/bx | tuohy-epidural-needle-22g-x-31-4-plastic-hub-d29.jpg
SKU: EXEL26960G | Exel Spinal Needle 18G x 3 1/2" Pink - 50 per Box | Latex free. Plastic luer-lock hub. Sterile. Disposable. Color coded to size. | spinal-needle-18g-x-3-1-2-pink-50-per-box-4a6.jpg
SKU: EXEL26964G | Exel Spinal Needle 20G x 3 1/2" Yellow - 50 per Box | Latex free. Plastic luer-lock hub. Sterile. Disposable. Color coded to size. | spinal-needle-20g-x-3-1-2-yellow-50-per-box-4a6.jpg
SKU: EXEL26967G | Exel Spinal Needle 22G x 3 1/2" Black - 50 per Box | Latex free. Plastic luer-lock hub. Sterile. Disposable. Color coded to size. | spinal-needle-22g-x-3-1-2-black-50-per-box-4a6.jpg
SKU: EXEL26970G | Exel Spinal Needle 25G x 3 1/2" Orange - 50 per Box | Latex free. Plastic luer-lock hub. Sterile. Disposable. Color coded to size. | spinal-needle-25g-x-3-1-2-orange-50-per-box-4a6.jpg
SKU: BD405186G | BD Weiss Needle 20G x 3 1/2" Fixed Wings Modified Tuohy Point - 10 per Box | Preferred epidural needles with modified, tactile point geometries. | weiss-needle-20g-x-3-1-2-fixed-wings-modified-tuohy-point-10-per-box-f3c.jpg
SKU: EXEL26555G | Exel Dental Needle 30G Short - 100 per Box | Latex free. Sterile. The needles have a plastic hub with a red dot to indicate bevel position. | dental-needle-30g-short-100-per-box-65d.jpg
SKU: BBN415072G | B Braun Medical Lateral Flow Vented Needle Vented Piercing Pin Specifically Designed to Minimize Drug Foaming During the Reconstitution Process Luer Lock Connector DEHP & Latex Free - Each | B BRAUN VENTED NEEDLES | lateral-flow-vented-needle-vented-piercing-pin-specifically-designed-to-minimize-drug-foaming-during-the-reconstitution-process-luer-lock-connector-de-2ae.jpg
SKU: BBN332160G | B Braun Medical Tuohy Epidural Needle 18G x 6" Clear Hub & Wings - Each | B BRAUN PERIFIXÂ® EPIDURAL NEEDLES | tuohy-epidural-needle-18g-x-6-clear-hub-amp-wings-each-d31.jpg
SKU: BBN332166G | B Braun Medical Tuohy Needle 18G x 3 1/2" Clear Hub & Wings - Each | B BRAUN PERIFIXÂ® EPIDURAL NEEDLES | tuohy-needle-18g-x-3-1-2-clear-hub-amp-wings-each-b7b.jpg
SKU: BBN332168G | B Braun Medical Tuohy Epidural Needle 20G x 3 1/2" Winged - Each | B BRAUN PERIFIXÂ® EPIDURAL NEEDLES | tuohy-epidural-needle-20g-x-3-1-2-winged-each-d7b.jpg
SKU: BBN332171G | B Braun Medical Tuohy Epidural Needle 22G x 3" Winged - Each | B BRAUN PERIFIXÂ® EPIDURAL NEEDLES | tuohy-epidural-needle-22g-x-3-winged-each-7f6.jpg
SKU: BBN332180G | B Braun Medical Tuohy Needle 17G x 3 1/2" Clear Hub & Wings - Each | B BRAUN PERIFIXÂ® EPIDURAL NEEDLES | tuohy-needle-17g-x-3-1-2-clear-hub-amp-wings-each-06d.jpg
SKU: TMCPNN-3013RG | Terumo Medical Hypodermic Needles Regular Wall 30G x 1/2" | Terumo Medical Corporation is a worldwide leader in the design, manufacture, and marketing of Hypodermic Syringes and Needles. Terumo's Hypodermic needles use a unique double bevel design and precision manufacturing to provide ultra sharp needles, which translate into greater comfort for the patient.Terumo's Research & Development continues to investigate and develop new features that provide the patient with greater comfort, the clinician with safer and easier to use products, and the medical facility with efficacious and cost effective hypodermic products. | hypodermic-needles-regular-wall-30g-x-1-2-a4b.jpg
SKU: BD305200G | BD Needle 19G x 1 1/2" Thin Wall 5 Micron - 100 per Box | BD FILTER NEEDLES | needle-19g-x-1-1-2-thin-wall-5-micron-100-per-box-0cb.jpg
SKU: CVN8881400074G | Covidien Plastic Hub Dental Needle 30G Short 3/4" L Blue | Rigid autoclavable polypropylene hard pack. Tamper-evident heat stake. Self-threading, self aligning universal fit hub design. Ultra sharp, tri-beveled, anti-coring lancet point. Anti-coring butt end point design. | plastic-hub-dental-needle-30g-short-3-4-l-blue--70b.jpg
SKU: CVN8881400033G | Covidien Plastic Hub Dental Needle 25G Long 1 1/4" Red Sterile - 100 per Box | Rigid autoclavable polypropylene hard pack. Tamper-evident heat stake. Self-threading, self aligning universal fit hub design. Ultra sharp, tri-beveled, anti-coring lancet point. Anti-coring butt end point design. | plastic-hub-dental-needle-25g-long-1-1-4-red-sterile-100-per-box-70b.jpg
SKU: CVN8881400041G | Covidien Plastic Hub Dental Needle 25G Short 3/4" Red Sterile | Rigid autoclavable polypropylene hard pack. | plastic-hub-dental-needle-25g-short-3-4-red-sterile-70b.jpg
SKU: CVN8881400058G | Covidien Plastic Hub Dental Needle 27G Long 1 1/4" Yellow Sterile - 100 per Box | Rigid autoclavable polypropylene hard pack. Tamper-evident heat stake. Self-threading, self aligning universal fit hub design. Ultra sharp, tri-beveled, anti-coring lancet point. Anti-coring butt end point design. | plastic-hub-dental-needle-27g-long-1-1-4-yellow-sterile-100-per-box-70b.jpg
SKU: CVN8881400066G | Covidien Plastic Hub Dental Needle 27G Short 3/4" Yellow Sterile - 100 per Box | Rigid autoclavable polypropylene hard pack. Tamper-evident heat stake. Self-threading, self aligning universal fit hub design. Ultra sharp, tri-beveled, anti-coring lancet point. Anti-coring butt end point design. | plastic-hub-dental-needle-27g-short-3-4-yellow-sterile-100-per-box-70b.jpg
SKU: CVN8881400173G | Covidien Plastic Hub Dental Needle 30G X-Short 1/2" Blue White Cap Sterile - 100 per Box | Rigid autoclavable polypropylene hard pack. Tamper-evident heat stake. Self-threading, self aligning universal fit hub design. Ultra sharp, tri-beveled, anti-coring lancet point. Anti-coring butt end point design. | plastic-hub-dental-needle-30g-x-short-1-2-blue-white-cap-sterile-100-per-box-ba1.jpg
SKU: CVN8881850510G | Covidien Safety Needle 25G x 1" - 50 per Box | Latex free. Needle-based safety technology. Intuitive, one-handed operation. Ultra sharp, tri-beveled, anti-corning needle. Self-leveling needle sheath. Sterile. | safety-needle-25g-x-1-50-per-box-e05.jpg
SKU: CVN8881850558G | Covidien Safety Needle 25G x 5/8" - 50 per Box | Latex free. Needle-based safety technology. Intuitive, one-handed operation. Ultra sharp, tri-beveled, anti-corning needle. Self-leveling needle sheath. Sterile. | safety-needle-25g-x-5-8-50-per-box-e05.jpg
SKU: CVN1188825058G | Covidien Hypo Needle 25G x 5/8" A | Ultra-sharp, tri-beveled, anti-coring needle. | hypo-needle-25g-x-5-8-a-13e.jpg
SKU: CVN1188818100G | Covidien Hypo Needle 18G x 1" A - 100 per Box | Latex free. Ultra-sharp, tri-beveled, anti-coring needle. New improved needle lubricant. Translucent, color-coded luer lock hub. Color coded gauge stripe and bar code on individual package. Sterile. | hypo-needle-18g-x-1-a-100-per-box-fe0.jpg
SKU: EXEL26457G | Exel Hub Needle 16G x 1" - 100 per Box | Designed for veterinary use. Sterile, Non-toxic, Pyrogen free and autoclavable. Needles and boxes are color-coded for easy identification. Each needle is individually packaged and sealed with a tamper evident heat stake. | hub-needle-16g-x-1-100-per-box-0a4.jpg
SKU: CVN8881401031G | Covidien Metal Hub Dental Needle 25G Long 1 3/8" Red Sterile - 100 per Box | Rigid autoclavable polypropylene hard pack with tamper-evident heat stake. Ultra sharp, tri-beveled, anti-coring lancet point. Anti-coring butt end point design. Sterile and disposable. | metal-hub-dental-needle-25g-long-1-3-8-red-sterile-100-per-box-766.jpg
SKU: CVN8881401049G | Covidien Metal Hub Dental Needle 25G Short 1" Red Sterile - 100 per Box | Rigid autoclavable polypropylene hard pack with tamper-evident heat stake. Ultra sharp, tri-beveled, anti-coring lancet point. Anti-coring butt end point design. Sterile and disposable. | metal-hub-dental-needle-25g-short-1-red-sterile-100-per-box-766.jpg
SKU: CVN8881401056G | Covidien Metal Hub Dental Needle 27G Long 1 3/8" Yellow Sterile - 100 per Box | Rigid autoclavable polypropylene hard pack with tamper-evident heat stake. Ultra sharp, tri-beveled, anti-coring lancet point. Anti-coring butt end point design. Sterile and disposable. | metal-hub-dental-needle-27g-long-1-3-8-yellow-sterile-100-per-box-766.jpg
SKU: CVN8881401064G | Covidien Metal Hub Dental Needle 27G Short 1" Yellow Sterile - 100 per Box | Rigid autoclavable polypropylene hard pack with tamper-evident heat stake. Ultra sharp, tri-beveled, anti-coring lancet point. Anti-coring butt end point design. Sterile and disposable. | metal-hub-dental-needle-27g-short-1-yellow-sterile-100-per-box-766.jpg
SKU: CVN8881401072G | Covidien Metal Hub Dental Needle 30G Short 1" Blue Sterile | Monoject 401 Metal Hub Dental Needle, 30G Short, 1" (26mm), Blue, Sterile. | metal-hub-dental-needle-30g-short-1-blue-sterile-766.jpg
SKU: CVN8881401171G | Covidien Metal Hub Dental Needle 30G X-Short 1/2" Blue with White Cap Sterile - 100 per Box | Rigid autoclavable polypropylene hard pack with tamper-evident heat stake. Ultra sharp, tri-beveled, anti-coring lancet point. Anti-coring butt end point design. Sterile and disposable. | metal-hub-dental-needle-30g-x-short-1-2-blue-with-white-cap-sterile-100-per-box-cdb.jpg
SKU: CVN8881471232G | Covidien Endodontic Irrigation Needle 23G x 1 1/4 Orange Sterile - 25 per Box | Autoclavable rigid polypropylene hard pack with tamper-evident heat stake. Color coded cap quickly identifies correct needle gage. Flow control notched tip permits greater irrigation of tooth canal. Notch design reduces fluid pressure at the apex. Translucent polypropylene hub fits tightly on syringes. | endodontic-irrigation-needle-23g-x-1-1-4-orange-sterile-25-per-box-adc.jpg
SKU: CVN8881471273G | Covidien Endodontic Irrigation Needle 27G x 1 1/4 Yellow Sterile - 25 per Box | Autoclavable rigid polypropylene hard pack with tamper-evident heat stake. Color coded cap quickly identifies correct needle gage. Flow control notched tip permits greater irrigation of tooth canal. Notch design reduces fluid pressure at the apex. Translucent polypropylene hub fits tightly on syringes. | endodontic-irrigation-needle-27g-x-1-1-4-yellow-sterile-25-per-box-c6b.jpg
SKU: MYCOTU18G351G | Myco Medical Detachable Wing Needle 18G x 3 1/2" Pink - 25 per Box | MYCO RELIÂ® TUOHY POINT EPIDURAL NEEDLE | detachable-wing-needle-18g-x-3-1-2-pink-25-per-box-2b0.jpg
SKU: BD329515G | BD Duo Insulin Pen Needle 30G x 5mm Box | The only needle that passively covers the front and back needles, eliminating exposure to user. | duo-insulin-pen-needle-30g-x-5mm-box-177.jpg
SKU: BD405180G | BD Quincke spinal needle blue hub Sterile | Quick point spreads, rather than cuts, longitudinal dural fibers. Sterile, disposable needles have tinted translucent Luer-Lok hub for better visualization of cerebrospinal fluid | quincke-spinal-needle-blue-hub-sterile-69b.jpg
SKU: BD405181G | BD Spinal Needle 22G x 3 1/2" Black - 25 per Box | Sterile, disposable needles have tinted translucent Luer-Lok hub for better visualization of cerebrospinal fluid. Quick point spreads, rather than cuts, longitudinal dural fibers. | spinal-needle-22g-x-3-1-2-black-25-per-box-69b.jpg
SKU: BD405182G | BD Spinal Needle 20G x 3 1/2" Yellow - 25 per Box | Sterile, disposable needles have tinted translucent Luer-Lok hub for better visualization of cerebrospinal fluid. Quick point spreads, rather than cuts, longitudinal dural fibers. | spinal-needle-20g-x-3-1-2-yellow-25-per-box-69b.jpg
SKU: BD405234G | BD Spinal Needle 25G x 4 11/16" Blue - 10 per Box | Sterile, disposable needles have tinted translucent Luer-Lok hub for better visualization of cerebrospinal fluid. Quick point spreads, rather than cuts, longitudinal dural fibers. | spinal-needle-25g-x-4-11-16-blue-10-per-box-69b.jpg
SKU: BD405148G | BD Spinal Needle 22G x 5" Black - 10 per Box | Sterile, disposable needles have tinted translucent Luer-Lok hub for better visualization of cerebrospinal fluid. Quick point spreads, rather than cuts, longitudinal dural fibers. | spinal-needle-22g-x-5-black-10-per-box-69b.jpg
SKU: BD405149G | BD Spinal Needle 22G x 7" Black - 10 per Box | Sterile, disposable needles have tinted translucent Luer-Lok hub for better visualization of cerebrospinal fluid. Quick point spreads, rather than cuts, longitudinal dural fibers. | spinal-needle-22g-x-7-black-10-per-box-69b.jpg
SKU: BD405170G | BD Spinal Needle 25G x 3" Blue - 25 per Box | Sterile, disposable needles have tinted translucent Luer-Lok hub for better visualization of cerebrospinal fluid. Quick point spreads, rather than cuts, longitudinal dural fibers. | spinal-needle-25g-x-3-blue-25-per-box-69b.jpg
SKU: BD400106G | BD Quincke Spinal Needle 23G x 3 1/2" Turquoise | Sterile, disposable needles have tinted translucent Luer-Lok hub for better visualization of cerebrospinal fluid. | quincke-spinal-needle-23g-x-3-1-2-turquoise--69b.jpg
SKU: BD405074G | BD Spinal Needle 22G x 2 1/2" Black - 25 per Box | Sterile, disposable needles have tinted translucent Luer-Lok hub for better visualization of cerebrospinal fluid. Quick point spreads, rather than cuts, longitudinal dural fibers. | spinal-needle-22g-x-2-1-2-black-25-per-box-69b.jpg
SKU: BD405184G | BD Spinal Needle 18G x 3 1/2" Pink | Disposable needles have tinted translucent Luer-Lok hub for better visualization of cerebrospinal fluid. | spinal-needle-18g-x-3-1-2-pink-69b.jpg
SKU: BD405171G | BD Spinal Needle 22G x 3" Black - 25 per Box | Sterile, disposable needles have tinted translucent Luer-Lok hub for better visualization of cerebrospinal fluid. Quick point spreads, rather than cuts, longitudinal dural fibers. | spinal-needle-22g-x-3-black-25-per-box-69b.jpg
SKU: EXEL26426G | Exel Hypodermic Needle 27G x 1 1/2" | Polypropylene hub will fit luer lock or luer slip syringes. | hypodermic-needle-27g-x-1-1-2-014.jpg
SKU: EXEL26557G | Exel Dental Needle 27G Long - 100 per Box | Latex free. Sterile. The needles have a plastic hub with a red dot to indicate bevel position. | dental-needle-27g-long-100-per-box-02c.jpg
SKU: BD305201G | BD Needle 18G x 1 1/2" Thin Wall Nokorâ„¢ Point 5 Micron | BD filter needles feature a molded-in filter membrane for reliable performance. | needle-18g-x-1-1-2-thin-wall-nokortrade-point-5-micron-059.jpg
SKU: MMP829021 | MHC Medical Products EasyTouch Insulin Pen Needle 29 Gauge x 1/2" Green | Pen Needle, 29G x 1/2", Green, 100/bx | easytouch-insulin-pen-needle-29-gauge-x-1-2-green-2d6.jpg
SKU: MMP812207 | MHC Medical Products EasyTouch FlipLock Safety Needle 22g 1.5 in. | Fliplock Safety Needle, 22G x 1.5", Pink, 50/bx | easytouch-fliplock-safety-needle-22g-15-in-d14.png
SKU: MMP801607 | MHC Medical Products Hypodermic Needle 16G x 1.5" Purple | Fits All Luer Lock and Luer Slip Syringe BarrelsQuality compared to national leading brands100% Satisfaction GuaranteedEasy-to-read information on each side of the boxNeedles are made with Surgical SteelTriple-Bevel Cut for a Sharper PointThin Wall Cannulas for an Easier FlowElectro-polished to Remove Burrs for a Smoother InjectionFilm Coated for Maximum Comfort | hypodermic-needle-16g-x-15-purple-50b.png
SKU: MMP803001 | MHC Medical Products Hypodermic Needle 30G x 1" Light Blue | Fits All Luer Lock and Luer Slip Syringe BarrelsQuality compared to national leading brands100% Satisfaction GuaranteedEasy-to-read information on each side of the boxNeedles are made with Surgical SteelTriple-Bevel Cut for a Sharper PointThin Wall Cannulas for an Easier FlowElectro-polished to Remove Burrs for a Smoother InjectionFilm Coated for Maximum Comfort | hypodermic-needle-30g-x-1-light-blue-648.png
SKU: MMP802201 | MHC Medical Products Hypodermic Needle 22G x 1" Pink | Fits All Luer Lock and Luer Slip Syringe BarrelsQuality compared to national leading brands100% Satisfaction GuaranteedEasy-to-read information on each side of the boxNeedles are made with Surgical SteelTriple-Bevel Cut for a Sharper PointThin Wall Cannulas for an Easier FlowElectro-polished to Remove Burrs for a Smoother InjectionFilm Coated for Maximum Comfort | hypodermic-needle-22g-x-1-pink-1bb.png
SKU: MMP802207 | MHC Medical Products Hypodermic Needle 22G x 1.5" Pink | Fits All Luer Lock and Luer Slip Syringe BarrelsQuality compared to national leading brands100% Satisfaction GuaranteedEasy-to-read information on each side of the boxNeedles are made with Surgical SteelTriple-Bevel Cut for a Sharper PointThin Wall Cannulas for an Easier FlowElectro-polished to Remove Burrs for a Smoother InjectionFilm Coated for Maximum Comfort | hypodermic-needle-22g-x-15-pink-987.png
SKU: MMP802301 | MHC Medical Products Hypodermic Needle 23G x 1" Grey | Fits All Luer Lock and Luer Slip Syringe BarrelsQuality compared to national leading brands100% Satisfaction GuaranteedEasy-to-read information on each side of the boxNeedles are made with Surgical SteelTriple-Bevel Cut for a Sharper PointThin Wall Cannulas for an Easier FlowElectro-polished to Remove Burrs for a Smoother InjectionFilm Coated for Maximum Comfort | hypodermic-needle-23g-x-1-grey-0bf.png
SKU: BBN4894251G | B Braun Medical Insulated Needle 24G x 1" Extension Set For STIMUPLEX Nerve Stimulator - Each | B BRAUN STIMUPLEXÂ® A INSULATED NEEDLES | insulated-needle-24g-x-1-extension-set-for-stimuplex-nerve-stimulator-each-e5d.jpg
SKU: ETCN780G | Ethicon Perma Hand Surgical Silk Sutures | Ethicon's silk sutures are composed of an organic protein called fibroin that makes them strong without sacrificing their softness. These non-absorbable sutures are processed to remove any natural gums and waxes. They are then dyed black and coated with a wax mixture. Ethicon's surgical sutures are designed for ligation and general soft tissue approximation, including neurological, cardiovascular, and ophthalmic procedures.Â At 4MD Medical, you'll find an extensive range of medical tools and accessories from some of the most trusted brands in the industry. We offer quality products at greatly discounted prices along with free shipping on all qualifying orders over $250, giving you more savings for other hospital expenditures. If you have any questions feel free to give us a call or fill out our contact form. Shop 4MD Medical today and save! | perma-hand-surgical-silk-sutures-2fd.jpg
SKU: CVNCN822 | Covidien Monosof GS-11 Needle Size 1 USP | MONOSOF monofilament nylon sutures are inert, nonabsorbable sterile surgical sutures composed of the long-chain aliphatic polymers Nylon 6 and Nylon 6.6. MONOSOF monofilament nylon sutures are indicated for use in general soft tissue approximation and/or ligation, including use in cardiovascular, ophthalmic and neurological surgery. | monosof-gs-11-needle-size-1-usp-966.gif
SKU: CVNSP5687G | Covidien SURGIPRO P-12 Needle Size 3-0 USP | SURGIPRO II Size 3-0 USP (2 Metric), 18 inches (45 cm) BLUE on P-12 Needle. | surgipro-p-12-needle-size-3-0-usp-3ea.gif
SKU: CVNVP889X | Covidien SURGIPRO II CV-11 Needle Size 6-0 USP | SURGIPROâ„¢ II Size 6-0 USP (0.7 Metric), 30 inches (75 cm) BLUE on CV-11 Needle | surgipro-ii-cv-11-needle-size-6-0-usp-036.gif
SKU: ETCN1647G | Ethicon Ethilon Nylon Sutures | Feature Suture, Black Monofilament, 18" (45mm), Size: 7-0, Needle Type: P-6, Needle Shape: 3/8 Circle, needle Length: 8mm, 1 dz/bx A nonabsorbable, sterile, surgical, monofilament suture composed of the long-chain, aliphatic polymers Nylon 6 and Nylon 6.6. | ethilon-nylon-sutures-9c9.jpg
SKU: ETCN641G | Ethicon 4-0 Perma Hand Black 1x18" P-3 CUTTING | Feature Gray Spraguescope Threaded chestpiece drum of chrome plated zinc permits the use of five interchangeable chestpiece fittings. 22" tubing length; overall length 30" (except #640 has 16" tubing length with overall length 24"). Latex free, double tube configuration for impro | 4-0-perma-hand-black-1x18-p-3-cutting-b8f.jpg
SKU: ETCN1654G | Ethicon Surgical Gut Suture Chromic | An absorbable, sterile surgical suture composed of purified connective tissue (mostly collagen) derived from either the serosal layer of beef (bovine) or the submucosal fibrous layer of sheep (ovine) intestines | surgical-gut-suture-chromic-4ba.jpg
SKU: ETCN1639G | Ethicon Perma-Hand Silk Sutures | Perma-Hand Silk Sutures | perma-hand-silk-sutures-b65.jpg
SKU: CVNSL693 | Covidien POLYSORB C-14 Needle Size 3-0 USP | POLYSORB Size 3-0 USP (2 Metric) 30 inches (75 cm) UNDYED on C-14 Needle. | polysorb-c-14-needle-size-3-0-usp-212.gif
SKU: CRTLPNS500G | Certol Needle Sheath Prop 2 1/2" x 31/4" - 500 per Box | Disposable and economical device with FDA 510(k) premarket clearance. Used to encourage one-handed recapping of dental anesthesia needles. Supports CDC sharps safety guidelines. | needle-sheath-prop-2-1-2-x-31-4-500-per-box-f68.jpg
SKU: CRTLPNS100G | Certol Needle Sheath Prop 2 1/2" x 31/4" - 100 per Box | Disposable and economical device with FDA 510(k) premarket clearance. Used to encourage one-handed recapping of dental anesthesia needles. Supports CDC sharps safety guidelines. | needle-sheath-prop-2-1-2-x-31-4-100-per-box-934.jpg
SKU: SMTH4142G | Smiths Medical Venipuncture Needle-ProÂ® Dispenser Box - 100 per Box | Designed to protect clinicians from exposure to contaminated blood collection needles. The holder-based safety device provides protection on both ends and prevents holder re-use, assuring compliance with OSHA directives. Meets NIOSH/CDC recommendations for safety devices. The safety feature is an integral part of the device. The safety feature engages with a single-handled technique. The clinician's hands and fingers remain behind the exposed sharp at all times. The clinician can easily tell whether the safety feature is activated. The needle is securely locked inside the safety device and remains protective through disposal. Holder-based safety minimizes back-end exposures by preventing needle removal and holder re-use, compliant with OSHA directives. Safety device engages the blood draw needle upon activation. Compatible with JelcoÂ® blood collection needles. | venipuncture-needle-proreg-dispenser-box-100-per-box-4e3.jpg
SKU: HAR684802 | Harloff 3 Gallon Waste Container and Bracket | Plastic 3 Gallon Waste Container with Wire holder Mounting Bracket | 3-gallon-waste-container-and-bracket-62c.jpg
SKU: CRTLPNS500 | Certol Pro Tector Needle Sheath Prop | Safe one-handed recapping.Pro Tector Needle Sheath Prop is a disposable device intended to promote safe one-handed recapping - the technique recommended by OSHA and the CDC. | pro-tector-needle-sheath-prop-67f.jpg
SKU: CRTLPNS100 | Certol Needle Sheath Prop, 2 1/2" x 3 1/4", 100/bx, 10 bx/cs | Disposable and economical device with FDA 510(k) premarket clearance. Used to encourage one-handed recapping of dental anesthesia needles. Supports CDC sharps safety guidelines. | needle-sheath-prop-2-1-2-x-3-1-4-100-bx-10-bx-cs-fec.jpg
SKU: SMTH4142 | Smiths Medical Venipuncture Needle-Pro, Dispenser Box | The Venipuncture Needle-Pro device is designed to protect clinicians from exposure to contaminated blood collection needles. The holder-based safety device provides protection on both ends and prevents holder re-use, assuring compliance with OSHA directives. Holder-based safety minimizes back-end exposures by preventing needle removal and holder re-use, compliant with OSHA directives, Safety device engages the blood draw needle upon activation, Compatible with Jelco blood collection needles. | venipuncture-needle-pro-dispenser-box-346.jpg
SKU: MKS41581300 | McKesson Medi-Pak Performance Plus Powder-Free Stretch Vinyl Exam Gloves - White | Medi-Pak Performance Plus Powder-Free Stretch Vinyl Exam Gloves - White | -medi-pak-performance-plus-powder-free-stretch-vinyl-exam-gloves-white-2f4.jpg
SKU: MKS41601300 | McKesson Medi-Pak Performance Plus Powder-Free Stretch Vinyl Exam Gloves - White | Medi-Pak Performance Plus Powder-Free Stretch Vinyl Exam Gloves - White | medi-pak-performance-plus-powder-free-stretch-vinyl-exam-gloves-white-875.jpg
SKU: MKS48161310 | McKesson Exam Glove Medi Pak Performance Plus NonSterile Powder Free Stretch Vinyl Smooth Ivory Latex Free Medium | Exam Glove, Medi-Pak Performance Plus, NonSterile, Powder Free, Stretch Vinyl, Smooth Ivory, Latex-Free, Medium. | exam-glove-medi-pak-performance-plus-nonsterile-powder-free-stretch-vinyl-smooth-ivory-latex-free-medium-03f.png
SKU: MKS48201300 | McKesson Exam Glove, Medi-Pak Performance Plus, NonSterile, Powder Free, Stretch Vinyl, Smooth Ivory, Latex-Free, X-Large | Exam Glove, Medi-Pak Performance Plus, NonSterile, Powder Free, Stretch Vinyl, Smooth Ivory, Latex-Free, X-Large | exam-glove-medi-pak-performance-plus-nonsterile-powder-free-stretch-vinyl-smooth-ivory-latex-free-x-large-901.jpg
SKU: MKS48201310 | McKesson Exam Glove, Medi-Pak Performance Plus, NonSterile, Powder Free, Stretch Vinyl, Smooth Ivory, Latex-Free, X-Large | Exam Glove, Medi-Pak Performance Plus, NonSterile, Powder Free, Stretch Vinyl, Smooth Ivory, Latex-Free, X-Large | exam-glove-medi-pak-performance-plus-nonsterile-powder-free-stretch-vinyl-smooth-ivory-latex-free-x-large--2a1.jpg
SKU: MKS65001310 | McKesson Exam Glove, Syntrile pf, NonSterile, Powder Free, Nitrile, Fully Textured, White, Latex-Free, X-Small | Exam Glove, Syntrile pf, NonSterile, Powder Free, Nitrile, Fully Textured, White, Latex-Free, X-Small | exam-glove-syntrile-pf-nonsterile-powder-free-nitrile-fully-textured-white-latex-free-x-small--e69.jpg
SKU: MKS65021310 | McKesson Exam Glove, Medi-Pak, NonSterile, Powder Free, Nitrile, Fully Textured, White, Latex-Free, Medium | Exam Glove, Medi-Pak, NonSterile, Powder Free, Nitrile, Fully Textured, White, Latex-Free, Medium | exam-glove-medi-pak-nonsterile-powder-free-nitrile-fully-textured-white-latex-free-medium-f44.jpg
SKU: MKS65361310 | McKesson Exam Glove, TACTILE PLUS, NonSterile, Powder Free, Nitrile, Textured Fingertips, Blue, Latex-Free, Chemo Rated, Medium | Exam Glove, TACTILE PLUS, NonSterile, Powder Free, Nitrile, Textured Fingertips, Blue, Latex-Free, Chemo Rated, Medium | exam-glove-tactile-plus-nonsterile-powder-free-nitrile-textured-fingertips-blue-latex-free-chemo-rated-medium--bd8.jpg
SKU: SMPDVPF102 | Sempermed SemperGuard Vinyl Powder Free Glove Small | Latex sensitivity does not have to be an issue. SemperGuard Vinyl provide excellent sensitivity and protection. These gloves are ideal for users who are at risk of becoming sensitive to latex protein allergens. SemperGuard Vinyl offers unparalleled economy, functionality, and value. | semperguard-vinyl-powder-free-glove-small-d4e.jpg
SKU: CM115200 | Jobst Jobst Opaque K/H 15-20 mmHg Black Small | Gloves, Exam, Latex, Non Sterile,Powdered, Smooth. | jobst-opaque-k-h-15-20-mmhg-black-small-c26.jpg
SKU: SMPDVPF103 | Sempermed SemperGuard Vinyl Powder-Free Glove, Medium | Latex sensitivity does not have to be an issue. SemperGuard Vinyl provide excellent sensitivity and protection. These gloves are ideal for users who are at risk of becoming sensitive to latex proteinallergens.SemperGuard Vinyl offers unparalleled economy, functionality, and value. | semperguard-vinyl-powder-free-glove-medium-138.jpg
SKU: SMPDVPF104 | Sempermed SemperGuard Vinyl Powder-Free Glove, Large | Latex sensitivity does not have to be an issue. SemperGuard Vinyl provide excellent sensitivity and protection. These gloves are ideal for users who are at risk of becoming sensitive to latex protein allergens.SemperGuard Vinyl offers unparalleled economy, functionality, and value. | semperguard-vinyl-powder-free-glove-large-1fb.jpg
SKU: SMPDVPF105 | Sempermed SemperGuard Vinyl Powder-Free Glove, X - Large | Latex sensitivity does not have to be an issue. SemperGuard Vinyl provide excellent sensitivity and protection. These gloves are ideal for users who are at risk of becoming sensitive to latex protein allergens. SemperGuard Vinyl offers unparalleled economy, functionality, and value. | semperguard-vinyl-powder-free-glove-x-large-de7.jpg
SKU: MKS11101300 | McKesson Exam Glove Medi-Pak NonSterile Powder Free Vinyl Smooth Ivory X-Small | Medi-Pakâ„¢ Powder-Free Vinyl Exam Gloves - X-Small Features a smooth inner and outer surface. | exam-glove-medi-pak-nonsterile-powder-free-vinyl-smooth-ivory-x-small-be5.jpg
SKU: MKS11111310 | McKesson Exam Glove Medi Pak NonSterile Powder Free Vinyl Smooth Ivory Small | Exam Glove Medi-Pak NonSterile Powder Free Vinyl Smooth Ivory Latex-Free Small | exam-glove-medi-pak-nonsterile-powder-free-vinyl-smooth-ivory-small-b69.jpg
SKU: MKS11131310 | McKesson Exam Glove Medi-Pak, NonSterile Powder Free, Vinyl Smooth Ivory, Medium | Exam Glove Medi-Pak NonSterile Powder Free Vinyl Smooth Ivory Latex-Free Medium | exam-glove-medi-pak-nonsterile-powder-free-vinyl-smooth-ivory-medium-580.jpg
SKU: MKS11111310 | McKesson Exam Glove Medi Pak NonSterile Powder Free Vinyl Smooth Ivory Small | Exam Glove Medi-Pak NonSterile Powder Free Vinyl Smooth Ivory Latex-Free Small | exam-glove-medi-pak-nonsterile-powder-free-vinyl-smooth-ivory-small-b69.jpg
SKU: MKS11111310 | McKesson Exam Glove Medi Pak NonSterile Powder Free Vinyl Smooth Ivory Small | Exam Glove Medi-Pak NonSterile Powder Free Vinyl Smooth Ivory Latex-Free Small | exam-glove-medi-pak-nonsterile-powder-free-vinyl-smooth-ivory-small-b69.jpg
SKU: IHCI119100 | Innovative Healthcare DermAssist Exam Glove, Non-Sterile, Vinyl, Small | Synthetic material contains no natural rubber latex proteins. Pure PVC polymer is soft and semi-elastic. Light powder for easy donning. Low cost choice for non-latex requirements. | dermassist-exam-glove-non-sterile-vinyl-small-6af.jpg
SKU: IHCI119350 | Innovative Healthcare DermAssist Exam Glove, Vinyl, X-Large | Synthetic material contains no natural rubber latex proteins. Pure PVC polymer is soft and semi-elastic. Light powder for easy donning. Low cost choice for non-latex requirements. | dermassist-exam-glove-vinyl-x-large-118.jpg
SKU: KCC50032G | Halyard Exam Gloves Medium - 100 per Box | Smooth fingertip. | exam-gloves-medium-100-per-box-db3.jpg
SKU: KCC50033G | Halyard Exam Gloves Large - 100 per Box | Smooth fingertip. | exam-gloves-large-100-per-box-db3.jpg
SKU: SMPDVPF103G | Sempermed Glove Industrial Disposable Vinyl Medium Powder Free Smooth Surface Beaded Cuff Ambidextrous - 100 per Box | Strong and durable, providing excellent tactile sensitivity and barrier protection. Contains no natural rubber latex, eliminating latex allergy risks. Offers unparalleled economy, functionality and value. | glove-industrial-disposable-vinyl-medium-powder-free-smooth-surface-beaded-cuff-ambidextrous-100-per-box-445.jpg
SKU: SMPDVSCVNP104 | Sempermed Glove Exam Vinyl Smooth Large Powder Free Beaded Cuff Ambidextrous | Strength, durability, sensitivity, fit. Designed as the ultimate solution for those who are at risk of becoming sensitive to natural rubber latex. Its cream color and new resin is an upgrade from regular vinyl gloves. It offers exceptional strength and protection, yet maintains maximum tactile sensitivity. This composition contributes to a better fit and feel, while eliminating odor and reducing the potential for skin irritation. Eliminates glove powder aerosolization. | glove-exam-vinyl-smooth-large-powder-free-beaded-cuff-ambidextrous-250.jpg
SKU: SMPDVSCVNP105 | Sempermed Glove Exam Vinyl Smooth X-Large Powder Free Beaded Cuff Ambidextrous | Strength, durability, sensitivity, fit. Designed as the ultimate solution for those who are at risk of becoming sensitive to natural rubber latex. Its cream color and new resin is an upgrade from regular vinyl gloves. It offers exceptional strength and protection, yet maintains maximum tactile sensitivity. This composition contributes to a better fit and feel, while eliminating odor and reducing the potential for skin irritation. Eliminates glove powder aerosolization. | glove-exam-vinyl-smooth-x-large-powder-free-beaded-cuff-ambidextrous-250.jpg
SKU: SMPDVSCVNP102 | Sempermed Glove Exam Vinyl Smooth Small Powder Free Beaded Cuff Ambidextrous | Strength, durability, sensitivity, fit. Designed as the ultimate solution for those who are at risk of becoming sensitive to natural rubber latex. Its cream color and new resin is an upgrade from regular vinyl gloves. It offers exceptional strength and protection, yet maintains maximum tactile sensitivity. This composition contributes to a better fit and feel, while eliminating odor and reducing the potential for skin irritation. Eliminates glove powder aerosolization. | glove-exam-vinyl-smooth-small-powder-free-beaded-cuff-ambidextrous-250.jpg
SKU: MFXC520 | Microflex Exam Gloves Chloroprene PF Latex-Free Textured Fingers Green X-Small | The Microflex NeogardÂ® glove is made from a unique, non-latex formulation that delivers outstanding grip in wet and dry environments. With unparalleled tactile sensitivity and strength, NeogardÂ® gloves are ideal for every task. | exam-gloves-chloroprene-pf-latex-free-textured-fingers-green-x-small-d4f.jpg
SKU: MFXC523 | Microflex Exam Gloves Chloroprene PF Latex-Free Textured Fingers Green Large | The Microflex NeogardÂ® glove is made from a unique, non-latex formulation that delivers outstanding grip in wet and dry environments. With unparalleled tactile sensitivity and strength, NeogardÂ® gloves are ideal for every task. | exam-gloves-chloroprene-pf-latex-free-textured-fingers-green-large-b07.jpg
SKU: MFXC522 | Microflex Exam Gloves Chloroprene PF Latex-Free Textured Fingers Green Medium | The Microflex NeogardÂ® glove is made from a unique, non-latex formulation that delivers outstanding grip in wet and dry environments. With unparalleled tactile sensitivity and strength, NeogardÂ® gloves are ideal for every task. | exam-gloves-chloroprene-pf-latex-free-textured-fingers-green-medium-ff5.jpg
SKU: MFXC521 | Microflex Exam Gloves Chloroprene PF Latex-Free Textured Fingers Green Small | The Microflex NeogardÂ® glove is made from a unique, non-latex formulation that delivers outstanding grip in wet and dry environments. With unparalleled tactile sensitivity and strength, NeogardÂ® gloves are ideal for every task. | exam-gloves-chloroprene-pf-latex-free-textured-fingers-green-small-337.jpg
SKU: MFXC524 | Microflex Exam Gloves Chloroprene PF Latex-Free Textured Fingers Green X-Large | The Microflex NeogardÂ® glove is made from a unique, non-latex formulation that delivers outstanding grip in wet and dry environments. With unparalleled tactile sensitivity and strength, NeogardÂ® gloves are ideal for every task. | exam-gloves-chloroprene-pf-latex-free-textured-fingers-green-x-large-d1f.jpg
SKU: MFXC520G | Microflex Exam Gloves Chloroprene PF Latex-Free Textured Fingers Green X-Small - 100 per Box | The Microflex NeogardÂ® glove is made from a unique, non-latex formulation that delivers outstanding grip in wet and dry environments. With unparalleled tactile sensitivity and strength, NeogardÂ® gloves are ideal for every task. | exam-gloves-chloroprene-pf-latex-free-textured-fingers-green-x-small-100-per-box-b10.jpg
SKU: MFXC521G | Microflex Exam Gloves Chloroprene PF Latex-Free Textured Fingers Green Small - 100 per Box | The Microflex NeogardÂ® glove is made from a unique, non-latex formulation that delivers outstanding grip in wet and dry environments. With unparalleled tactile sensitivity and strength, NeogardÂ® gloves are ideal for every task. | exam-gloves-chloroprene-pf-latex-free-textured-fingers-green-small-100-per-box-974.jpg
SKU: MFXC522G | Microflex Exam Gloves Chloroprene PF Latex-Free Textured Fingers Green Medium - 100 per Box | The Microflex NeogardÂ® glove is made from a unique, non-latex formulation that delivers outstanding grip in wet and dry environments. With unparalleled tactile sensitivity and strength, NeogardÂ® gloves are ideal for every task. | exam-gloves-chloroprene-pf-latex-free-textured-fingers-green-medium-100-per-box-21f.jpg
SKU: MFXC523G | Microflex Exam Gloves Chloroprene PF Latex-Free Textured Fingers Green Large - 100 per Box | The Microflex NeogardÂ® glove is made from a unique, non-latex formulation that delivers outstanding grip in wet and dry environments. With unparalleled tactile sensitivity and strength, NeogardÂ® gloves are ideal for every task. | exam-gloves-chloroprene-pf-latex-free-textured-fingers-green-large-100-per-box-2a1.jpg
SKU: MFXC524G | Microflex Exam Gloves Chloroprene PF Latex-Free Textured Fingers Green X-Large - 100 per Box | The Microflex NeogardÂ® glove is made from a unique, non-latex formulation that delivers outstanding grip in wet and dry environments. With unparalleled tactile sensitivity and strength, NeogardÂ® gloves are ideal for every task. | exam-gloves-chloroprene-pf-latex-free-textured-fingers-green-x-large-100-per-box-0c2.jpg
SKU: MKS25921300 | McKesson Exam Glove Trilon, NonSterile Powder Free, Vinyl Smooth Clear, Latex-Free, Small | Exam Glove Trilon NonSterile Powder Free Vinyl Smooth Clear Latex-Free Small | exam-glove-trilon-nonsterile-powder-free-vinyl-smooth-clear-latex-free-small-cbb.jpg
SKU: MKS25961300 | McKesson Exam Glove Trilon Non Sterile Powder Free Vinyl Smooth Clear Latex Free Large | TrilonÂ® Vinyl Powder-Free Exam Gloves - Large, Offers a soft and silky feel with a translucent look. Smooth finish for excellent tactile sensitivity. | exam-glove-trilon-non-sterile-powder-free-vinyl-smooth-clear-latex-free-large-a3a.jpg
SKU: MKS48181310 | McKesson Exam Glove Medi-Pak Performance Plus NonSterile Powder Free Stretch Vinyl Smooth Ivory Large | Exam Glove, Medi-Pak Performance Plus, NonSterile, Powder Free, Stretch Vinyl, Smooth Ivory, Latex-Free, Large | exam-glove-medi-pak-performance-plus-nonsterile-powder-free-stretch-vinyl-smooth-ivory-large-258.jpg
SKU: MKS65011300 | McKesson Exam Glove Medi Pak NonSterile Powder Free Nitrile Fully Textured | Exam Glove, Medi-Pak, NonSterile, Powder Free, Nitrile, Fully Textured. | exam-glove-medi-pak-nonsterile-powder-free-nitrile-fully-textured--236.jpg
SKU: MKS65011300 | McKesson Exam Glove Medi Pak NonSterile Powder Free Nitrile Fully Textured | Exam Glove, Medi-Pak, NonSterile, Powder Free, Nitrile, Fully Textured. | exam-glove-medi-pak-nonsterile-powder-free-nitrile-fully-textured--236.jpg
SKU: MKS65021300 | McKesson Exam Glove, Medi-Pak, NonSterile, Powder Free, Nitrile, Fully Textured, White, Latex-Free, Medium | Exam Glove, Medi-Pak, NonSterile, Powder Free, Nitrile, Fully Textured, White, Latex-Free, Medium | exam-glove-medi-pak-nonsterile-powder-free-nitrile-fully-textured-white-latex-free-medium--ec4.jpg
SKU: MKS65361300 | McKesson Exam Glove, TACTILE PLUS, NonSterile, Powder Free, Nitrile, Textured Fingertips, Blue, Latex-Free, Chemo Rated, Medium | Exam Glove, TACTILE PLUS, NonSterile, Powder Free, Nitrile, Textured Fingertips, Blue, Latex-Free, Chemo Rated, Medium | exam-glove-tactile-plus-nonsterile-powder-free-nitrile-textured-fingertips-blue-latex-free-chemo-rated-medium--410.jpg
SKU: MKS65381310 | McKesson Exam Glove, TACTILE PLUS, NonSterile, Powder Free, Nitrile, Textured Fingertips, Blue, Latex-Free, Chemo Rated, Large | Exam Glove, TACTILE PLUS, NonSterile, Powder Free, Nitrile, Textured Fingertips, Blue, Latex-Free, Chemo Rated, Large | exam-glove-tactile-plus-nonsterile-powder-free-nitrile-textured-fingertips-blue-latex-free-chemo-rated-large--123.jpg
SKU: MKS65401310 | McKesson Exam Glove, TACTILE PLUS, NonSterile, Powder Free, Nitrile, Textured Fingertips, Blue, Latex-Free, Chemo Rated, X-Large | Exam Glove, TACTILE PLUS, NonSterile, Powder Free, Nitrile, Textured Fingertips, Blue, Latex-Free, Chemo Rated, X-Large | exam-glove-tactile-plus-nonsterile-powder-free-nitrile-textured-fingertips-blue-latex-free-chemo-rated-x-large--b86.jpg
SKU: MKS69761310 | McKesson Exam Glove, TACTILE TOUCH, NonSterile, Powder Free, Nitrile, Textured Fingertips, Blue, Latex-Free, Chemo Rated, Medium | Exam Glove, TACTILE TOUCH, NonSterile, Powder Free, Nitrile, Textured Fingertips, Blue, Latex-Free, Chemo Rated, Medium | exam-glove-tactile-touch-nonsterile-powder-free-nitrile-textured-fingertips-blue-latex-free-chemo-rated-medium--369.jpg
SKU: MKS69781310 | McKesson Exam Glove, TACTILE TOUCH, NonSterile, Powder Free, Nitrile, Textured Fingertips, Blue, Latex-Free, Chemo Rated, Large | Exam Glove, TACTILE TOUCH, NonSterile, Powder Free, Nitrile, Textured Fingertips, Blue, Latex-Free, Chemo Rated, Large | exam-glove-tactile-touch-nonsterile-powder-free-nitrile-textured-fingertips-blue-latex-free-chemo-rated-large--072.jpg
SKU: MKS90581300 | McKesson Exam Glove, MooreBrand, NonSterile, Powder Free, Vinyl, Smooth, Clear, Latex-Free, X-Large | Exam Glove, MooreBrand, NonSterile, Powder Free, Vinyl, Smooth, Clear, Latex-Free, X-Large | exam-glove-moorebrand-nonsterile-powder-free-vinyl-smooth-clear-latex-free-x-large--0f3.jpg
SKU: ISG421VF4 | Invacare Powder-free Vinyl Exam Gloves, X-Large | Disposable vinyl gloves are powder-free and latex-free to eliminate skin sensitivity. Low cost, general use gloves are non-sterile and ambidextrous - a highly versatile, economical choice for a variety of tasks. Made from quality PVC, they are soft and comfortable to wear and 100% Latex-free. | powder-free-vinyl-exam-gloves-x-large-8ec.jpg
SKU: ISG421VF1 | Invacare Powder free Vinyl Exam Gloves Small | Disposable vinyl gloves are powder-free and latex-free to eliminate skin sensitivity. | powder-free-vinyl-exam-gloves-small-a5d.jpg
SKU: MKS25941300 | McKesson Exam Glove Trilon, NonSterile Powder Free, Vinyl Smooth Clear, Latex-Free, Medium | Exam Glove Trilon NonSterile Powder Free Vinyl Smooth Clear Latex-Free Medium | exam-glove-trilon-nonsterile-powder-free-vinyl-smooth-clear-latex-free-medium-f82.jpg
SKU: MKS25941300 | McKesson Exam Glove Trilon, NonSterile Powder Free, Vinyl Smooth Clear, Latex-Free, Medium | Exam Glove Trilon NonSterile Powder Free Vinyl Smooth Clear Latex-Free Medium | exam-glove-trilon-nonsterile-powder-free-vinyl-smooth-clear-latex-free-medium-f82.jpg
SKU: MKS25961310 | McKesson Exam Glove Trilon NonSterile Powder Free Vinyl Smooth Clear Large | TrilonÂ® Vinyl Powder-Free Exam Gloves - Large, Offers a soft and silky feel with a translucent look. Smooth finish for excellent tactile sensitivity. | exam-glove-trilon-nonsterile-powder-free-vinyl-smooth-clear-large-c77.jpg
SKU: MKS25961300 | McKesson Exam Glove Trilon Non Sterile Powder Free Vinyl Smooth Clear Latex Free Large | TrilonÂ® Vinyl Powder-Free Exam Gloves - Large, Offers a soft and silky feel with a translucent look. Smooth finish for excellent tactile sensitivity. | exam-glove-trilon-non-sterile-powder-free-vinyl-smooth-clear-latex-free-large-a3a.jpg
SKU: MKS48141310 | McKesson Exam Glove Medi-Pak Performance Plus | Exam Glove, Medi-Pak Performance Plus, NonSterile, Powder Free, Stretch Vinyl, Smooth Ivory, Latex-Free, Small | exam-glove-medi-pak-performance-plus-ec0.jpg
SKU: ISG421NF3 | Invacare Nitrile Exam Gloves Large Blue | Non-Sterile, ambidextrous, powder-free, latex-free examination gloves. Soft compound for easy fit and comfort over a long period of time, without compromising integrity or strength. Beaded cuff for easy donning | nitrile-exam-gloves-large-blue-a34.jpg
SKU: ISG421NF4 | Health Care Wholesalers Nitrile Exam Gloves, X-Large, Blue | Non-Sterile, ambidextrous, powder-free, latex-free examination gloves. Soft compound for easy fit and comfort over a long period of time, without compromising integrity or strength. Beaded cuff for easy donning | nitrile-exam-gloves-x-large-blue-fd5.jpg
SKU: ISG421NF1 | Health Care Wholesalers Nitrile Exam Gloves, Small, Blue | Non-Sterile, ambidextrous, powder-free, latex-free examination gloves. Soft compound for easy fit and comfort over a long period of time, without compromising integrity or strength. Beaded cuff for easy donning | nitrile-exam-gloves-small-blue-3c3.jpg
SKU: MKS11111310 | McKesson Exam Glove Medi Pak NonSterile Powder Free Vinyl Smooth Ivory Small | Exam Glove Medi-Pak NonSterile Powder Free Vinyl Smooth Ivory Latex-Free Small | exam-glove-medi-pak-nonsterile-powder-free-vinyl-smooth-ivory-small-b69.jpg
SKU: MKS11131310 | McKesson Exam Glove Medi-Pak, NonSterile Powder Free, Vinyl Smooth Ivory, Medium | Exam Glove Medi-Pak NonSterile Powder Free Vinyl Smooth Ivory Latex-Free Medium | exam-glove-medi-pak-nonsterile-powder-free-vinyl-smooth-ivory-medium-580.jpg
SKU: MKS11111310 | McKesson Exam Glove Medi Pak NonSterile Powder Free Vinyl Smooth Ivory Small | Exam Glove Medi-Pak NonSterile Powder Free Vinyl Smooth Ivory Latex-Free Small | exam-glove-medi-pak-nonsterile-powder-free-vinyl-smooth-ivory-small-b69.jpg
SKU: MKS11111310 | McKesson Exam Glove Medi Pak NonSterile Powder Free Vinyl Smooth Ivory Small | Exam Glove Medi-Pak NonSterile Powder Free Vinyl Smooth Ivory Latex-Free Small | exam-glove-medi-pak-nonsterile-powder-free-vinyl-smooth-ivory-small-b69.jpg
SKU: MKS18971309 | McKesson Surgical Glove Perry Performance Plus Sterile Powder Free Neoprene Smooth Dark Green Latex-Free | Surgical Glove Perry Performance Plus Sterile Powder Free Neoprene Smooth Dark Green Latex-Free. | surgical-glove-perry-performance-plus-sterile-powder-free-neoprene-smooth-dark-green-latex-free-e27.png
SKU: MKS34721300 | McKesson Exam Glove syntrile, Pf Blue NonSterile Powder Free, Nitrile Fully Textured Blue, Latex-Free, Medium | Exam Glove Syntrile Pf Blue Nonsterile Powder Free Nitrile Fully Textured Blue Latex-Free Medium | exam-glove-syntrile-pf-blue-nonsterile-powder-free-nitrile-fully-textured-blue-latex-free-medium--c20.jpg
SKU: MKS27231300 | McKesson Exam Glove Syntrile Pf Blue NonSterile Powder Free Nitrile Fully Textured | Syntrile Pf Blue Nitrile Exam Gloves - Medium. | exam-glove-syntrile-pf-blue-nonsterile-powder-free-nitrile-fully-textured--c75.jpg
SKU: MKS27901300 | McKesson Exam Glove syntrile pf NonSterile Powder Free Nitrile Fully Textured White Large Ambidextrous | Exam Glove Syntrile Pf Nonsterile Powder Free Nitrile Fully Textured White Latex-Free X-Small, Excellent conformability provides superior fit and extended wearer comfort. | exam-glove-syntrile-pf-nonsterile-powder-free-nitrile-fully-textured-white-large-ambidextrous-756.jpg
SKU: MKS11101300 | McKesson Exam Glove Medi-Pak NonSterile Powder Free Vinyl Smooth Ivory X-Small | Medi-Pakâ„¢ Powder-Free Vinyl Exam Gloves - X-Small Features a smooth inner and outer surface. | exam-glove-medi-pak-nonsterile-powder-free-vinyl-smooth-ivory-x-small-be5.jpg
SKU: MKS11111310 | McKesson Exam Glove Medi Pak NonSterile Powder Free Vinyl Smooth Ivory Small | Exam Glove Medi-Pak NonSterile Powder Free Vinyl Smooth Ivory Latex-Free Small | exam-glove-medi-pak-nonsterile-powder-free-vinyl-smooth-ivory-small-b69.jpg
SKU: MKS11131310 | McKesson Exam Glove Medi-Pak, NonSterile Powder Free, Vinyl Smooth Ivory, Medium | Exam Glove Medi-Pak NonSterile Powder Free Vinyl Smooth Ivory Latex-Free Medium | exam-glove-medi-pak-nonsterile-powder-free-vinyl-smooth-ivory-medium-580.jpg
SKU: MKS11111310 | McKesson Exam Glove Medi Pak NonSterile Powder Free Vinyl Smooth Ivory Small | Exam Glove Medi-Pak NonSterile Powder Free Vinyl Smooth Ivory Latex-Free Small | exam-glove-medi-pak-nonsterile-powder-free-vinyl-smooth-ivory-small-b69.jpg
SKU: MKS11111310 | McKesson Exam Glove Medi Pak NonSterile Powder Free Vinyl Smooth Ivory Small | Exam Glove Medi-Pak NonSterile Powder Free Vinyl Smooth Ivory Latex-Free Small | exam-glove-medi-pak-nonsterile-powder-free-vinyl-smooth-ivory-small-b69.jpg
SKU: MKS25201300 | McKesson Surgical Glove Perry Performance Plus Size 6.5 | Surgical Glove McKesson Perry Performance Plus Sterile Powder Free Neoprene Smooth Dark Green Latex-Free Size 6.5 | surgical-glove-perry-performance-plus-size-65-0c3.png
SKU: MKS25701300 | McKesson Surgical Glove Perry, Performance Plus Sterile Powder Free, Neoprene Smooth Dark Green, Latex-Free, Size 7 | Surgical Glove McKesson Perry Performance Plus Sterile Powder Free Neoprene Smooth Dark Green Latex-Free Size 7 | surgical-glove-perry-performance-plus-sterile-powder-free-neoprene-smooth-dark-green-latex-free-size-7-8ef.png
SKU: MKS25821300 | McKesson Surgical Glove Perry, Performance Plus Sterile Powder Free, Neoprene Smooth Dark Green, Latex-Free, Size 8 | Surgical Glove McKesson Perry Performance Plus Sterile Powder Free Neoprene Smooth Dark Green Latex-Free Size 8 | surgical-glove-perry-performance-plus-sterile-powder-free-neoprene-smooth-dark-green-latex-free-size-8-acd.png
SKU: MKS25941300 | McKesson Exam Glove Trilon, NonSterile Powder Free, Vinyl Smooth Clear, Latex-Free, Medium | Exam Glove Trilon NonSterile Powder Free Vinyl Smooth Clear Latex-Free Medium | exam-glove-trilon-nonsterile-powder-free-vinyl-smooth-clear-latex-free-medium-f82.jpg
SKU: MKS25941300 | McKesson Exam Glove Trilon, NonSterile Powder Free, Vinyl Smooth Clear, Latex-Free, Medium | Exam Glove Trilon NonSterile Powder Free Vinyl Smooth Clear Latex-Free Medium | exam-glove-trilon-nonsterile-powder-free-vinyl-smooth-clear-latex-free-medium-f82.jpg
SKU: MKS25961310 | McKesson Exam Glove Trilon NonSterile Powder Free Vinyl Smooth Clear Large | TrilonÂ® Vinyl Powder-Free Exam Gloves - Large, Offers a soft and silky feel with a translucent look. Smooth finish for excellent tactile sensitivity. | exam-glove-trilon-nonsterile-powder-free-vinyl-smooth-clear-large-c77.jpg
SKU: MKS25981300 | McKesson Exam Glove Trilon NonSterile Powder Free Vinyl Smooth Clear Latex Free Extra Large | Exam Glove Trilon Non Sterile Powder Free Vinyl Smooth Clear Latex-Free X-Large. | exam-glove-trilon-nonsterile-powder-free-vinyl-smooth-clear-latex-free-extra-large-093.jpg
SKU: MKS27221300 | McKesson Exam Glove syntrile, Pf Blue NonSterile Powder Free, Nitrile Fully Textured Blue, Latex-Free, Small | Exam Glove syntrile pf blue NonSterile Powder Free Nitrile Fully Textured Blue Latex-Free Small | exam-glove-syntrile-pf-blue-nonsterile-powder-free-nitrile-fully-textured-blue-latex-free-small-122.jpg
SKU: MKS27251300 | McKesson Exam Glove syntrile, Pf Blue NonSterile Powder Free, Nitrile Fully Textured Blue, Latex-Free, Large | Exam Glove syntrile pf blue NonSterile Powder Free Nitrile Fully Textured Blue Latex-Free Large | exam-glove-syntrile-pf-blue-nonsterile-powder-free-nitrile-fully-textured-blue-latex-free-large-49e.jpg
SKU: MKS27271300 | McKesson Exam Glove Syntrile Pf Blue NonSterile Powder Free Nitrile Fully Textured Blue Latex Free Extra Large | Exam Glove Syntrile Pf Blue Nonsterile Powder Free Nitrile Fully Textured Blue Latex-Free X-Large. | exam-glove-syntrile-pf-blue-nonsterile-powder-free-nitrile-fully-textured-blue-latex-free-extra-large-ebc.jpg
SKU: MKS27721310 | McKesson Exam Glove Armor Nitrile Fully Textured | Exam Glove Black Armor Nonsterile Powder Free Nitrile Fully Textured Black Latex-Free Small | exam-glove-armor-nitrile-fully-textured-1cf.jpg
SKU: MKS27741310 | McKesson Black Armor Nitrile Powder Free Exam Gloves | Mckesson Black Armor Nitrile Powder Free Exam Gloves are fully textured gloves that are black in color and latex-free. The gloves come in a standard, universal medium size. | black-armor-nitrile-powder-free-exam-gloves-062.png
SKU: MKS27761310 | McKesson Exam Glove Black Armor, Nonsterile Powder Free, Nitrile Fully Textured Black, Latex-Free, Large | Exam Glove Black Armor Nonsterile Powder Free Nitrile Fully Textured Black Latex-Free Large | exam-glove-black-armor-nonsterile-powder-free-nitrile-fully-textured-black-latex-free-large-853.jpg
SKU: MKS27781310 | McKesson Exam Glove Black Armor, Nonsterile Powder Free, Nitrile Fully Textured Black, Latex-Free, X-Large | Exam Glove Black Armor Nonsterile Powder Free Nitrile Fully Textured Black Latex-Free X-Large | exam-glove-black-armor-nonsterile-powder-free-nitrile-fully-textured-black-latex-free-x-large-6b8.jpg
SKU: MKS27961300 | McKesson Exam Glove Syntrile Pf Nonsterile Powder Free Nitrile Fully Textured White Latex-Free Large | Exam Glove Syntrile Pf Nonsterile Powder Free Nitrile Fully Textured White Latex-Free Large | exam-glove-syntrile-pf-nonsterile-powder-free-nitrile-fully-textured-white-latex-free-large-3f6.png
SKU: MKS29271300 | McKesson Exam Glove syntrile, Pf Blue NonSterile Powder Free, Nitrile Fully Textured Blue, Latex-Free, 2X-Large | Exam Glove Syntrile Pf Blue Nonsterile Powder Free Nitrile Fully Textured Blue Latex-Free 2X-Large | exam-glove-syntrile-pf-blue-nonsterile-powder-free-nitrile-fully-textured-blue-latex-free-2x-large-ab4.jpg
SKU: MKS32721300 | McKesson Exam Glove Syntrile, Pf Blue Nonsterile Powder Free, Nitrile Fully Textured Blue, Latex-Free, Small | Exam Glove Syntrile Pf Blue Nonsterile Powder Free Nitrile Fully Textured Blue Latex-Free Small | exam-glove-syntrile-pf-blue-nonsterile-powder-free-nitrile-fully-textured-blue-latex-free-small-cb2.jpg
SKU: MKS32721310 | McKesson Exam Glove syntrile, Pf Blue NonSterile Powder Free, Nitrile Fully Textured Blue, Latex-Free, Small | Exam Glove Syntrile Pf Blue Nonsterile Powder Free Nitrile Fully Textured Blue Latex-Free Small | exam-glove-syntrile-pf-blue-nonsterile-powder-free-nitrile-fully-textured-blue-latex-free-small--e97.jpg
SKU: MKS34721310 | McKesson Exam Glove Syntrile, Pf Blue Nonsterile Powder Free, Nitrile Fully Textured Blue, Latex-Free, Medium | Exam Glove Syntrile Pf Blue Nonsterile Powder Free Nitrile Fully Textured Blue Latex-Free Medium | exam-glove-syntrile-pf-blue-nonsterile-powder-free-nitrile-fully-textured-blue-latex-free-medium-2fe.jpg
SKU: MKS36721300 | McKesson Exam Glove Syntrile, Pf Blue Nonsterile Powder Free, Nitrile Fully Textured Blue, Latex-Free, Large | Exam Glove Syntrile Pf Blue Nonsterile Powder Free Nitrile Fully Textured Blue Latex-Free Large | exam-glove-syntrile-pf-blue-nonsterile-powder-free-nitrile-fully-textured-blue-latex-free-large-89d.jpg
SKU: MKS36721300 | McKesson Exam Glove Syntrile, Pf Blue Nonsterile Powder Free, Nitrile Fully Textured Blue, Latex-Free, Large | Exam Glove Syntrile Pf Blue Nonsterile Powder Free Nitrile Fully Textured Blue Latex-Free Large | exam-glove-syntrile-pf-blue-nonsterile-powder-free-nitrile-fully-textured-blue-latex-free-large-89d.jpg
SKU: MKS39221300 | McKesson Exam Glove Cypress Plus, Pf Nonsterile Powder Free Latex, Smooth Ivory Contains Latex, Small | Exam Glove Cypress Plus Pf Nonsterile Powder Free Latex Smooth Ivory Contains Latex Small | exam-glove-cypress-plus-pf-nonsterile-powder-free-latex-smooth-ivory-contains-latex-small-6c0.jpg
SKU: MKS46011300 | McKesson Exam Glove, FIRST RESPONDER EC, NonSterile, Powder Free, Chloroprene Fully Textured, Blue, Latex-Free, Chemo Rated, Medium | Exam Glove, FIRST RESPONDER EC, NonSterile, Powder Free, Chloroprene Fully Textured, Blue, Latex-Free Chemo Rated, Medium | exam-glove-first-responder-ec-nonsterile-powder-free-chloroprene-fully-textured-blue-latex-free-chemo-rated-medium-86f.jpg
SKU: SMPDSCCR105 | Sempermed Chloroprene Powder Free Exam Glove Beaded Cuff, X-Large | 100% latex free. Manufactured with care using an advanced polychloroprene formula. Powder-free gloves provide the fit and comfort you expect from the finest latex. Eliminates possible aerosolization of glove power and the potential powder-associated transfer of chemical allergens. The textured surface offers a secure grip, without the loss of tactile sensitivity. | chloroprene-powder-free-exam-glove-beaded-cuff-x-large-1e3.jpg
SKU: ANS20685370 | Ansell Derma Prene Ultra HydraSoft Powder Free Latex Free Sterile Surgical Gloves, 7" | Derma Prene Ultra HydraSoft Powder Free Latex Free Sterile Surgical Gloves, 7". 100% Polychloroprene (Neoprene); No Natural Rubber. | derma-prene-ultra-hydrasoft-powder-free-latex-free-sterile-surgical-gloves-7-9bd.jpg
SKU: ANS20685380 | Ansell Derma Prene Ultra HydraSoft Powder Free Latex Free Sterile Surgical Gloves, 8" | Derma Prene Ultra HydraSoft Powder Free Latex Free Sterile Surgical Gloves, 8". 100% Polychloroprene (Neoprene); No Natural Rubber. | derma-prene-ultra-hydrasoft-powder-free-latex-free-sterile-surgical-gloves-8-c7d.jpg
SKU: DETGH3 | Detecto GH Universal Glove Box Holders | Conserve counter space with universal glove box holders. | gh-universal-glove-box-holders-1ee.jpg
SKU: SNH21116 | Sultan Healthcare PUREVAC Auto Walkabout Dispenser | Creates a turbulent mixture of air and PUREVAC solution to clean your evacuation system with ease.Holds enough solution to clean 3 operatories and one cuspidor!Portable handle allows you easily carry solution from room to room. | purevac-auto-walkabout-dispenser-cba.jpeg
SKU: CLIGS-3030 | Clinton Industries Triple Stainless Steel Glove Box Holder | Vertical-3 box-SS glove box holder, Not MRI compatible. | triple-stainless-steel-glove-box-holder-def.jpg
SKU: HAR680422 | Harloff Glove Box Holder with Rail Clips |  | glove-box-holder-with-rail-clips-f55.jpg
SKU: ANS8025 | Ansell Glove Dispenser, Wall Bracket, 24/cs | Glove Dispenser, Wall Bracket, 24/cs Ansell ANS Gloves 8025 ANS 8025 NDCWAREHOUSE MEDCHAIN | glove-dispenser-wall-bracket-24-cs-e00.jpg
SKU: MID662 | Midmark Towel Glove and Cup Dispenser | The Midmark 662 Towel, Glove and Cup Dispenser is the convenient solution to your sanitary needs. | towel-glove-and-cup-dispenser-eb4.png
SKU: CLIG-1020 | Clinton Industries Double Vertical Wire Glove Box Holder | Open design allows for easy glove identification. | double-vertical-wire-glove-box-holder-b61.jpg
SKU: CLIG-1033 | Clinton Industries Triple Horizontal Wire Glove Box Holder | Clinton Industries' Triple Horizontal Wire Glove Box Holder is a horizontally hung 3 box wire glove box holder. | triple-horizontal-wire-glove-box-holder-385.jpg
SKU: CLIG-1044 | Clinton Industries Quad Horizontal Wire Glove Box Holder | Horizontal-4 box-wire glove box holder | quad-horizontal-wire-glove-box-holder-725.jpg
SKU: CLIG-1000 | Clinton Industries Single Horizontal Wire Glove Box Holder | Single-wire glove box holder | single-horizontal-wire-glove-box-holder-046.jpg
SKU: CLIG-1022 | Clinton Industries Double Horizontal Wire Glove Box Holder | Horizontal-2 box-wire glove box holder | double-horizontal-wire-glove-box-holder-23c.jpg
SKU: CLIG-1030 | Clinton Industries Triple Vertical 3 Box Wire Glove Box Holder | Vertical-3 box-wire glove box holder | triple-vertical-3-box-wire-glove-box-holder-bf2.jpg
SKU: CLIGS-3040 | Clinton Industries Quad Stainless Steel Glove Box Holder | Stainless steel construction Open design allows for easy glove identification. | quad-stainless-steel-glove-box-holder-377.jpg
SKU: CLIGS-3022 | Clinton Industries Double Slimline Stainless Steel Glove Box Holder | Open design allows for easy glove identification, Mounting hardware included. | double-slimline-stainless-steel-glove-box-holder-840.jpg
SKU: CLIGW-2020 | Clinton Industries Double White Steel Glove Box Holder | Vertical-2 box-white steel glove box | double-white-steel-glove-box-holder-a84.jpg
SKU: CLIGW-2040 | Clinton Industries Quad White Steel Glove Box Holder | Vertical- 4 box-white glove box holder | quad-white-steel-glove-box-holder-ac7.jpg
SKU: OMNMD305325 | Omnimed Omni Glove Box Holder - Single | Omniwire glove box holder - each | omni-glove-box-holder-single-867.jpg
SKU: OMNMD305360 | Omnimed Clear PETG Glove Box Holder - Single | Recyclable and ECO friendly, these dispensers are tougherthan acrylic to provide many years of service.ï»¿ | clear-petg-glove-box-holder-single-4c9.jpg
SKU: OMNMD305361 | Omnimed Clear PETG Glove Box Holder - Double | Recyclable and ECO friendly, these dispensers are tougherthan acrylic to provide many years of service | clear-petg-glove-box-holder-double-f61.jpg
SKU: OMNMD305362 | Omnimed Clear PETG Glove Box Holder Triple | Triple Clear Glove Box Holder is made of ECO friendly PETG plastic that is both durable and easy to clean. All single glove boxes fit this model. | clear-petg-glove-box-holder-triple-74e.jpg
SKU: OMNMD307005 | Omnimed Isolation Station Acrylic | Isolation station Clear acrylic. | isolation-station-acrylic-790.jpg
SKU: BMCIPS003-0212 | Bowman Protection Organizer - Left Side Gown Opening | Protection Organizer - Left Side Gown OpeningHolds gowns in bulk, one box of face masks, and one box of face shields. | protection-organizer-left-side-gown-opening-705.jpg
SKU: BMCIMB-450 | Bowman Door Hanger for Metal Bracketed Fire Doors | Door Hanger for Metal Bracketed Fire DoorsHolds protection organizers at flexible heights to accommodate door hardware. | door-hanger-for-metal-bracketed-fire-doors-de5.jpg
SKU: BMCIMB-600 | Bowman Door Hanger Standard | Holds BOWMANÂ® protection systems | door-hanger-standard-58d.jpg
SKU: BMCIGD-111 | Bowman Glove Box Dispenser - Single with Shelf | Glove Box Dispenser - Single with ShelfHolds one box of gloves with an additional shelf to hold medical supplies. | glove-box-dispenser-single-with-shelf-f02.jpg
SKU: BMCIGD-011 | Bowman Glove Box Caddy - Single | Glove Box Caddy - SingleHolds one box of gloves. | glove-box-caddy-single-29d.jpg
SKU: BMCIGD-012 | Bowman Glove Box Caddy - Double | Glove Box Caddy - DoubleHolds two boxes of gloves. | glove-box-caddy-double-67f.jpg
SKU: BMCIGB-059 | Bowman Glove Box Dispenser - Quad | Glove Box Dispenser - QuadHolds four boxes of gloves. | glove-box-dispenser-quad-86d.jpg
SKU: BMCIGL042-0212 | Bowman Glove Box Dispenser - Quad With Shelf | Glove Box Dispenser - Quad with ShelfHolds four boxes of glovesShelf on top to hold additional supplies. | glove-box-dispenser-quad-with-shelf-a62.jpg
SKU: BMCIGB-059 | Bowman Glove Box Dispenser - Quad | Glove Box Dispenser - QuadHolds four boxes of gloves. | glove-box-dispenser-quad-86d.jpg
SKU: BMCIGP-330 | Bowman Glove Box Dispenser - Triple | Glove Box Dispenser - TripleHolds three boxes of gloves horizontally. | glove-box-dispenser-triple-f3c.jpg
SKU: BMCIGB-059 | Bowman Glove Box Dispenser - Quad | Glove Box Dispenser - QuadHolds four boxes of gloves. | glove-box-dispenser-quad-86d.jpg
SKU: BMCIGS-004 | Bowman Glove Box Dispenser - Single with Flexible Spring | Glove Box Dispenser - Single with Flexible SpringHolds one box of gloves with built-in flexible spring. | glove-box-dispenser-single-with-flexible-spring-307.jpg
SKU: BMCIGB-059 | Bowman Glove Box Dispenser - Quad | Glove Box Dispenser - QuadHolds four boxes of gloves. | glove-box-dispenser-quad-86d.jpg
SKU: BMCIGS-124 | Bowman Glove Box Dispenser - Quad with Dividers | Glove Box Dispenser - Quad with DividersHolds four boxes of gloves. | glove-box-dispenser-quad-with-dividers-a85.jpg
SKU: BMCIGB-059 | Bowman Glove Box Dispenser - Quad | Glove Box Dispenser - QuadHolds four boxes of gloves. | glove-box-dispenser-quad-86d.jpg
SKU: GF9671 | Grafco Baked Enamel Glove Dispenser, Single | Baked Enamel Glove Dispenser, Single | baked-enamel-glove-dispenser-single-fa2.jpg
SKU: MMPL3933 | Medical Action Industries Emesis Bag 6.15" x 15" 1.35mL | Convenience: Wide opening is fully supported by a rigid plastic ring to help ensure unobstructed access to the containment bag while providing a circular grasping surface for secure grip and proper positioning around the mouth. | emesis-bag-615-x-15-135ml-8ce.jpg
SKU: PIPS148002 | PlastiProducts Wall Mounted Sharps Disposal System Glove Dispenser 11 7/8 H x 8 3/4 W x 6 5/8 | Glove box may be mounted to the wall with wall bracket. | wall-mounted-sharps-disposal-system-glove-dispenser-11-7-8-h-x-8-3-4-w-x-6-5-8-be2.jpg
SKU: MKS16651300 | McKesson Glove Box Dispenser Performance Horizontal or Vertical Mount Plastic | Holds single glove box. Clear plastic adds durability and easily allows user to distinguish glove type. | glove-box-dispenser-performance-horizontal-or-vertical-mount-plastic-94b.jpg
SKU: MKS16661300 | McKesson Glove Box Dispenser Medi-Pak, Performance Horizontal or Vertical Mount, 3-Box Clear, Plastic | Glove Box Dispenser Medi-Pak Performance Horizontal or Vertical Mount 3-Box Clear 3-1/8 X 10-1/4 X 15-1/4 Inch Plastic | glove-box-dispenser-medi-pak-performance-horizontal-or-vertical-mount-3-box-clear-plastic--b6f.jpg
SKU: MKS65341300 | McKesson Glove Box Holder | Glove Box Holder Horizontal or Vertical Mount 2-Box Clear 4 X 10 X 5.5 Inch Acrylic | glove-box-holder--66c.jpg
SKU: MKS65321300 | McKesson Glove Box Dispenser Horizontal or Vertical Mount 2 Box Clear Plastic | Clear plastic adds durability and easily allows user to distinguish glove type. | glove-box-dispenser-horizontal-or-vertical-mount-2-box-clear-plastic-d13.jpg
SKU: CLIGS-3000 | Clinton Industries Single Stainless Steel Glove Box Holder | Single-stainless glove box holder | single-stainless-steel-glove-box-holder-12e.jpg
SKU: BMCILD-067 | Bowman Protection Organizer - Launderable Gown | Protection Organizer - Launderable GownHolds launderable gowns, two boxes of gloves, and one box of face masks. | protection-organizer-launderable-gown-d38.jpg
SKU: BMCIMP-015 | Bowman Caddy Dispenser - Clip On | Caddy Dispenser - Clip OnHolds a variety of items including wet wipe canisters in various sizes. | caddy-dispenser-clip-on-5d5.jpg
SKU: BMCIMP-085 | Bowman Caddy Dispenser - Clip-On | Caddy Dispenser - Clip-OnHolds medical supplies | caddy-dispenser-clip-on-a97.jpg
SKU: BMCIGB-001 | Bowman Glove Box Dispenser - Single with Built-in Flexible Spring | Glove Box Dispenser - Single with Built-in Flexible SpringHolds one box of gloves. | glove-box-dispenser-single-with-built-in-flexible-spring-cde.jpg
SKU: BMCIGB-003 | Bowman Glove Box Dispenser - Triple | Glove Box Dispenser - TripleHolds three boxes of gloves. | glove-box-dispenser-triple-5fb.jpg
SKU: BMCIGB-027 | Bowman Glove Box Dispenser - Food Service | Glove Box Dispenser - Food ServiceHolds one box of food service poly gloves. | glove-box-dispenser-food-service-5a5.jpg
SKU: BMCIGB-067 | Bowman Glove Box Dispenser - Double - Space Saver | Glove Box Dispenser - Double - Space SaverHolds two boxes of gloves that fit end to end. | glove-box-dispenser-double-space-saver-6a6.jpg
SKU: BMCIGB-068 | Bowman Glove Box Dispenser - Triple - Space Saver | Glove Box Dispenser - Triple - Space SaverHolds three boxes of gloves that fit end to end. | glove-box-dispenser-triple-space-saver-bd9.jpg
SKU: BMCIGB-074 | Bowman Glove Box Dispenser - Single - Large Capacity With Adjustable Spring | Glove Box Dispenser - Single - Large Capacity with Flexible SpringHolds one large box of gloves with flexible spring | glove-box-dispenser-single-large-capacity-with-adjustable-spring-e9c.jpg
SKU: BMCIED-750 | Bowman Epinephrine Injector Dispenser - 5 | Epinephrine Injector Dispenser - 5Holds up to 5 Epinephrine InjectorsDual-sided clear PETG plastic door sleeve foridentification signage. | epinephrine-injector-dispenser-5-a4b.png
SKU: BMCIED-760 | Bowman Epinephrine Injector Dispenser | Epinephrine Injector Dispenser - 10Holds up to 10 Epinephrine Injectors and opens up like a bookDual-sided clear PETG plastic divider for identificationsignageHandle on the back enables easy transportTabs on front for lock placement. | epinephrine-injector-dispenser-b13.png
SKU: BMCIGP-013 | Bowman Glove Box Dispenser - Single with Flexible Spring | Glove Box Dispenser - Single with Flexible SpringHolds one box of gloves with built-in flexible spring | glove-box-dispenser-single-with-flexible-spring-152.jpg
SKU: BMCIGB-003 | Bowman Glove Box Dispenser - Triple | Glove Box Dispenser - TripleHolds three boxes of gloves. | glove-box-dispenser-triple-5fb.jpg
SKU: BMCIGP-020 | Bowman Glove Box Dispenser - Single - Large Capacity with Flexible Spring | Glove Box Dispenser - Single - Large Capacity with Flexible SpringHolds one box of gloves | glove-box-dispenser-single-large-capacity-with-flexible-spring-020.jpg
SKU: BMCIGB-027 | Bowman Glove Box Dispenser - Food Service | Glove Box Dispenser - Food ServiceHolds one box of food service poly gloves. | glove-box-dispenser-food-service-5a5.jpg
SKU: BMCIMB-085 | Bowman Infection Prevention Organizer | Infection Prevention OrganizerHolds one box of gloves and one box of face masks. | infection-prevention-organizer-549.jpeg
SKU: BMCIGB-068 | Bowman Glove Box Dispenser - Triple - Space Saver | Glove Box Dispenser - Triple - Space SaverHolds three boxes of gloves that fit end to end. | glove-box-dispenser-triple-space-saver-bd9.jpg
SKU: BMCIGP-120 | Bowman Chemotherapy Glove Box Dispenser - Single | Chemotherapy Glove Box Dispenser - SingleHolds one box of chemotherapy gloves. | chemotherapy-glove-box-dispenser-single-96a.jpg
SKU: BMCIGP-310 | Bowman Glove Box Dispenser - Single | Glove Box Dispenser - SingleHolds one box of gloves horizontally. | glove-box-dispenser-single-441.jpg
SKU: RBW552 | R & B Wire Double Wire Glove Box Dispenser White | Double glove box dispenser with our unique side loading - left & right, "Side-Slide System" allows you to maximize space and efficiency with any combination of dispensers. This unique design will accommodate all standard glove boxes. Our sturdy dispensers are constructed from 7 gauge wire and are powder coated in white for maximize protection and easy cleaning. Our mounting brackets allow for convenient mounting and all hardware is included. We also offer double and triple dispensers. You may also purchase glove box dispensers in bulk packs of 4 each. | double-wire-glove-box-dispenser-white-8c0.jpg
SKU: RBW552B | R & B Wire Double Wire Glove Box Dispenser, White | Double glove box dispenser with our unique side loading - left & right, "Side-Slide System" allows you to maximize space and efficiency with any combination of dispensers. This unique design will accommodate all standard glove boxes. Our sturdy dispensers are constructed from 7 gauge wire and are powder coated in white for maximize protection and easy cleaning. Our mounting brackets allow for convenient mounting and all hardware is included. We also offer double and triple dispensers. You may also purchase glove box dispensers in an individual quantity of 1 each. This is a bulk pack of 4 each. | double-wire-glove-box-dispenser-white-708.jpg
SKU: BMCIGP-320 | Bowman Glove Box Dispenser - Double | Glove Box Dispenser - DoubleHolds two boxes of gloves horizontally. | glove-box-dispenser-double-076.jpg
SKU: RBW553 | R & B Wire Triple Wire Glove Box Dispenser, White, 10 1/2" L x 4 1/4" W x 20 1/2"D | Triple glove box dispenser with our unique side loading - left & right, "Side-Slide System" allows you to maximize space and efficiency with any combination of dispensers. This unique design will accommodate all standard glove boxes. Our sturdy dispensers are constructed from 7 gauge wire and are powder coated in white for maximize protection and easy cleaning. Our mounting brackets allow for convenient mounting and all hardware is included. We also offer double and triple dispensers. You may also purchase glove box dispensers in bulk packs of 4 each. | triple-wire-glove-box-dispenser-white-10-1-2-l-x-4-1-4-w-x-20-1-2d-c12.jpg
SKU: RBW553B | R & B Wire Triple Wire Glove Box Dispenser, White | Triple glove box dispenser with our unique side loading - left & right, "Side-Slide System" allows you to maximize space and efficiency with any combination of dispensers. This unique design will accommodate all standard glove boxes. Our sturdy dispensers are constructed from 7 gauge wire and are powder coated in white for maximize protection and easy cleaning. Our mounting brackets allow for convenient mounting and all hardware is included. We also offer double and triple dispensers. You may also purchase glove box dispensers in an individual quantity of 1 each. This is a bulk pack of 4 each. | triple-wire-glove-box-dispenser-white-fa7.jpg
SKU: BMCIGB-003 | Bowman Glove Box Dispenser - Triple | Glove Box Dispenser - TripleHolds three boxes of gloves. | glove-box-dispenser-triple-5fb.jpg
SKU: BMCIGB-067 | Bowman Glove Box Dispenser - Double - Space Saver | Glove Box Dispenser - Double - Space SaverHolds two boxes of gloves that fit end to end. | glove-box-dispenser-double-space-saver-6a6.jpg
SKU: BMCIGB-068 | Bowman Glove Box Dispenser - Triple - Space Saver | Glove Box Dispenser - Triple - Space SaverHolds three boxes of gloves that fit end to end. | glove-box-dispenser-triple-space-saver-bd9.jpg
SKU: BMCIGW-029 | Bowman Glove Box Dispenser - Single | Glove Box Dispenser - SingleHolds one box of gloves. | glove-box-dispenser-single-c11.jpg
SKU: BMCIGW-040 | Bowman Double Glove Box Dispenser | Glove Box Dispenser - Double Unit mounts vertically and holds two boxes of gloves horizontally | double-glove-box-dispenser-6f9.jpg
SKU: BMCIGW-050 | Bowman Glove Box Dispenser - Triple | Glove Box Dispenser - TripleUnit mounts vertically and holds three boxes of gloves horizontally. | glove-box-dispenser-triple-cbc.jpg
SKU: BMCIGW-050 | Bowman Glove Box Dispenser - Triple | Glove Box Dispenser - TripleUnit mounts vertically and holds three boxes of gloves horizontally. | glove-box-dispenser-triple-cbc.jpg
SKU: IDPGB539 | Ideal Products Glove Box Storage | Dispenser for disposable glove boxes. Stainless steel construction, Mount vertical or horizontal, Mounting hardware included, Holds 1 box, Includes spring for thinner boxes, 5.25" W x 3.25" D x 9" H, 1 pound parcel shipment. | glove-box-storage-4df.jpg
SKU: BMCIGP-106 | Bowman Glove Box Dispenser - Double - Space Saver | Glove Box Dispenser - Double - Space SaverHolds two boxes of gloves that fit end to end. | glove-box-dispenser-double-space-saver-bf8.jpg
SKU: CVN8974 | Covidien Holder For 8 Qt Phlebotomy Multi-Purpose & Chemosafety Containers 3Â¼"H x 7Â¾"D x 11"W | Tray Holders provide stabilty by maintaining the sharps container upright throughout use. Ideal for sharps containers used on counter tops or med carts. Adhesive tape is provided on the bottom of each tray holder to prevent movement of container. | holder-for-8-qt-phlebotomy-multi-purpose-amp-chemosafety-containers-3frac14quoth-x-7frac34quotd-x-11quotw-f5e.jpg
SKU: BMCIGD-042 | Bowman Glove Box Dispenser - Double With Divider | Glove Box Dispenser - Double with DividerHolds two boxes of gloves. | glove-box-dispenser-double-with-divider-12e.jpg
SKU: BMCIGP-014 | Bowman Glove Box Dispenser - Double | Glove Box Dispenser - DoubleHolds two boxes of gloves. | glove-box-dispenser-double-2b2.jpg
SKU: BMCIGP-042 | Bowman Glove Box Dispenser - Double with Dividers | Glove Box Dispenser - Double with DividersHolds two boxes of gloves with divider. | glove-box-dispenser-double-with-dividers-d43.jpg
SKU: BMCIGP-014 | Bowman Glove Box Dispenser - Double | Glove Box Dispenser - DoubleHolds two boxes of gloves. | glove-box-dispenser-double-2b2.jpg
SKU: BMCIGS-122 | Bowman Glove Box Dispenser - Double with Divider | Glove Box Dispenser - Double with DividerHolds two boxes of gloves. | glove-box-dispenser-double-with-divider-5f3.jpg
SKU: BMCIGP-014 | Bowman Glove Box Dispenser - Double | Glove Box Dispenser - DoubleHolds two boxes of gloves. | glove-box-dispenser-double-2b2.jpg
SKU: BMCIGS-073 | Bowman Glove Box Dispenser - Single - Large Capacity with Flexible Spring | Glove Box Dispenser - Single - Large Capacity with Flexible SpringHolds one box of gloves with built-in flexible spring. | glove-box-dispenser-single-large-capacity-with-flexible-spring-7c8.jpg
SKU: BMCIGS-123 | Bowman Triple Glove Box Dispenser with Dividers | The Bowman Triple Glove Box Dispenser with Dividers holds three boxes of gloves. Made of stainless steel and with twoâ€way keyholes for wall mounting, the dispenser is a popular and high quality product. | triple-glove-box-dispenser-with-dividers-6f7.jpg
SKU: BMCIHP-010 | Bowman Hairnet Dispenser | Hairnet DispenserHolds individual hairnet packages in bulk quantity. | hairnet-dispenser-a5a.jpg
SKU: IHCI133750 | Innovative Healthcare DermAssist Surgical Glove Sterile Powder Free Latex 7.5 | These low-protein, powder-free gloves eliminate air-borne particles of latex protein associated with powdered surgical gloves. | dermassist-surgical-glove-sterile-powder-free-latex-75--77e.jpg
SKU: MFXNEC-288-L | Microflex Exam Gloves PF Chloroprene Latex-Free Extended Cuff & Textured Fingers Green Large 50/bx; 10 bx/cs | Featuring an extended cuff, NeoProÂ® EC is the longest and thickest glove we produce. It uses a polychloroprene formulation to provide a secure grip and exceptional protection from biological and chemical hazards in wet or dry conditions. | exam-gloves-pf-chloroprene-latex-free-extended-cuff-amp-textured-fingers-green-large-50-bx-10-bx-cs--725.jpg
SKU: MFXNEC-288-M | Microflex Exam Gloves PF Chloroprene Latex-Free Extended Cuff & Textured Fingers Green Medium 50/bx; 10 bx/cs | Featuring an extended cuff, NeoProÂ® EC is the longest and thickest glove we produce. It uses a polychloroprene formulation to provide a secure grip and exceptional protection from biological and chemical hazards in wet or dry conditions. | exam-gloves-pf-chloroprene-latex-free-extended-cuff-amp-textured-fingers-green-medium-50-bx-10-bx-cs--249.jpg
SKU: MFXNEC-288-S | Microflex Exam Gloves PF Chloroprene Latex-Free Extended Cuff & Textured Fingers Green Small 50/bx; 10 bx/cs | Featuring an extended cuff, NeoProÂ® EC is the longest and thickest glove we produce. It uses a polychloroprene formulation to provide a secure grip and exceptional protection from biological and chemical hazards in wet or dry conditions. | exam-gloves-pf-chloroprene-latex-free-extended-cuff-amp-textured-fingers-green-small-50-bx-10-bx-cs--b08.jpg
SKU: MFXNEC-288-XL | Microflex Exam Gloves PF Chloroprene Latex-Free Extended Cuff & Textured Fingers Green X-Large 50/bx; 10 bx/cs | Featuring an extended cuff, NeoProÂ® EC is the longest and thickest glove we produce. It uses a polychloroprene formulation to provide a secure grip and exceptional protection from biological and chemical hazards in wet or dry conditions. | exam-gloves-pf-chloroprene-latex-free-extended-cuff-amp-textured-fingers-green-x-large-50-bx-10-bx-cs--d21.jpg
SKU: MFXNEC-288-XXL | Microflex Exam Gloves PF Chloroprene Latex-Free Extended Cuff & Textured Fingers Green XX-Large 50/bx; 10 bx/cs | Featuring an extended cuff, NeoProÂ® EC is the longest and thickest glove we produce. It uses a polychloroprene formulation to provide a secure grip and exceptional protection from biological and chemical hazards in wet or dry conditions. | exam-gloves-pf-chloroprene-latex-free-extended-cuff-amp-textured-fingers-green-xx-large-50-bx-10-bx-cs--0ee.jpg
SKU: CVNCT21911 | Covidien ChemoPlus Neoprene Hand Specific Glove, Small, 9 mil | Chemoplus neoprene chemotherapy gloves are premium latex-free gloves. These gloves are 9 mil thick, textured at the fingertips and latex-free. Separate gloves for the right and left hands allow for a more comfortable and secure fit than ambidextrous gloves. Chemoplus neoprene chemotherapy gloves provide maximum protection for chemotherapy compounding, administration, disposal and other related chemotherapy activities. | chemoplus-neoprene-hand-specific-glove-small-9-mil-8fc.jpg
SKU: RBW457G | R & B Wire Spring Platform Lift to Fit 18 Bushel Poly Truck | R&B offers a great safety option with our spring platforms. All poly and vinyl bushel trucks can be outfitted with our safety ergonomically designed spring platforms - by minimizing reaching and bending. The platform which is specifically designed for each truck will allow the load to move higher as weight or capacity is reduced. Spring lifts and protective sleeves are in gray for all poly trucks. | spring-platform-lift-to-fit-18-bushel-poly-truck-8ea.jpg
SKU: CVNCT0193-1 | Covidien Chemoplus Latex Gloves 18 mil Large, Latex | ChemoPlus latex chemotherapy gloves are 18 mil thick and textured at the fingertips. These hand specific gloves are designed to reduce fatigue. They are ideal for chemotherapy compounding and other related chemotherapy activities requiring protection for your hands. | chemoplus-latex-gloves-18-mil-large-latex-1bc.jpg
SKU: CVNCT0192-1 | Covidien Chemoplus Latex Gloves, 18 mil, Medium | ChemoPlus latex chemotherapy gloves are 18 mil thick and textured at the fingertips. These hand specific gloves are designed to reduce fatigue. They are ideal for chemotherapy compounding and other related chemotherapy activities requiring protection for your hands. | chemoplus-latex-gloves-18-mil-medium-60d.jpg
SKU: CVNDP5052G | Covidien ChemoPlus Latex Hand Specific Gloves, Medium, 9 mil | ChemoPlus chemotherapy gloves are 9 mil thick, smooth at the fingertips and latex. These hand specific gloves are designed to reduce fatigue and are ideal for chemotherapy compounding and other related chemotherapy activities requiring protection for your hands. | chemoplus-latex-hand-specific-gloves-medium-9-mil-90d.jpg
SKU: ANS117273 | Ansell Sol-Vex Nitrile, Powder-Free Gloves, Green, 7" - 7.5" | Sol-Vex Nitrile, powder free gloves are crafted from a versatile, high-functioning polymer to create an ideal balance between protection and performance. Regardless of the environment (wet or dry) these gloves will provide both strength and chemical protection, without compromising on flexibility, comfort or dexterity. | sol-vex-nitrile-powder-free-gloves-green-7-75-409.jpg
SKU: ANS117272 | Ansell Sol-Vex Nitrile, Powder-Free Gloves, Green, 6" - 6.5" | Sol-Vex Nitrile, powder free gloves are crafted from a versatile, high-functioning polymer to create an ideal balance between protection and performance. Regardless of the environment (wet or dry) these gloves will provide both strength and chemical protection, without compromising on flexibility, comfort or dexterity. | sol-vex-nitrile-powder-free-gloves-green-6-65-2ba.jpg
SKU: ANS117274 | Ansell Sol-Vex Nitrile, Powder-Free Gloves, Green, 8" - 8.5" | Sol-Vex Nitrile, powder free gloves are crafted from a versatile, high-functioning polymer to create an ideal balance between protection and performance. Regardless of the environment (wet or dry) these gloves will provide both strength and chemical protection, without compromising on flexibility, comfort or dexterity. | sol-vex-nitrile-powder-free-gloves-green-8-85-dfd.jpg
SKU: ANS117275 | Ansell Sol-Vex Nitrile, Powder-Free Gloves, Green, 9" - 9.5" | Sol-Vex Nitrile, powder free gloves are crafted from a versatile, high-functioning polymer to create an ideal balance between protection and performance. Regardless of the environment (wet or dry) these gloves will provide both strength and chemical protection, without compromising on flexibility, comfort or dexterity. | sol-vex-nitrile-powder-free-gloves-green-9-95-a5f.jpg
SKU: ANS117276 | Ansell Sol-Vex Nitrile, Powder-Free Gloves, Green, 10" | Sol-Vex Nitrile, powder free gloves are crafted from a versatile, high-functioning polymer to create an ideal balance between protection and performance. Regardless of the environment (wet or dry) these gloves will provide both strength and chemical protection, without compromising on flexibility, comfort or dexterity. | sol-vex-nitrile-powder-free-gloves-green-10-7e5.jpg
SKU: ANS117277 | Ansell Sol-Vex Nitrile, Powder-Free Gloves, Green, 11" | Sol-Vex Nitrile, powder free gloves are crafted from a versatile, high-functioning polymer to create an ideal balance between protection and performance. Regardless of the environment (wet or dry) these gloves will provide both strength and chemical protection, without compromising on flexibility, comfort or dexterity. | sol-vex-nitrile-powder-free-gloves-green-11-e78.jpg
SKU: ANS9207 | Ansell Micro-Touch E.P. Latex, Powder-Free Examination Gloves, Large | Micro-Touch E.P. Gloves are made from natural rubber latex, feature extra long reinforced cuffs, and are thicker for extra protection, making them ideal for use in higher-risk clinical applications. These powder-free gloves are hand specific which allow for added comfort and fit. | micro-touch-ep-latex-powder-free-examination-gloves-large-10c.png
SKU: ANS9201 | Ansell Micro-Touch E.P. Latex, Powder-Free Examination Gloves, X-Small | Micro-Touch E.P. Gloves are made from natural rubber latex, feature extra long reinforced cuffs, and are thicker for extra protection, making them ideal for use in higher-risk clinical applications. These powder-free gloves are hand specific which allow for added comfort and fit. | micro-touch-ep-latex-powder-free-examination-gloves-x-small-4c2.png
SKU: ANS9205 | Ansell Micro-Touch E.P. Latex, Powder-Free Examination Gloves, Medium | Micro-Touch E.P. Gloves are made from natural rubber latex, feature extra long reinforced cuffs, and are thicker for extra protection, making them ideal for use in higher-risk clinical applications. These powder-free gloves are hand specific which allow for added comfort and fit. | micro-touch-ep-latex-powder-free-examination-gloves-medium-9e6.png
SKU: ANS9203 | Ansell Micro-Touch E.P. Latex, Powder-Free Examination Gloves, Small | Micro-Touch E.P. Gloves are made from natural rubber latex, feature extra long reinforced cuffs, and are thicker for extra protection, making them ideal for use in higher-risk clinical applications. These powder-free gloves are hand specific which allow for added comfort and fit. | micro-touch-ep-latex-powder-free-examination-gloves-small-e93.png
SKU: BMCIEP-105 | Bowman Hearing Protection Dispenser - Single Bin | Hearing Protection Dispenser - Single BinHolds ear plugs in bulk quantitySingle compartment with a hinged lid. | hearing-protection-dispenser-single-bin-93f.jpg
SKU: ANS5760804 | Ansell Perry X-AM Gloves, X-Large | Part of the Ansell family of powdered latex gloves, the Perry X-AM glove features a smooth finish for bettertactile sensitivity and an inverted beaded cuff. This glove is made from natural rubber latex for superior hand barrier protection and is powdered with absorbable dusting powder.A smooth finish allows for better tactile sensitivity when performing non-sterile examination procedures. Dependability. Because this glove is latex, wearers experience an excellent fit that provides greater comfort without bagginess. | perry-x-am-gloves-x-large-616.jpg
SKU: ANS20277175 | Ansell Gammex Groundbreaking Surgical Glove Cream Non-Latex Sensitive 7 1/2 | A major innovation in non-latex, chemical accelerator-free glove formulation, Sensoprene allows for superior sensitivity while maintaining glove strength, The chemical accelerator-free formulation ensures comprehensive protection for healthcare workers with chemical allergies to accelerators, Gammex design and manufacturing guarantee the desirable fit, donning properties, and grip you expect, The soft cream color you want in a surgical glove. | gammex-groundbreaking-surgical-glove-cream-non-latex-sensitive-7-1-2-098.png
SKU: CVNCT0192-1G | Covidien Latex Gloves Powder Free 18 mil Textured Medium - 50 Pairs per Box | Glove length from tip to cuff approximately 12" to protect wrists, 18 mil thick at fingertips. Powder-Free; beaded cuff resists tearing. Recommended for maximum protection when preparing chemotherapy drugs or cleaning chemotherapy spills. | latex-gloves-powder-free-18-mil-textured-medium-50-pairs-per-box-eaa.jpg
SKU: ANS117275G | Ansell Protection Gloves Size 9-9 1/2 - 12 Pairs per Bag | ANSELL SOL-VEXÂ® NITRILE CHEMICAL PROTECTION GLOVES | protection-gloves-size-9-9-1-2-12-pairs-per-bag-4a7.jpg
SKU: TIDIBS0480-1G | TIDI Products Exam Glove 14 mil Ambidextrous 12"L Beaded Cuff Blue X-Large - 50 per Box | TIDI TIDISHIELDâ„¢ LATEX SPECIALTY EXAM GLOVES | exam-glove-14-mil-ambidextrous-12l-beaded-cuff-blue-x-large-50-per-box-7d2.jpg
SKU: ANS9205G | Ansell X-Protection Gloves Medium 7 - 7 1/2 - 1 Pair per Package, 25 Pairs per Box | Extra protection latex gloves. No powder added. Thicker latex. Long, 12â€ glove. Textured wet-grip surface. Safe for handling cytotoxic drugs. | x-protection-gloves-medium-7-7-1-2-1-pair-per-package-25-pairs-per-box-911.jpg
SKU: ANS9207G | Ansell X-Protection Gloves Large 8 - 8 1/2 - 1 Pair per Package, 25 Pairs per Box | Extra protection latex gloves. No powder added. Thicker latex. Long, 12â€ glove. Textured wet-grip surface. Safe for handling cytotoxic drugs. | x-protection-gloves-large-8-8-1-2-1-pair-per-package-25-pairs-per-box-911.jpg
SKU: CAHCT21911- | Cardinal Health Neoprene Hand Specific Glove Small | Premium latex-free gloves. 9 mil thick, textured at the fingertips and latex-free. Separate gloves for the right and left hands allow for a more comfortable and secure fit than ambidextrous gloves. Provides maximum protection for chemotherapy compounding, administration, disposal and other related chemotherapy activities. | neoprene-hand-specific-glove-small-cd8.jpg
SKU: MKS21701300 | McKesson Surgical Glove Perry, Performance Plus Sterile Powder Free Latex, Fully Textured Brown Contains Latex, Size 7 | Surgical Glove McKesson Perry Performance Plus Sterile Powder Free Latex Fully Textured Brown Contains Latex Size 7 | surgical-glove-perry-performance-plus-sterile-powder-free-latex-fully-textured-brown-contains-latex-size-7-fe0.jpg
SKU: MKS21901300 | McKesson Surgical Glove Perry, Performance Plus Sterile Powder Free Latex, Fully Textured Brown Contains Latex, Size 9 | Surgical Glove McKesson Perry Performance Plus Sterile Powder Free Latex Fully Textured Brown Contains Latex Size 9 | surgical-glove-perry-performance-plus-sterile-powder-free-latex-fully-textured-brown-contains-latex-size-9-9e1.jpg
SKU: PURBY-102616-00 | Mallinckrodt Medical Breeze Sleepgear with Dream Seal Assembly | The innovative Breeze SleepGear CPAP Interface System sets new standards in patient comfort. Unlike traditional headgear and masks, there are no complicated or confining straps to contend with. The integrated one-piece design floats over the face and contours to the head. Multiple adjustments and size options offer patients a true custom fit. | breeze-sleepgear-with-dream-seal-assembly-02f.jpg
SKU: CM392F | Cara Bulk Cotton Gloves White Large | Non-Retail packaging - bulk bx/24. Large, 8.5" - 9.5". 100% low lint cotton. Gloves fit either hand. Benefits the absorption of hand creams and medicated ointments. Conceal skin disorders. Prevents staining of fabrics and garments. Hypo-allergenic. Hemmed for a neat appearance. Packaged for easy access. | bulk-cotton-gloves-white-large--d7b.jpg
SKU: CM392E | Cara Bulk Cotton Gloves Medium | Bulk Cotton Gloves | bulk-cotton-gloves-medium-622.jpg
SKU: CM392D | Cara Bulk Cotton Gloves - White Small Bx/12 pr | Non-Retail packaging - bulk bx/24. Medium, 7.5" - 8.5". 100% low lint cotton. Gloves fit either hand. Benefits the absorption of hand creams and medicated ointments. Conceal skin disorders. Prevents staining of fabrics and garments. Hypo-allergenic. Hemmed for a neat appearance. Packaged for easy access. | bulk-cotton-gloves-white-small-bx-12-pr-121.jpg
SKU: CM392A | Complete Medical Cotton Gloves- White | Cotton White Gloves - Pack/12. 100% low lint cotton.Gloves fit either hand .One size fits most. Benefits the absorption of hand creams and medicated ointments. Conceal Skin Disorders. Prevents staining of fabrics and garments. Hypo-allergenic. Hemmed for a neat appearance. Packaged for easy access 100% low lint cotton. Unhemmed white glove . Anti-Allergenic. | cotton-gloves-white--a35.jpg
SKU: IHCI119050 | Innovative Healthcare DermAssist Exam Glove Non Sterile Vinyl Extra Small | Synthetic material contains no natural rubber latex proteins. | dermassist-exam-glove-non-sterile-vinyl-extra-small-43e.jpg
SKU: MHCU31275 | Molnlycke Health Care US Surgical Glove Size 7Â½ Sterile Latex Powder Free | Sterile, powder-free, natural rubber latex surgical glove that is green in color and can be worn alone or as part of a Puncture Indication Systemâ„¢, as the smooth surface is specifically engineered for unparalleled ease of double-donning. Recommended for all types of surgery where glove puncture is likely, especially trauma, cardiac, transplant, orthopaedic and gastrointestinal. | surgical-glove-size-7frac12-sterile-latex-powder-free--a70.jpg
SKU: DYNR2329 | Dynarex X-Large | Tough Strength, Comfortable Fit When it comes to choosing the right glove, you need to be very selective. Finding the right fit with the right sensitivity is key to your decision. Thats what Dynarex Safe-Touch Latex Exam gloves achieve. Safe-Touch gloves are the first choice in latex gloves all across America. Our unique construction allows for acute sensitivity with enhanced protection. Safe-Touch Latex Exam gloves deliver acute sensitivity and less fatigue. | x-large-9a1.jpg
SKU: IHCI103100 | Innovative Healthcare DermAssist Exam Gloves, Sterile Singles, Small | On-line chlorination creates excellent donning and low protein content. Inner wrapped singles in traditional peel-open pouch. Online Chlorinated. Textured. Low Protein. Softer Feel with Better Grip. Improved Wet/Dry Grip. Reduced Chances of Latex Allergic Reactions. | dermassist-exam-gloves-sterile-singles-small-0fb.jpg
SKU: IHCI131600 | Innovative Healthcare DermAssist Prestige Orthopaedic Surgical Gloves, Powder Free Latex, 6.0" | 30% thicker at the fingertip for improved protection during rigorous orthopaedic surgery. Powder-Free to reduce risk of powder induced allergies, adhesion and granulomas. Bisque finish improves grip. Brown color reduces glare. | dermassist-prestige-orthopaedic-surgical-gloves-powder-free-latex-60-110.jpg
SKU: IHCI131650 | Innovative Healthcare DermAssist Prestige Orthopaedic Surgical Gloves, Powder Free Latex, 6.5" | 30% thicker at the fingertip for improved protection during rigorous orthopaedic surgery. Powder-Free to reduce risk of powder induced allergies, adhesion and granulomas. Bisque finish improves grip. Brown color reduces glare. | dermassist-prestige-orthopaedic-surgical-gloves-powder-free-latex-65-90c.jpg
SKU: IHCI131700 | Innovative Healthcare DermAssist Prestige Orthopaedic Surgical Gloves, Powder Free Latex, 7.0" | 30% thicker at the fingertip for improved protection during rigorous orthopaedic surgery. Powder-Free to reduce risk of powder induced allergies, adhesion and granulomas. Bisque finish improves grip. Brown color reduces glare. | dermassist-prestige-orthopaedic-surgical-gloves-powder-free-latex-70-c88.jpg
SKU: IHCI131750 | Innovative Healthcare DermAssist Prestige Orthopaedic Surgical Gloves, Powder Free Latex, 7.5" | 30% thicker at the fingertip for improved protection during rigorous orthopaedic surgery. Powder-Free to reduce risk of powder induced allergies, adhesion and granulomas. Bisque finish improves grip. Brown color reduces glare. | dermassist-prestige-orthopaedic-surgical-gloves-powder-free-latex-75-21d.jpg
SKU: IHCI131800 | Innovative Healthcare DermAssist Prestige Orthopaedic Surgical Gloves, Powder Free Latex, 8.0" | 30% thicker at the fingertip for improved protection during rigorous orthopaedic surgery. Powder-Free to reduce risk of powder induced allergies, adhesion and granulomas. Bisque finish improves grip. Brown color reduces glare. | dermassist-prestige-orthopaedic-surgical-gloves-powder-free-latex-80-005.jpg
SKU: IHCI131850 | Innovative Healthcare DermAssist Prestige Orthopaedic Surgical Gloves, Powder Free Latex, 8.5" | 30% thicker at the fingertip for improved protection during rigorous orthopaedic surgery. Powder-Free to reduce risk of powder induced allergies, adhesion and granulomas. Bisque finish improves grip. Brown color reduces glare. | dermassist-prestige-orthopaedic-surgical-gloves-powder-free-latex-85-7f1.jpg
SKU: IHCI131900 | Innovative Healthcare DermAssist Prestige Orthopaedic Surgical Gloves, Powder Free Latex, 9.0" | 30% thicker at the fingertip for improved protection during rigorous orthopaedic surgery. Powder-Free to reduce risk of powder induced allergies, adhesion and granulomas. Bisque finish improves grip. Brown color reduces glare. | dermassist-prestige-orthopaedic-surgical-gloves-powder-free-latex-90-648.jpg
SKU: IHCI180100 | Innovative Healthcare DermaGold EP Exam Glove, Powder-Free, Non-Sterile, Latex, Small | Thicker and longer than ordinary exam gloves for extra protection in high risk situations, yet providing exceptionally good tactile sensitivity. Ultra low modulus compound is very comfortable for extended periods. | dermagold-ep-exam-glove-powder-free-non-sterile-latex-small-2f8.jpg
SKU: IHCI180200 | Innovative Healthcare DermaGold EP Exam Glove, Powder-Free, Non-Sterile, Latex, Medium | Thicker and longer than ordinary exam gloves for extra protection in high risk situations, yet providing exceptionally good tactile sensitivity. Ultra low modulus compound is very comfortable for extended periods. | dermagold-ep-exam-glove-powder-free-non-sterile-latex-medium-9ef.jpg
SKU: IHCI180300 | Innovative Healthcare DermaGold EP Exam Glove, Powder-Free, Non-Sterile, Latex, Large | Thicker and longer than ordinary exam gloves for extra protection in high risk situations, yet providing exceptionally good tactile sensitivity. Ultra low modulus compound is very comfortable for extended periods. Low protein, powder-free latex, 305mm length, 10 mils thick, textured. Classified by UL in accordance with NFPA 1999 (2003) Ed. | dermagold-ep-exam-glove-powder-free-non-sterile-latex-large-7d1.jpg
SKU: IHCI180350 | Innovative Healthcare DermaGold EP Exam Glove, Powder-Free, Non-Sterile, Latex, Extra Large | Thicker and longer than ordinary exam gloves for extra protection in high risk situations, yet providing exceptionally good tactile sensitivity. Ultra low modulus compound is very comfortable for extended periods. | dermagold-ep-exam-glove-powder-free-non-sterile-latex-extra-large-cf3.jpg
SKU: IHCI180400 | Innovative Healthcare DermaGold EP Exam Glove, Powder-Free, Non-Sterile, Latex, XX-Large | Thicker and longer than ordinary exam gloves for extra protection in high risk situations, yet providing exceptionally good tactile sensitivity. Ultra low modulus compound is very comfortable for extended periods. | dermagold-ep-exam-glove-powder-free-non-sterile-latex-xx-large-39a.jpg
SKU: IHCI103300 | Innovative Healthcare DermAssist Exam Gloves, Sterile, Singles, Large | On-line chlorination creates excellent donning and low protein content. Inner wrapped singles in traditional peel-open pouch. Online Chlorinated. Textured. Low Protein. Softer Feel with Better Grip. Improved Wet/Dry Grip. Reduced Chances of Latex Allergic Reactions. | dermassist-exam-gloves-sterile-singles-large-020.jpg
SKU: IHCI103350 | Innovative Healthcare DermAssist Exam Gloves, Sterile Singles, Extra Large | On-line chlorination creates excellent donning and low protein content. Inner wrapped singles in traditional peel-open pouch. Online Chlorinated. Textured. Low Protein. Softer Feel with Better Grip. Improved Wet/Dry Grip. Reduced Chances of Latex Allergic Reactions. | dermassist-exam-gloves-sterile-singles-extra-large-396.jpg
SKU: IHCI139600 | Innovative Healthcare DermAssist Prestige Surgical Glove, Powder-Free Latex , 6" | Damp don gel interior provides effortless donning. Curved finger design increases comfort. Powder-Free to reduce risk of powder induced allergies, adhesion and granulomas. Smooth Finish, Low Protein (<50Î¼g*), Damp Hand Don. | dermassist-prestige-surgical-glove-powder-free-latex-6-812.jpg
SKU: IHCI139650 | Innovative Healthcare DermAssist Prestige Surgical Glove, Powder-Free Latex , 6.5" | Damp don gel interior provides effortless donning. Curved finger design increases comfort. Powder-Free to reduce risk of powder induced allergies, adhesion and granulomas. Smooth Finish, Low Protein (<50Î¼g*), Damp Hand Don. | dermassist-prestige-surgical-glove-powder-free-latex-65-e3b.jpg
SKU: IHCI139700 | Innovative Healthcare DermAssist Prestige Surgical Glove, Powder-Free Latex , 7.0" | Damp don gel interior provides effortless donning. Curved finger design increases comfort. Powder-Free to reduce risk of powder induced allergies, adhesion and granulomas. Smooth Finish, Low Protein (<50Î¼g*), Damp Hand Don. | dermassist-prestige-surgical-glove-powder-free-latex-70-965.jpg
SKU: IHCI139750 | Innovative Healthcare DermAssist Prestige Surgical Glove, Powder-Free Latex , 7.5" | Damp don gel interior provides effortless donning. Curved finger design increases comfort. Powder-Free to reduce risk of powder induced allergies, adhesion and granulomas. Smooth Finish, Low Protein (<50Î¼g*), Damp Hand Don. | dermassist-prestige-surgical-glove-powder-free-latex-75-066.jpg
SKU: IHCI139800 | Innovative Healthcare DermAssist Prestige Surgical Gloves, Powder-Free Latex , 8.0" | Damp don gel interior provides effortless donning. Curved finger design increases comfort. Powder-Free to reduce risk of powder induced allergies, adhesion and granulomas. Smooth Finish, Low Protein (<50Î¼g*), Damp Hand Don. | dermassist-prestige-surgical-gloves-powder-free-latex-80-eef.jpg
SKU: IHCI139900 | Innovative Healthcare DermAssist Prestige, Surgical Glove, Powder-Free Latex , Sterile, 9" | Damp don gel interior provides effortless donning. Curved finger design increases comfort. Powder-Free to reduce risk of powder induced allergies, adhesion and granulomas. Smooth Finish, Low Protein (<50Î¼g*), Damp Hand Don. | dermassist-prestige-surgical-glove-powder-free-latex-sterile-9-0ca.jpg
SKU: IHCI153050 | Innovative Healthcare Dermagold PF Exam Glove, Powder-Free, Non-Sterile, Latex, X-Small | Polymer bonded interior provides excellent donning without the use of chlorination. Smooth surface provides good gripping characteristics without tackiness. A very soft glove with excellent elasticity. | dermagold-pf-exam-glove-powder-free-non-sterile-latex-x-small-9b9.jpg
SKU: IHCI153100 | Innovative Healthcare Dermagold PF Exam Glove, Powder-Free, Non-Sterile, Latex, Small | Polymer bonded interior provides excellent donning without the use of chlorination. Smooth surface provides good gripping characteristics without tackiness. A very soft glove with excellent elasticity. | dermagold-pf-exam-glove-powder-free-non-sterile-latex-small-34a.jpg
SKU: IHCI153300 | Innovative Healthcare Dermagold PF Exam Glove, Powder-Free, Non-Sterile, Latex, Large | Polymer bonded interior provides excellent donning without the use of chlorination. Smooth surface provides good gripping characteristics without tackiness. A very soft glove with excellent elasticity. | dermagold-pf-exam-glove-powder-free-non-sterile-latex-large-f5b.jpg
SKU: IHCI153350 | Innovative Healthcare Dermagold PF Exam Glove, Powder-Free, Non-Sterile, Latex, X-Large | Polymer bonded interior provides excellent donning without the use of chlorination. Smooth surface provides good gripping characteristics without tackiness. A very soft glove with excellent elasticity. | dermagold-pf-exam-glove-powder-free-non-sterile-latex-x-large-447.jpg
SKU: IHCI139550 | Innovative Healthcare DermAssist Prestige Surgical Glove, Powder-Free Latex , 5.5" | Damp don gel interior provides effortless donning. Curved finger design increases comfort. Powder-Free to reduce risk of powder induced allergies, adhesion and granulomas. Smooth Finish, Low Protein (<50Î¼g*), Damp Hand Don. | dermassist-prestige-surgical-glove-powder-free-latex-55-9c5.jpg
SKU: ANS3200 | Ansell Micro-Touch NextStep Handfriendly Examination Gloves, X-Small | Ansell Micro-Touch NextstepÂ™ Powder-Free Latex Exam Gloves 3200; Powder-Free To Help Prevent Powder-Related Complications. Pastel Green Natural Rubber Latex. Non-Sterile. Enhanced With The Moisturizer Glycerol. Excellent Tactile Sensitivity, Durability And Strength. Ambidextrous With A Beaded Cuff; Gloves, X-Small, 100/Box, 10 Box/Case. | micro-touch-nextstep-handfriendly-examination-gloves-x-small-038.jpg
SKU: SMPDINDPFT103 | Sempermed SemperGuard Latex Powder Free Gloves Medium | Offers the perfect combination of strength, tactile sensitivity, barrier protection and comfort. pH balanced. SemperGuard Latex powder-free gloves are designed to provide the right combination of protection and sensitivity. Our latex gloves are strong and elastic, providing maximum protection and comfort. These gloves are also available powdered. | semperguard-latex-powder-free-gloves-medium-8f8.jpg
SKU: SMPDINDPFT104 | Sempermed SemperGuard Latex Powder-Free Gloves, Large | Offers the perfect combination of strength, tactile sensitivity, barrier protection and comfort. pH balanced. SemperGuard Latex powder-free gloves are designed to provide the right combination of protection and sensitivity. Our latex gloves are strong and elastic, providing maximum protection and comfort. These gloves are also available powdered. | semperguard-latex-powder-free-gloves-large-cd1.jpg
SKU: SMPDINDPFT102 | Sempermed SemperGuard Latex Powder-Free Glove, Small | SemperGuard Latex powder-free gloves are designed to provide the right combination of protection and sensitivity. Our latex gloves are strong and elastic, providing maximum protection and comfort. These gloves are also available powdered. | semperguard-latex-powder-free-glove-small-819.jpg
SKU: SMPDINDPFT105 | Sempermed SemperGuard Latex Powder-Free Glove, X-Large | SemperGuard Latex powder-free gloves are designed to provide the right combination of protection and sensitivity. Our latex gloves are strong and elastic, providing maximum protection and comfort. These gloves are also available powdered. | semperguard-latex-powder-free-glove-x-large-c97.jpg
SKU: ANS6016001 | Ansell Micro-Touch Plus Procedure Gloves, Sterile, Small | These latex gloves contain 50 micrograms or less of total water-extractible protein per gram. Creamcolor, Textured finish. Low latex protein, Beaded cuff, Length: 241 mm (9.5â€). | micro-touch-plus-procedure-gloves-sterile-small-8d1.jpg
SKU: ANS6016002 | Ansell Micro-Touch Plus Procedure Gloves, Sterile, Medium | These latex gloves contain 50 micrograms or less of total water-extractible protein per gram. Creamcolor, Textured finish. Low latex protein, Beaded cuff, Length: 241 mm (9.5â€). | micro-touch-plus-procedure-gloves-sterile-medium-9f1.jpg
SKU: ANS6016003 | Ansell Micro-Touch Plus Procedure Gloves, Sterile, Large | These latex gloves contain 50 micrograms or less of total water-extractible protein per gram. Creamcolor, Textured finish. Low latex protein, Beaded cuff, Length: 241 mm (9.5â€). | micro-touch-plus-procedure-gloves-sterile-large-7e1.jpg
SKU: ANS8602 | Ansell No Powder Latex, Powder-Free Surgical Gloves, Cream, 6 | No Powder surgical gloves are made from latex and are powder-free. The gloves have a straight, reinforced cuff for extra coverage and protection on the forearm and a textured finish for superior grip and handling of instruments and sutures.Material: Natural rubber latex, Color: Cream, Donning Agent: None (powder-free), Cuff Style: Straight, reinforced cuff, Finish: Textured, Minimum Length: 11.6 in, Average Fingertip Thickness: 0.23 mm, Average Cuff Thickness: 0.24 mm. | no-powder-latex-powder-free-surgical-gloves-cream-6-5d7.jpg
SKU: ANS8603 | Ansell No Powder Latex, Powder-Free Surgical Gloves, Cream, 6 1/2 | No Powder surgical gloves are made from latex and are powder-free. The gloves have a straight, reinforced cuff for extra coverage and protection on the forearm and a textured finish for superior grip and handling of instruments and sutures.Material: Natural rubber latex, Color: Cream, Donning Agent: None (powder-free), Cuff Style: Straight, reinforced cuff, Finish: Textured, Minimum Length: 11.6 in, Average Fingertip Thickness: 0.23 mm, Average Cuff Thickness: 0.24 mm. | no-powder-latex-powder-free-surgical-gloves-cream-6-1-2-550.jpg
SKU: ANS8604 | Ansell No Powder Latex, Powder-Free Surgical Gloves, Cream, 7 | No Powder surgical gloves are made from latex and are powder-free. The gloves have a straight, reinforced cuff for extra coverage and protection on the forearm and a textured finish for superior grip and handling of instruments and sutures.Material: Natural rubber latex, Color: Cream, Donning Agent: None (powder-free), Cuff Style: Straight, reinforced cuff, Finish: Textured, Minimum Length: 11.6 in, Average Fingertip Thickness: 0.23 mm, Average Cuff Thickness: 0.24 mm. | no-powder-latex-powder-free-surgical-gloves-cream-7-d63.jpg
SKU: ANS8605 | Ansell No Powder Latex, Powder-Free Surgical Gloves, Cream, 7 1/2 | No Powder surgical gloves are made from latex and are powder-free. The gloves have a straight, reinforced cuff for extra coverage and protection on the forearm and a textured finish for superior grip and handling of instruments and sutures.Material: Natural rubber latex, Color: Cream, Donning Agent: None (powder-free), Cuff Style:Straight, reinforced cuff, Finish: Textured, Minimum Length: 11.6 in, Average Fingertip Thickness: 0.23 mm, Average Cuff Thickness: 0.24 mm. | no-powder-latex-powder-free-surgical-gloves-cream-7-1-2-40e.jpg
SKU: ANS8606 | Ansell No Powder Latex, Powder-Free Surgical Gloves, Cream, 8 | No Powder surgical gloves are made from latex and are powder-free. The gloves have a straight, reinforced cuff for extra coverage and protection on the forearm and a textured finish for superior grip and handling of instruments and sutures.Material: Natural rubber latex, Color: Cream, Donning Agent: None (powder-free), Cuff Style:Straight, reinforced cuff, Finish: Textured, Minimum Length: 11.6 in, Average Fingertip Thickness: 0.23 mm, Average Cuff Thickness: 0.24 mm. | no-powder-latex-powder-free-surgical-gloves-cream-8-a01.jpg
SKU: ANS8607 | Ansell No Powder Latex, Powder-Free Surgical Gloves, Cream, 8 1/2 | No Powder surgical gloves are made from latex and are powder-free. The gloves have a straight, reinforced cuff for extra coverage and protection on the forearm and a textured finish for superior grip and handling of instruments and sutures.Material: Natural rubber latex, Color: Cream, Donning Agent: None (powder-free), Cuff Style:Straight, reinforced cuff, Finish: Textured, Minimum Length: 11.6 in, Average Fingertip Thickness: 0.23 mm, Average Cuff Thickness: 0.24 mm. | no-powder-latex-powder-free-surgical-gloves-cream-8-1-2-631.jpg
SKU: ANS8608 | Ansell No Powder Latex, Powder-Free Surgical Gloves, Cream, 9 | No Powder surgical gloves are made from latex and are powder-free. The gloves have a straight, reinforced cuff for extra coverage and protection on the forearm and a textured finish for superior grip and handling of instruments and sutures.Material: Natural rubber latex, Color: Cream, Donning Agent: None (powder-free), Cuff Style:Straight, reinforced cuff, Finish: Textured, Minimum Length: 11.6 in, Average Fingertip Thickness: 0.23 mm, Average Cuff Thickness: 0.24 mm. | no-powder-latex-powder-free-surgical-gloves-cream-9-dba.jpg
SKU: IHCI164050 | Innovative Healthcare Gloves X-Small | Fully textured finish is specially processed to be tackier at the fingers for improved grip and allows rapid, easy donning. Soft, comfortable fit. Powder-free. Traditional chlorination. Low protein. | gloves-x-small--9ef.jpg
SKU: IHCI164350 | Innovative Healthcare Gloves X-Large | Fully textured finish is specially processed to be tackier at the fingers for improved grip and allows rapid, easy donning. Soft, comfortable fit. Powder-free. Traditional chlorination. Low protein. | gloves-x-large--774.jpg
SKU: IHCI104100 | Innovative Healthcare DermAssist Exam Glove Pairs, Sterile, Powder-Free, Small | On-line chlorination creates excellent donning and low protein content. Inner wrapped pairs in traditional peel-open pouch. Online Chlorinated. Textured. Low Protein. Softer Feel with Better Grip. Improved Wet/Dry Grip. Reduced Chances of Latex Allergic Reactions. | dermassist-exam-glove-pairs-sterile-powder-free-small-91d.jpg
SKU: IHCI104200 | Innovative Healthcare DermAssist Exam Glove Pairs, Sterile, Powder-Free, Medium | On-line chlorination creates excellent donning and low protein content. Inner wrapped pairs in traditional peel-open pouch. Online Chlorinated. Textured. Low Protein. Softer Feel with Better Grip. Improved Wet/Dry Grip. Reduced Chances of Latex Allergic Reactions. | dermassist-exam-glove-pairs-sterile-powder-free-medium-3e6.jpg
SKU: IHCI104300 | Innovative Healthcare DermAssist Exam Glove Pairs, Sterile, Powder-Free, Large | On-line chlorination creates excellent donning and low protein content. Inner wrapped pairs in traditional peel-open pouch. Online Chlorinated. Textured. Low Protein. Softer Feel with Better Grip. Improved Wet/Dry Grip. Reduced Chances of Latex Allergic Reactions. | dermassist-exam-glove-pairs-sterile-powder-free-large-478.jpg
SKU: IHCI104350 | Innovative Healthcare DermAssist Exam Glove Pairs, Sterile, Powder-Free, Latex, Extra Large | On-line chlorination creates excellent donning and low protein content. Inner wrapped pairs in traditional peel-open pouch. Online Chlorinated. Textured. Low Protein. Softer Feel with Better Grip. Improved Wet/Dry Grip. Reduced Chances of Latex Allergic Reactions. | dermassist-exam-glove-pairs-sterile-powder-free-latex-extra-large-6a4.jpg
SKU: IHCI153200 | Innovative Healthcare Dermagold PF Exam Glove, Powder-Free, Non-Sterile, Latex, Medium | Polymer bonded interior provides excellent donning without the use of chlorination. Smooth surface provides good gripping characteristics without tackiness. A very soft glove with excellent elasticity. | dermagold-pf-exam-glove-powder-free-non-sterile-latex-medium-e29.jpg
SKU: IHCI117050 | Innovative Healthcare Gloves, X-Small, Textured Surface, Series (FHDA), 100/bx, 10 bx/cs | Excellent donning properties. Low modulus and exceptional strength. Consistently low powder levels. The gloves with textured surface provides improved grip in wet or dry conditions. | gloves-x-small-textured-surface-series-fhda-100-bx-10-bx-cs-a48.jpg
SKU: ANS3202 | Ansell Micro-Touch NextStep Handfriendly Examination Gloves, Medium | Ansell Micro-Touch NextstepÂ™ Powder-Free Latex Exam Gloves 3202; Powder-Free To Help Prevent Powder-Related Complications. Pastel Green Natural Rubber Latex. Non-Sterile. Enhanced With The Moisturizer Glycerol. Excellent Tactile Sensitivity, Durability And Strength. Ambidextrous With A Beaded Cuff; Gloves, Medium, 100Box, 10 Box/Case. | micro-touch-nextstep-handfriendly-examination-gloves-medium-d6d.jpg
SKU: ANS3203 | Ansell Micro-Touch NextStep Handfriendly Examination Gloves, Large | Ansell Micro-Touch NextstepÂ™ Powder-Free Latex Exam Gloves 3203; Powder-Free To Help Prevent Powder-Related Complications. Pastel Green Natural Rubber Latex. Non-Sterile. Enhanced With The Moisturizer Glycerol. Excellent Tactile Sensitivity, Durability And Strength. Ambidextrous With A Beaded Cuff; Gloves, Large, 100/Box, 10 Box/Case. | micro-touch-nextstep-handfriendly-examination-gloves-large-29e.jpg
SKU: ANS3204 | Ansell Micro-Touch NextStep Handfriendly Examination Gloves, X-Large | Ansell Micro-Touch NextstepÂ™ Powder-Free Latex Exam Gloves 3204; Powder-Free To Help Prevent Powder-Related Complications. Pastel Green Natural Rubber Latex. Non-Sterile. Enhanced With The Moisturizer Glycerol. Excellent Tactile Sensitivity, Durability And Strength. Ambidextrous With A Beaded Cuff; Gloves, X-Large, 80/Box, 10 Box/Case. | micro-touch-nextstep-handfriendly-examination-gloves-x-large-d56.jpg
SKU: MHCU32165 | Molnlycke Health Care US Surgical Glove, Size 6 1/2, Sterile, Latex, Powder-Free (PF), 40/bx, 4 bx/cs | Recommended for all types of surgery where robust barrier protection is necessary and glove puncture is likely, especially orthopedic, OBGYN, trauma, cardiac, transplant and gastrointestinal. All Biogel gloves have the best freedom from holes (AQL 0.65). Every glove is visually inspected for holes. Brown in color to potentially reduce glare. Typically 30% thicker then Biogel Surgeons to provide durability and extra protection during more rigorous and/or longer procedures. Specially treated slip-resistant surface enables grip and control of surgical instruments. | surgical-glove-size-6-1-2-sterile-latex-powder-free-pf-40-bx-4-bx-cs-c69.JPG
SKU: MHCU32175 | Molnlycke Health Care US Surgical Glove, Size 7 1/2, Sterile, Latex, Powder-Free (PF), 40/bx, 4 bx/cs | Recommended for all types of surgery where robust barrier protection is necessary and glove puncture is likely, especially orthopedic, OBGYN, trauma, cardiac, transplant and gastrointestinal. All Biogel gloves have the best freedom from holes (AQL 0.65). Every glove is visually inspected for holes. Brown in color to potentially reduce glare. Typically 30% thicker then Biogel Surgeons to provide durability and extra protection during more rigorous and/or longer procedures. Specially treated slip-resistant surface enables grip and control of surgical instruments. | surgical-glove-size-7-1-2-sterile-latex-powder-free-pf-40-bx-4-bx-cs-fa5.JPG
SKU: MHCU32185 | Molnlycke Health Care US Surgical Glove, Size 8 1/2, Sterile, Latex, Powder-Free (PF), 40/bx, 4 bx/cs | Recommended for all types of surgery where robust barrier protection is necessary and glove puncture is likely, especially orthopedic, OBGYN, trauma, cardiac, transplant and gastrointestinal. All Biogel gloves have the best freedom from holes (AQL 0.65). Every glove is visually inspected for holes. Brown in color to potentially reduce glare. Typically 30% thicker then Biogel Surgeons to provide durability and extra protection during more rigorous and/or longer procedures. Specially treated slip-resistant surface enables grip and control of surgical instruments. | surgical-glove-size-8-1-2-sterile-latex-powder-free-pf-40-bx-4-bx-cs-7f1.jpg
SKU: TIDIBS0480-1 | TIDI Products Exam Glove 15 mils Ambidextrous Extra Large | Latex Specialty Gloves deliver superior protection while cleaning and sterilizing instruments. Made with natural rubber latex, all gloves have been tested to applicable ASTM standards. | exam-glove-15-mils-ambidextrous-extra-large-457.jpg
SKU: SMPDSM104 | Sempermed StarMed Latex Gloves, Textured, Large | StarMed powder-free latex exam gloves are designed to provide the perfect combination of protection, tactile sensitivity and value. Our advanced manufacturing technology and online chlorination process creates a glove that is strong, flexible and goes on with ease. StarMed latex provides maximum protection and comfort at a great value. | starmed-latex-gloves-textured-large-2e5.jpg
SKU: SMPDSM103 | Sempermed StarMed Latex Gloves Textured Medium | StarMed powder-free latex exam gloves are designed to provide the perfect combination of protection, tactile sensitivity and value. Our advanced manufacturing technology and online chlorination process creates a glove that is strong, flexible and goes on with ease. StarMed latex provides maximum protection and comfort at a great value. | starmed-latex-gloves-textured-medium-115.jpg
SKU: SMPDSM102 | Sempermed StarMed Latex Gloves Textured Small | StarMed powder-free latex exam gloves are designed to provide the perfect combination of protection, tactile sensitivity and value. Our advanced manufacturing technology and online chlorination process creates a glove that is strong, flexible and goes on with ease. StarMed latex provides maximum protection and comfort at a great value. | starmed-latex-gloves-textured-small-fbb.jpg
SKU: SMPDSM105 | Sempermed StarMed Latex Gloves, Textured, X-Large | StarMed powder-free latex exam gloves are designed to provide the perfect combination of protection, tactile sensitivity and value. Our advanced manufacturing technology and online chlorination process creates a glove that is strong, flexible and goes on with ease. StarMed latex provides maximum protection and comfort at a great value. | starmed-latex-gloves-textured-x-large-802.jpg
SKU: SMPDSM101 | Sempermed StarMed Latex Gloves, Textured, X-Small | StarMed powder-free latex exam gloves are designed to provide the perfect combination of protection, tactile sensitivity and value. Our advanced manufacturing technology and online chlorination process creates a glove that is strong, flexible and goes on with ease. StarMed latex provides maximum protection and comfort at a great value. | starmed-latex-gloves-textured-x-small-968.jpg
SKU: DYNR2328 | Dynarex Large | Tough Strength, Comfortable Fit When it comes to choosing the right glove, you need to be very selective. Finding the right fit with the right sensitivity is key to your decision. Thats what Dynarex Safe-Touch Latex Exam gloves achieve. Safe-Touch gloves are the first choice in latex gloves all across America. Our unique construction allows for acute sensitivity with enhanced protection. Safe-Touch Latex Exam gloves deliver acute sensitivity and less fatigue. | large-c9e.jpg
SKU: DYNR2326 | Dynarex Small | Tough Strength, Comfortable Fit When it comes to choosing the right glove, you need to be very selective. Finding the right fit with the right sensitivity is key to your decision. Thats what Dynarex Safe-Touch Latex Exam gloves achieve. Safe-Touch gloves are the first choice in latex gloves all across America. Our unique construction allows for acute sensitivity with enhanced protection. Safe-Touch Latex Exam gloves deliver acute sensitivity and less fatigue. | small-b99.jpg
SKU: DYNR2327 | Dynarex Medium | Tough Strength, Comfortable Fit When it comes to choosing the right glove, you need to be very selective. Finding the right fit with the right sensitivity is key to your decision. Thats what Dynarex Safe-Touch Latex Exam gloves achieve. Safe-Touch gloves are the first choice in latex gloves all across America. Our unique construction allows for acute sensitivity with enhanced protection. Safe-Touch Latex Exam gloves deliver acute sensitivity and less fatigue. | medium-77a.jpg
SKU: CM3204 | UltraOptix Magnifier Lighted 3 Round | Feature 3 round lighted magnifier 2X lens and 4X bifocal lens Uses 2 AA Batteries included | magnifier-lighted-3-round-558.jpg
SKU: MKS20111300 | McKesson Exam Glove GENESIS NonSterile Powder Free Latex Smooth Ivory Contains Latex Small | Exam Glove GENESIS NonSterile Powder Free Latex Smooth Ivory Contains Latex Small. | exam-glove-genesis-nonsterile-powder-free-latex-smooth-ivory-contains-latex-small-9db.jpg
SKU: MKS20111300 | McKesson Exam Glove GENESIS NonSterile Powder Free Latex Smooth Ivory Contains Latex Small | Exam Glove GENESIS NonSterile Powder Free Latex Smooth Ivory Contains Latex Small. | exam-glove-genesis-nonsterile-powder-free-latex-smooth-ivory-contains-latex-small-9db.jpg
SKU: MKS20111300 | McKesson Exam Glove GENESIS NonSterile Powder Free Latex Smooth Ivory Contains Latex Small | Exam Glove GENESIS NonSterile Powder Free Latex Smooth Ivory Contains Latex Small. | exam-glove-genesis-nonsterile-powder-free-latex-smooth-ivory-contains-latex-small-9db.jpg
SKU: MKS20121300 | McKesson Exam Glove NonSterile Powder Free Latex Smooth Ivory Contains Latex Medium | Exam Glove NonSterile Powder Free Latex Smooth Ivory Contains Latex Medium. | exam-glove-nonsterile-powder-free-latex-smooth-ivory-contains-latex-medium-6bb.jpg
SKU: MKS20131300 | McKesson Exam Glove NonSterile Powder Free Latex Smooth Ivory Contains Latex Large, 9.4 Inch | Exam Glove NonSterile Powder Free Latex Smooth Ivory Contains Latex Large, 9.4 Inch. | exam-glove-nonsterile-powder-free-latex-smooth-ivory-contains-latex-large-94-inch-aa0.jpg
SKU: MKS20131300 | McKesson Exam Glove NonSterile Powder Free Latex Smooth Ivory Contains Latex Large, 9.4 Inch | Exam Glove NonSterile Powder Free Latex Smooth Ivory Contains Latex Large, 9.4 Inch. | exam-glove-nonsterile-powder-free-latex-smooth-ivory-contains-latex-large-94-inch-aa0.jpg
SKU: MKS20131319 | McKesson Exam Glove NonSterile Powder Free Latex Smooth Ivory Contains Latex Large, 0.15 mm (6 mil) | Exam Glove NonSterile Powder Free Latex Smooth Ivory Contains Latex Large, 0.15 mm (6 mil). | exam-glove-nonsterile-powder-free-latex-smooth-ivory-contains-latex-large-015-mm-6-mil-d5a.png
SKU: MKS20141300 | McKesson Exam Glove NonSterile Powder Free Latex Smooth Ivory Contains Latex X-Large, 0.15 mm (6 mil) | Exam Glove NonSterile Powder Free Latex Smooth Ivory Contains Latex X-Large, 0.15 mm (6 mil). | exam-glove-nonsterile-powder-free-latex-smooth-ivory-contains-latex-x-large-015-mm-6-mil-a65.jpg
SKU: MKS41541300 | McKesson Medi-Pak Performance Plus Powder-Free Stretch Vinyl Exam Gloves - White | Medi-Pak Performance Plus Powder-Free Stretch Vinyl Exam Gloves - White | -medi-pak-performance-plus-powder-free-stretch-vinyl-exam-gloves-white-0e8.jpg
SKU: MKS41541301 | McKesson Medi Pak Performance Plus Powder Free Stretch Vinyl Exam Gloves - Small | Medi-Pak Performance Plus Powder-Free Stretch Vinyl Exam Gloves - White | medi-pak-performance-plus-powder-free-stretch-vinyl-exam-gloves-small-120.jpg
SKU: MKS41561300 | McKesson Medi-Pak Performance Plus Powder-Free Stretch Vinyl Exam Gloves - White | Medi-Pak Performance Plus Powder-Free Stretch Vinyl Exam Gloves - White | medi-pak-performance-plus-powder-free-stretch-vinyl-exam-gloves-white-532.jpg
SKU: MKS43141300 | McKesson Exam Glove Medi-Pak Performance Powder Free Latex Smooth Ivory Small | Exam Glove, Medi-Pak Performance, NonSterile, Powder Free, Latex, Smooth Ivory Contains Latex, Small | exam-glove-medi-pak-performance-powder-free-latex-smooth-ivory-small-6ba.png
SKU: MKS43161300 | McKesson Exam Glove, Medi-Pak Performance, NonSterile, Powder Free, Latex Smooth Ivory Contains Latex, Medium | Exam Glove, Medi-Pak Performance, NonSterile, Powder Free, Latex Smooth Ivory Contains Latex, Medium | exam-glove-medi-pak-performance-nonsterile-powder-free-latex-smooth-ivory-contains-latex-medium-511.jpg
SKU: MKS43201300 | McKesson Exam Glove Medi Pak Performance Non Sterile Powder Free Latex Smooth Ivory Contains Latex Extra Large | Medi-Pak Performance Powder-Free Latex Exam Gloves - X-Large, | exam-glove-medi-pak-performance-non-sterile-powder-free-latex-smooth-ivory-contains-latex-extra-large-a0d.jpg
SKU: MKS44611300 | McKesson Exam Glove, Medi-Pak Performance Plus, NonSterile, Powder Free, Latex, Fully Textured Ivory Contains Latex, Small | Exam Glove, Medi-Pak Performance Plus, NonSterile, Powder Free, Latex, Fully Textured Ivory Contains Latex, Small | exam-glove-medi-pak-performance-plus-nonsterile-powder-free-latex-fully-textured-ivory-contains-latex-small-3b9.jpg
SKU: MKS45011300 | McKesson Exam Glove, FIRST RESPONDER EC, NonSterile, Powder Free, Chloroprene Fully Textured, Blue, Latex-Free, Chemo Rated, Small | Exam Glove, FIRST RESPONDER EC, NonSterile, Powder Free, Chloroprene Fully Textured, Blue, Latex-Free, Chemo Rated, Small | exam-glove-first-responder-ec-nonsterile-powder-free-chloroprene-fully-textured-blue-latex-free-chemo-rated-small-7f8.jpg
SKU: ISGISG421VF2 | Invacare Powder-free Vinyl Exam Gloves | Disposable vinyl gloves are powder-free and latex-free to eliminate skin sensitivity. Low cost, general use gloves are non-sterile and ambidextrous - a highly versatile, economical choice for a variety of tasks. Made from quality PVC, they are soft and comfortable to wear and 100% Latex-free. | powder-free-vinyl-exam-gloves-b1b.jpg
SKU: SHTS3200 | Shuttle Systems Shuttle MVP Pro Rehabilitation & Training Device | Pro Package with Adjustable Padded Jumplate, PowerGlide Backrest, Adjustable Dual-Density Headrest, Seat Extension, Lateral Handles, Stabilization Handles, 19" Tapered Stand Assembly, Range of Motion Control, Backrest ExtDevelop Explosive Power - To develop explosive power there is no substitute for jumping. The MVP allows you to participate in closed chain protocols, as well as jumping protocols.Supine Leg Press - The Shuttle MVP provides progressive elastic resistance in a safe supine position that ranges from 12.5-650 lbs at full extension.Plyometric Training - Train in a less than body weight environment while zeroing in on the eccentric phase of overspeed plyometric training.Minimize Joint Impact - Padded Kickplate and non-weight-bearing position protects joints and the spine on impact.Available Accessories - Proprioceptive Disk, Wobble Board, Lower Extremity Isolation Belt, PNF Pulley towers. | shuttle-mvp-pro-rehabilitation-training-device-42d.jpg
SKU: KCC44794 | Halyard FLEXAPRENE GREEN Exam Gloves Medium | Can an exam glove really be that comfortable? With the new FLEXAPRENE* GREEN Exam Glove, the answer is YES! Advanced chloroprene technology gives them the feel and tactile sensitivity of latex without the risk of Type I allergic reactions to natural rubber latex proteins â€“ and with the protection youâ€™d expect from a synthetic. Theyâ€™re soft, easy to don, and fit so comfortably that you may just forget to take them off! | flexaprene-green-exam-gloves-medium-456.jpg
SKU: KCC44792 | Halyard FLEXAPRENE GREEN Exam Gloves X-Small | Can an exam glove really be that comfortable? With the new FLEXAPRENE* GREEN Exam Glove, the answer is YES! Advanced chloroprene technology gives them the feel and tactile sensitivity of latex without the risk of Type I allergic reactions to natural rubber latex proteins â€“ and with the protection youâ€™d expect from a synthetic. Theyâ€™re soft, easy to don, and fit so comfortably that you may just forget to take them off! | flexaprene-green-exam-gloves-x-small-afb.jpg
SKU: KCC44793 | Halyard FLEXAPRENE GREEN Exam Gloves Small | Can an exam glove really be that comfortable? With the new FLEXAPRENE* GREEN Exam Glove, the answer is YES! Advanced chloroprene technology gives them the feel and tactile sensitivity of latex without the risk of Type I allergic reactions to natural rubber latex proteins â€“ and with the protection youâ€™d expect from a synthetic. Theyâ€™re soft, easy to don, and fit so comfortably that you may just forget to take them off! | flexaprene-green-exam-gloves-small-b4c.jpg
SKU: KCC44795 | Halyard FLEXAPRENE GREEN Exam Gloves Large | Can an exam glove really be that comfortable? With the new FLEXAPRENE* GREEN Exam Glove, the answer is YES! Advanced chloroprene technology gives them the feel and tactile sensitivity of latex without the risk of Type I allergic reactions to natural rubber latex proteins â€“ and with the protection youâ€™d expect from a synthetic. Theyâ€™re soft, easy to don, and fit so comfortably that you may just forget to take them off! | flexaprene-green-exam-gloves-large-8aa.jpg
SKU: ANS5721312G | Ansell Surgical Gloves Size 6 1/2 - 50 Pairs per Box | Thicker than standard surgical gloves to provide exceptional strength and protection during rigorous orthopedic procedures. Lightly powdered. Brown with smooth finish. Beaded cuff. | surgical-gloves-size-6-1-2-50-pairs-per-box-dc5.jpg
SKU: ANS5721314G | Ansell Surgical Gloves Size 7 1/2 - 50 Pairs per Box | Thicker than standard surgical gloves to provide exceptional strength and protection during rigorous orthopedic procedures. Lightly powdered. Brown with smooth finish. Beaded cuff. | surgical-gloves-size-7-1-2-50-pairs-per-box-dc5.jpg
SKU: ANS5365G | Ansell Surgical Gloves Size 6 1/2 - 50 Pairs per Box | Relaxed latex formulation. Patented polyurethane membrane. Excellent touch sensitivity. Resists tearing and stretching. Sterile. | surgical-gloves-size-6-1-2-50-pairs-per-box-2a9.jpg
SKU: ANS5370G | Ansell Surgical Gloves Size 7 - 50 Pairs per Box | Relaxed latex formulation. Patented polyurethane membrane. Excellent touch sensitivity. Resists tearing and stretching. Sterile. | surgical-gloves-size-7-50-pairs-per-box-2a9.jpg
SKU: ANS5721314G | Ansell Surgical Gloves Size 7 1/2 - 50 Pairs per Box | Thicker than standard surgical gloves to provide exceptional strength and protection during rigorous orthopedic procedures. Lightly powdered. Brown with smooth finish. Beaded cuff. | surgical-gloves-size-7-1-2-50-pairs-per-box-dc5.jpg
SKU: IHCI117100G | Innovative Healthcare Gloves Small Textured Surface Series - 100 per Box | Excellent donning properties. Low modulus and exceptional strength. Consistently low powder levels. | gloves-small-textured-surface-series-100-per-box-6c9.jpg
SKU: IHCI153050G | Innovative Healthcare Gloves X-Small Exam Latex Non-Sterile PF Smooth Polymer Bonded - 100 per Box | Polymer bonded interior provides excellent donning without the use of chlorination. Smooth surface provides good gripping characteristics without tackiness. A very soft glove with excellent elasticity. | gloves-x-small-exam-latex-non-sterile-pf-smooth-polymer-bonded-100-per-box-59c.jpg
SKU: IHCI153100G | Innovative Healthcare Gloves Small Exam Latex Non-Sterile PF Smooth Polymer Bonded - 100 per Box | Polymer bonded interior provides excellent donning without the use of chlorination. Smooth surface provides good gripping characteristics without tackiness. A very soft glove with excellent elasticity. | gloves-small-exam-latex-non-sterile-pf-smooth-polymer-bonded-100-per-box-59c.jpg
SKU: IHCI153200G | Innovative Healthcare Gloves Medium Exam Latex Non-Sterile PF Smooth Polymer Bonded - 100 per Box | Polymer bonded interior provides excellent donning without the use of chlorination. Smooth surface provides good gripping characteristics without tackiness. A very soft glove with excellent elasticity. | gloves-medium-exam-latex-non-sterile-pf-smooth-polymer-bonded-100-per-box-59c.jpg
SKU: IHCI153300G | Innovative Healthcare Gloves Large Exam Latex Non-Sterile PF Smooth Polymer Bonded - 100 per Box | Polymer bonded interior provides excellent donning without the use of chlorination. Smooth surface provides good gripping characteristics without tackiness. A very soft glove with excellent elasticity. | gloves-large-exam-latex-non-sterile-pf-smooth-polymer-bonded-100-per-box-59c.jpg
SKU: IHCI153350G | Innovative Healthcare Gloves X-Large Exam Latex Non-Sterile PF Smooth Polymer Bonded - 100 per Box | Polymer bonded interior provides excellent donning without the use of chlorination. Smooth surface provides good gripping characteristics without tackiness. A very soft glove with excellent elasticity. | gloves-x-large-exam-latex-non-sterile-pf-smooth-polymer-bonded-100-per-box-59c.jpg
SKU: IHCI180100G | Innovative Healthcare Gloves Small Exam Latex Non-Sterile PF Textured 10mil Finger Thickness Extended Cuff High-Risk Natural Color - 50 per Box | Thicker and longer than ordinary exam gloves for extra protection in high risk situations, yet they provide exceptionally good tactile sensitivity. Ultra low modulus compound is very comfortable for extended periods. Tested for use with Chemotherapy Drugs. | gloves-small-exam-latex-non-sterile-pf-textured-10mil-finger-thickness-extended-cuff-high-risk-natural-color-50-per-box-f1c.jpg
SKU: IHCI180200G | Innovative Healthcare Gloves Medium Exam Latex Non-Sterile PF Textured 10mil Finger Thickness Extended Cuff High-Risk Natural Color - 50 per Box | Thicker and longer than ordinary exam gloves for extra protection in high risk situations, yet they provide exceptionally good tactile sensitivity. Ultra low modulus compound is very comfortable for extended periods. Tested for use with Chemotherapy Drugs. | gloves-medium-exam-latex-non-sterile-pf-textured-10mil-finger-thickness-extended-cuff-high-risk-natural-color-50-per-box-f1c.jpg
SKU: IHCI180300G | Innovative Healthcare Gloves Large Exam Latex Non-Sterile PF Textured 10mil Finger Thickness Extended Cuff High-Risk Natural Color - 50 per Box | Thicker and longer than ordinary exam gloves for extra protection in high risk situations, yet they provide exceptionally good tactile sensitivity. Ultra low modulus compound is very comfortable for extended periods. Tested for use with Chemotherapy Drugs. | gloves-large-exam-latex-non-sterile-pf-textured-10mil-finger-thickness-extended-cuff-high-risk-natural-color-50-per-box-f1c.jpg
SKU: IHCI180350G | Innovative Healthcare Gloves X-Large Exam Latex Non-Sterile PF Textured 10mil Finger Thickness Extended Cuff High-Risk Natural Color - 50 per Box | Thicker and longer than ordinary exam gloves for extra protection in high risk situations, yet they provide exceptionally good tactile sensitivity. Ultra low modulus compound is very comfortable for extended periods. Tested for use with Chemotherapy Drugs. | gloves-x-large-exam-latex-non-sterile-pf-textured-10mil-finger-thickness-extended-cuff-high-risk-natural-color-50-per-box-f1c.jpg
SKU: IHCI180400G | Innovative Healthcare Gloves XX-Large Exam Latex Non-Sterile PF Textured 10mil Finger Thickness Extended Cuff High-Risk Natural Color - 50 per Box | Thicker and longer than ordinary exam gloves for extra protection in high risk situations, yet they provide exceptionally good tactile sensitivity. Ultra low modulus compound is very comfortable for extended periods. Tested for use with Chemotherapy Drugs. | gloves-xx-large-exam-latex-non-sterile-pf-textured-10mil-finger-thickness-extended-cuff-high-risk-natural-color-50-per-box-f1c.jpg
SKU: IHCI181100G | Innovative Healthcare Gloves Exam Small Latex Non-Sterile PF Textured 15 mil Finger Thickness Extended Cuff High Risk Blue - 50 per Box | For maximum protection in high risk environments. Chlorinated and coated for rapid donning in critical situations. Textured finish with a medium surface tack for positive grip. High tensile strength for added protection. Blue color. Classified by UL in accordance with NFPA 1999 (2013) Ed. Tested for use with Chemotherapy Drugs. | gloves-exam-small-latex-non-sterile-pf-textured-15-mil-finger-thickness-extended-cuff-high-risk-blue-50-per-box-c72.jpg
SKU: IHCI181200G | Innovative Healthcare Gloves Exam Medium Latex Non-Sterile PF Textured 15 mil Finger Thickness Extended Cuff High Risk Blue - 50 per Box | For maximum protection in high risk environments. Chlorinated and coated for rapid donning in critical situations. Textured finish with a medium surface tack for positive grip. High tensile strength for added protection. Blue color. Classified by UL in accordance with NFPA 1999 (2013) Ed. Tested for use with Chemotherapy Drugs. | gloves-exam-medium-latex-non-sterile-pf-textured-15-mil-finger-thickness-extended-cuff-high-risk-blue-50-per-box-7ea.jpg
SKU: IHCI181300G | Innovative Healthcare Gloves Exam Large Latex Non-Sterile PF Textured 15 mil Finger Thickness Extended Cuff High Risk Blue - 50 per Box | For maximum protection in high risk environments. Chlorinated and coated for rapid donning in critical situations. Textured finish with a medium surface tack for positive grip. High tensile strength for added protection. Blue color. Classified by UL in accordance with NFPA 1999 (2013) Ed. Tested for use with Chemotherapy Drugs. | gloves-exam-large-latex-non-sterile-pf-textured-15-mil-finger-thickness-extended-cuff-high-risk-blue-50-per-box-723.jpg
SKU: IHCI181350G | Innovative Healthcare Gloves Exam X-Large Latex Non-Sterile PF Textured 15 mil Finger Thickness Extended Cuff High Risk Blue - 50 per Box | For maximum protection in high risk environments. Chlorinated and coated for rapid donning in critical situations. Textured finish with a medium surface tack for positive grip. High tensile strength for added protection. Blue color. Classified by UL in accordance with NFPA 1999 (2013) Ed. Tested for use with Chemotherapy Drugs. | gloves-exam-x-large-latex-non-sterile-pf-textured-15-mil-finger-thickness-extended-cuff-high-risk-blue-50-per-box-2b9.jpg
SKU: IHCI104100G | Innovative Healthcare Gloves Exam Small Latex Sterile Powder-Free Pairs - 50 Pairs per Box | On-line chlorination creates excellent donning and low protein content. Single packaged, inner wrapper in traditional peel-open pouch. | gloves-exam-small-latex-sterile-powder-free-pairs-50-pairs-per-box-b4f.jpg
SKU: IHCI104200G | Innovative Healthcare Gloves Exam Medium Latex Sterile Powder-Free Pairs - 50 Pairs per Box | On-line chlorination creates excellent donning and low protein content. Single packaged, inner wrapper in traditional peel-open pouch. | gloves-exam-medium-latex-sterile-powder-free-pairs-50-pairs-per-box-b4f.jpg
SKU: IHCI104300G | Innovative Healthcare Gloves Exam Large Latex Sterile Powder-Free Pairs - 50 Pairs per Box | On-line chlorination creates excellent donning and low protein content. Single packaged, inner wrapper in traditional peel-open pouch. | gloves-exam-large-latex-sterile-powder-free-pairs-50-pairs-per-box-b4f.jpg
SKU: IHCI104350G | Innovative Healthcare Gloves Exam X-Large Latex Sterile Powder-Free Pairs - 50 Pairs per Box | On-line chlorination creates excellent donning and low protein content. Single packaged, inner wrapper in traditional peel-open pouch. | gloves-exam-x-large-latex-sterile-powder-free-pairs-50-pairs-per-box-b4f.jpg
SKU: IHCI103200G | Innovative Healthcare Gloves Exam Medium Latex Sterile Powder-Free Singles - 100 per Box | On-line chlorination creates excellent donning and low protein content. Single packaged, inner wrapper in traditional peel-open pouch. | gloves-exam-medium-latex-sterile-powder-free-singles-100-per-box-3af.jpg
SKU: IHCI103300G | Innovative Healthcare Gloves Exam Large Latex Sterile Powder-Free Singles - 100 per Box | On-line chlorination creates excellent donning and low protein content. Single packaged, inner wrapper in traditional peel-open pouch. | gloves-exam-large-latex-sterile-powder-free-singles-100-per-box-3af.jpg
SKU: IHCI103350G | Innovative Healthcare Gloves Exam X-Large Latex Sterile Powder-Free Singles - 100 per Box | On-line chlorination creates excellent donning and low protein content. Single packaged, inner wrapper in traditional peel-open pouch. | gloves-exam-x-large-latex-sterile-powder-free-singles-100-per-box-3af.jpg
SKU: ANS3200G | Ansell Exam Gloves X-Small - 100 per Box | Powder-free to help prevent powder-related complications. Pastel green natural rubber latex. Non-sterile. Enhanced with the moisturizer glycerol. Excellent tactile sensitivity, durability and strength. Ambidextrous with a beaded cuff. | exam-gloves-x-small-100-per-box-0a5.jpg
SKU: ANS3201G | Ansell Exam Gloves Small - 100 per Box | Powder-free to help prevent powder-related complications. Pastel green natural rubber latex. Non-sterile. Enhanced with the moisturizer glycerol. Excellent tactile sensitivity, durability and strength. Ambidextrous with a beaded cuff. | exam-gloves-small-100-per-box-0a5.jpg
SKU: ANS3202G | Ansell Exam Gloves Medium - 100 per Box | Powder-free to help prevent powder-related complications. Pastel green natural rubber latex. Non-sterile. Enhanced with the moisturizer glycerol. Excellent tactile sensitivity, durability and strength. Ambidextrous with a beaded cuff. | exam-gloves-medium-100-per-box-0a5.jpg
SKU: ANS3203G | Ansell Exam Gloves Large - 100 per Box | Powder-free to help prevent powder-related complications. Pastel green natural rubber latex. Non-sterile. Enhanced with the moisturizer glycerol. Excellent tactile sensitivity, durability and strength. Ambidextrous with a beaded cuff. | exam-gloves-large-100-per-box-0a5.jpg
SKU: ANS3204G | Ansell Exam Gloves X-Large - 80 per Box | Powder-free to help prevent powder-related complications. Pastel green natural rubber latex. Non-sterile. Enhanced with the moisturizer glycerol. Excellent tactile sensitivity, durability and strength. Ambidextrous with a beaded cuff. | exam-gloves-x-large-80-per-box-0a5.jpg
SKU: IHCI164350G | Innovative Healthcare Gloves X-Large - 100 per Box | Fully textured finish is specially processed to be tackier at the fingers for improved grip and allows rapid, easy donning. Soft, comfortable fit. Powder-free. Traditional chlorination. Low protein. | gloves-x-large-100-per-box-556.jpg
SKU: IHCI139550G | Innovative Healthcare Gloves Surgical Size 5 1/2 Latex Sterile PF Bisque Finish Damp Hand Don - 50 Pairs per Box | Damp don gel interior provides effortless donning. Curved finger design increases comfort. Powder-free to reduce risk of powder induced allergies, adhesions and granulomas. Bisque finish. Low protein. | gloves-surgical-size-5-1-2-latex-sterile-pf-bisque-finish-damp-hand-don-50-pairs-per-box-d8c.jpg
SKU: IHCI139650G | Innovative Healthcare Gloves Surgical Size 6 1/2 Latex Sterile PF Bisque Finish Damp Hand Don - 50 Pairs per Box | Damp don gel interior provides effortless donning. Curved finger design increases comfort. Powder-free to reduce risk of powder induced allergies, adhesions and granulomas. Bisque finish. Low protein. | gloves-surgical-size-6-1-2-latex-sterile-pf-bisque-finish-damp-hand-don-50-pairs-per-box-d8c.jpg
SKU: IHCI139700G | Innovative Healthcare Gloves Surgical Size 7 Latex Sterile PF Bisque Finish Damp Hand Don - 50 Pairs per Box | Damp don gel interior provides effortless donning. Curved finger design increases comfort. Powder-free to reduce risk of powder induced allergies, adhesions and granulomas. Bisque finish. Low protein. | gloves-surgical-size-7-latex-sterile-pf-bisque-finish-damp-hand-don-50-pairs-per-box-d8c.jpg
SKU: IHCI139750G | Innovative Healthcare Gloves Surgical Size 7 1/2 Latex Sterile PF Bisque Finish Damp Hand Don - 50 Pairs per Box | Damp don gel interior provides effortless donning. Curved finger design increases comfort. Powder-free to reduce risk of powder induced allergies, adhesions and granulomas. Bisque finish. Low protein. | gloves-surgical-size-7-1-2-latex-sterile-pf-bisque-finish-damp-hand-don-50-pairs-per-box-d8c.jpg
SKU: IHCI139800G | Innovative Healthcare Gloves Surgical Size 8 Latex Sterile PF Bisque Finish Damp Hand Don - 50 Pairs per Box | Damp don gel interior provides effortless donning. Curved finger design increases comfort. Powder-free to reduce risk of powder induced allergies, adhesions and granulomas. Bisque finish. Low protein. | gloves-surgical-size-8-latex-sterile-pf-bisque-finish-damp-hand-don-50-pairs-per-box-d8c.jpg
SKU: IHCI139850G | Innovative Healthcare Gloves Surgical Size 8 1/2 Latex Sterile PF Bisque Finish Damp Hand Don - 50 Pairs per Box | Damp don gel interior provides effortless donning. Curved finger design increases comfort. Powder-free to reduce risk of powder induced allergies, adhesions and granulomas. Bisque finish. Low protein. | gloves-surgical-size-8-1-2-latex-sterile-pf-bisque-finish-damp-hand-don-50-pairs-per-box-d8c.jpg
SKU: CRSTX19071G | Crosstex Glove Textured Powder Free Size 6 1/2 - 50 pairs per Box | Left & right fitted powder free gloves. Anatomically correct shape allows greater blood flow to overworked muscles which helps relieve sore tired hands. Proven to help stop hand irritation. Enhanced grip due to textured surface.Manufactured to surgeons standards for your protection. | glove-textured-powder-free-size-6-1-2-50-pairs-per-box-d36.jpg
SKU: SMPDINDPFT105G | Sempermed Glove Disposable Latex X-Large Powder Free Beaded Cuff Ambidextrous - 90 per Box | Offers the perfect combination of strength, tactile sensitivity, barrier protection and comfort. pH balanced. | glove-disposable-latex-x-large-powder-free-beaded-cuff-ambidextrous-90-per-box-084.jpg
SKU: ANS6016002G | Ansell Exam Gloves Sterile Latex Powder Free Medium - 100 per Box | ANSELL MICRO-TOUCHÂ® PLUS STERILE SINGLES GLOVES | exam-gloves-sterile-latex-powder-free-medium-100-per-box-f63.jpg
SKU: ANS6016003G | Ansell Exam Gloves Sterile Latex Powder Free Large - 100 per Box | ANSELL MICRO-TOUCHÂ® PLUS STERILE SINGLES GLOVES | exam-gloves-sterile-latex-powder-free-large-100-per-box-f63.jpg
SKU: MHCU30475G | Molnlycke Health Care US Surgeon Glove Size 7 1/2 Sterile Latex Powder Free - 50 per Box | Recommended for all general surgical procedures and other specialties that do not require unique characteristics. Powder-free & sterile natural rubber latex gloves with BiogelÂ® coating on the inner surface. | surgeon-glove-size-7-1-2-sterile-latex-powder-free-50-per-box-2b3.jpg
SKU: MHCU30480G | Molnlycke Health Care US Surgeon Glove Size 8 Sterile Latex Powder Free - 50 per Box | Recommended for all general surgical procedures and other specialties that do not require unique characteristics. Powder-free & sterile natural rubber latex gloves with BiogelÂ® coating on the inner surface. | surgeon-glove-size-8-sterile-latex-powder-free-50-per-box-2b3.jpg
SKU: MHCU30575G | Molnlycke Health Care US Microsurg Glove Size 7 1/2 Sterile Latex Powder Free - 50 per Box | Recommended for micro-vascular, cardiothoracic, ENT, plastic, neurosurgical, gynecological and general surgical procedures. Powder-free & sterile natural rubber latex gloves with BiogelÂ® coating on the inner surface. Beaded cuff for added security. Formulated for improved grip. | microsurg-glove-size-7-1-2-sterile-latex-powder-free-50-per-box-0b7.jpg
SKU: MHCU31280G | Molnlycke Health Care US Surgical Glove Size 8 Sterile Latex Powder Free - 50 per Box | Recommended for all types of surgery where glove puncture is likely, especially trauma, cardiac, transplant, orthopedic and gastrointestinal. Powder-free and sterile natural rubber latex with BiogelÂ® coating on the inner surface. Green. Can be worn alone or as part of a Puncture Indication Systemâ„¢, as the smooth surface is specifically engineered for unparalleled ease of double-donning. The green color spot alerts wearer of punctures in outer latex glove, if a perforation occurs in the presence of fluid. Beaded cuff for added security. | surgical-glove-size-8-sterile-latex-powder-free-50-per-box-4ea.jpg
SKU: MHCU75275G | Molnlycke Health Care US Surgical Glove Size 7 1/2 Sterile Latex Powder Free - 50 per Box | Recommended for all surgeries depending on personal preference but recommended especially for neurosurgical, plastics and cardiac. Powder-free and sterile natural rubber latex with BiogelÂ® coating on the inner surface. A softer, more supple gloving solution than standard natural rubber latex gloves. Typically 30% softer than Biogel Surgeon, therefore more conforming to individual's hands than most latex gloves. Beaded cuff for added security. | surgical-glove-size-7-1-2-sterile-latex-powder-free-50-per-box-11d.jpg
SKU: MHCU31280G | Molnlycke Health Care US Surgical Glove Size 8 Sterile Latex Powder Free - 50 per Box | Recommended for all types of surgery where glove puncture is likely, especially trauma, cardiac, transplant, orthopedic and gastrointestinal. Powder-free and sterile natural rubber latex with BiogelÂ® coating on the inner surface. Green. Can be worn alone or as part of a Puncture Indication Systemâ„¢, as the smooth surface is specifically engineered for unparalleled ease of double-donning. The green color spot alerts wearer of punctures in outer latex glove, if a perforation occurs in the presence of fluid. Beaded cuff for added security. | surgical-glove-size-8-sterile-latex-powder-free-50-per-box-4ea.jpg
SKU: SMPDSM101G | Sempermed Glove X-Small - 100 per Box | Designed to provide the perfect combination of protection, tactile sensitivity and value. Our advanced manufacturing technology and online chlorination process creates a glove that is strong, flexible and goes on with ease. Provides maximum protection and comfort at a great value. | glove-x-small-100-per-box-7a7.jpg
SKU: SMPDSM102G | Sempermed Glove Small - 100 per Box | Designed to provide the perfect combination of protection, tactile sensitivity and value. Our advanced manufacturing technology and online chlorination process creates a glove that is strong, flexible and goes on with ease. Provides maximum protection and comfort at a great value. | glove-small-100-per-box-7a7.jpg
SKU: SMPDSM103G | Sempermed Glove Medium - 100 per Box | Designed to provide the perfect combination of protection, tactile sensitivity and value. Our advanced manufacturing technology and online chlorination process creates a glove that is strong, flexible and goes on with ease. Provides maximum protection and comfort at a great value. | glove-medium-100-per-box-7a7.jpg
SKU: SMPDSM104G | Sempermed Glove Large - 100 per Box | Designed to provide the perfect combination of protection, tactile sensitivity and value. Our advanced manufacturing technology and online chlorination process creates a glove that is strong, flexible and goes on with ease. Provides maximum protection and comfort at a great value. | glove-large-100-per-box-7a7.jpg
SKU: SMPDSM105G | Sempermed Glove X-Large - 90 per Box | Designed to provide the perfect combination of protection, tactile sensitivity and value. Our advanced manufacturing technology and online chlorination process creates a glove that is strong, flexible and goes on with ease. Provides maximum protection and comfort at a great value. | glove-x-large-90-per-box-7a7.jpg
SKU: IHCI124050G | Innovative Healthcare Gloves X-Small Exam Latex Non-Sterile PF Colloidal Oatmeal Therapeutic - 100 per Box | COATSâ„¢ barrier technology is a totally powder free, all-natural physical barrier between the glove surface and the wearerâ€™s skin, utilizing the anti-irritant and anti-inflammatory properties of colloidal oatmeal. In our COATSâ„¢ gloves, the colloidal oatmeal barrier not only shields the skin surface, it also creates a moisturizing, and pH balancing environment that helps dry, damaged skin to repair itself, and helps to keep healthy skin healthy. | gloves-x-small-exam-latex-non-sterile-pf-colloidal-oatmeal-therapeutic-100-per-box-de1.jpg
SKU: IHCI124100G | Innovative Healthcare Gloves Small Exam Latex Non-Sterile PF Colloidal Oatmeal Therapeutic - 100 per Box | COATSâ„¢ barrier technology is a totally powder free, all-natural physical barrier between the glove surface and the wearerâ€™s skin, utilizing the anti-irritant and anti-inflammatory properties of colloidal oatmeal. In our COATSâ„¢ gloves, the colloidal oatmeal barrier not only shields the skin surface, it also creates a moisturizing, and pH balancing environment that helps dry, damaged skin to repair itself, and helps to keep healthy skin healthy. | gloves-small-exam-latex-non-sterile-pf-colloidal-oatmeal-therapeutic-100-per-box-de1.jpg
SKU: IHCI124200G | Innovative Healthcare Gloves Medium Exam Latex Non-Sterile PF Colloidal Oatmeal Therapeutic - 100 per Box | COATSâ„¢ barrier technology is a totally powder free, all-natural physical barrier between the glove surface and the wearerâ€™s skin, utilizing the anti-irritant and anti-inflammatory properties of colloidal oatmeal. In our COATSâ„¢ gloves, the colloidal oatmeal barrier not only shields the skin surface, it also creates a moisturizing, and pH balancing environment that helps dry, damaged skin to repair itself, and helps to keep healthy skin healthy. | gloves-medium-exam-latex-non-sterile-pf-colloidal-oatmeal-therapeutic-100-per-box-de1.jpg
SKU: IHCI124300G | Innovative Healthcare Gloves Large Exam Latex Non-Sterile PF Colloidal Oatmeal Therapeutic - 100 per Box | COATSâ„¢ barrier technology is a totally powder free, all-natural physical barrier between the glove surface and the wearerâ€™s skin, utilizing the anti-irritant and anti-inflammatory properties of colloidal oatmeal. In our COATSâ„¢ gloves, the colloidal oatmeal barrier not only shields the skin surface, it also creates a moisturizing, and pH balancing environment that helps dry, damaged skin to repair itself, and helps to keep healthy skin healthy. | gloves-large-exam-latex-non-sterile-pf-colloidal-oatmeal-therapeutic-100-per-box-de1.jpg
SKU: IHCI124350G | Innovative Healthcare Gloves X-Large Exam Latex Non-Sterile PF Colloidal Oatmeal Therapeutic - 100 per Box | COATSâ„¢ barrier technology is a totally powder free, all-natural physical barrier between the glove surface and the wearerâ€™s skin, utilizing the anti-irritant and anti-inflammatory properties of colloidal oatmeal. In our COATSâ„¢ gloves, the colloidal oatmeal barrier not only shields the skin surface, it also creates a moisturizing, and pH balancing environment that helps dry, damaged skin to repair itself, and helps to keep healthy skin healthy. | gloves-x-large-exam-latex-non-sterile-pf-colloidal-oatmeal-therapeutic-100-per-box-de1.jpg
SKU: ANS8602G | Ansell Surgical Gloves Size 6 - 50 Pairs per Box | Powder-free. Textured wet-grip surface. Thick cuff provides additional strength and longer unbeaded cuff minimizes roll-down. | surgical-gloves-size-6-50-pairs-per-box-fa0.jpg
SKU: ANS8603G | Ansell Surgical Gloves Size 6 1/2 - 50 Pairs per Box | Powder-free. Textured wet-grip surface. Thick cuff provides additional strength and longer unbeaded cuff minimizes roll-down. | surgical-gloves-size-6-1-2-50-pairs-per-box-fa0.jpg
SKU: ANS8604G | Ansell Surgical Gloves Size 7 - 50 Pairs per Box | Powder-free. Textured wet-grip surface. Thick cuff provides additional strength and longer unbeaded cuff minimizes roll-down. | surgical-gloves-size-7-50-pairs-per-box-659.jpg
SKU: ANS8605G | Ansell Surgical Gloves Size 7 1/2 - 50 Pairs per Box | Powder-free. Textured wet-grip surface. Thick cuff provides additional strength and longer unbeaded cuff minimizes roll-down. | surgical-gloves-size-7-1-2-50-pairs-per-box-fa0.jpg
SKU: ANS8606G | Ansell Surgical Gloves Size 8 - 50 Pairs per Box | Powder-free. Textured wet-grip surface. Thick cuff provides additional strength and longer unbeaded cuff minimizes roll-down. | surgical-gloves-size-8-50-pairs-per-box-fa0.jpg
SKU: ANS8607G | Ansell Surgical Gloves Size 8 1/2 - 50 Pairs per Box | Powder-free. Textured wet-grip surface. Thick cuff provides additional strength and longer unbeaded cuff minimizes roll-down. | surgical-gloves-size-8-1-2-50-pairs-per-box-fa0.jpg
SKU: ROSCCAR1061 | Roscoe Medical Spruce Latex Powder-Free Gloves Small | Spruce powder-free latex gloves have high elasticity and tensile strength while providing excellent tactile sensitivity. Beaded cuff provides strength in donning and donning ease. Powder-free to reduce complications and textured for a secure grip. | spruce-latex-powder-free-gloves-small-055.jpg
SKU: ROSCCAR1062 | Roscoe Medical Spruce Latex Powder-Free Gloves Medium | Spruce powder-free latex gloves have high elasticity and tensile strength while providing excellent tactile sensitivity. Beaded cuff provides strength in donning and donning ease. Powder-free to reduce complications and textured for a secure grip. | spruce-latex-powder-free-gloves-medium-1bd.jpg
SKU: ROSCCAR1063 | Roscoe Medical Spruce Latex Powder-Free Gloves Large | Spruce powder-free latex gloves have high elasticity and tensile strength while providing excellent tactile sensitivity. Beaded cuff provides strength in donning and donning ease. Powder-free to reduce complications and textured for a secure grip. | spruce-latex-powder-free-gloves-large-e40.jpg
SKU: ROSCCAR1064 | Roscoe Medical Spruce Latex Powder-Free Gloves Extra Large | Spruce powder-free latex gloves have high elasticity and tensile strength while providing excellent tactile sensitivity. Beaded cuff provides strength in donning and donning ease. Powder-free to reduce complications and textured for a secure grip. | spruce-latex-powder-free-gloves-extra-large-406.jpg
SKU: MYDTLG-2104 | Mydent Exam Gloves PF Latex Micro-Textured Medium | DEFEND Powder-Free Latex Gloves are thin for extra tactile sensitivity and have a micro-textured finish. Polymer coated for easy on/off comfort. | exam-gloves-pf-latex-micro-textured-medium-703.jpg
SKU: MYDTLG-2102 | Mydent Exam Gloves PF Latex Micro-Textured X-Small | DEFEND Powder-Free Latex Gloves are thin for extra tactile sensitivity and have a micro-textured finish. Polymer coated for easy on/off comfort. | exam-gloves-pf-latex-micro-textured-x-small-703.jpg
SKU: MYDTLG-2103 | Mydent Exam Gloves PF Latex Micro-Textured Small | DEFEND Powder-Free Latex Gloves are thin for extra tactile sensitivity and have a micro-textured finish. Polymer coated for easy on/off comfort. | exam-gloves-pf-latex-micro-textured-small-703.jpg
SKU: MYDTLG-2105 | Mydent Exam Gloves PF Latex Micro-Textured Large | DEFEND Powder-Free Latex Gloves are thin for extra tactile sensitivity and have a micro-textured finish. Polymer coated for easy on/off comfort. | exam-gloves-pf-latex-micro-textured-large-703.jpg
SKU: MYDTLG-2106 | Mydent Exam Gloves PF Latex Micro-Textured X-Large | DEFEND Powder-Free Latex Gloves are thin for extra tactile sensitivity and have a micro-textured finish. Polymer coated for easy on/off comfort. | exam-gloves-pf-latex-micro-textured-x-large-703.jpg
SKU: SMPDINDPFT104G | Sempermed Glove Disposable Latex Large Powder Free Beaded Cuff Ambidextrous - 100 per Box | Offers the perfect combination of strength, tactile sensitivity, barrier protection and comfort. pH balanced. | glove-disposable-latex-large-powder-free-beaded-cuff-ambidextrous-100-per-box-084.jpg
SKU: MFXCFG-900-S | Microflex Comfort Grip Exam Gloves PF Latex Textured Small | Backed by the industryâ€™s leading quality system, ComfortGripÂ® offers the best combination of quality and value in a latex glove. The fully textured surface provides a reliable grip for your daily tasks. | comfort-grip-exam-gloves-pf-latex-textured-small-25d.jpg
SKU: MFXCFG-900-M | Microflex Comfort Grip Exam Gloves PF Latex Textured Medium | Backed by the industryâ€™s leading quality system, ComfortGripÂ® offers the best combination of quality and value in a latex glove. The fully textured surface provides a reliable grip for your daily tasks. | comfort-grip-exam-gloves-pf-latex-textured-medium-fdc.jpg
SKU: MFXCFG-900-L | Microflex Comfort Grip Exam Gloves PF Latex Textured Large | Backed by the industryâ€™s leading quality system, ComfortGripÂ® offers the best combination of quality and value in a latex glove. The fully textured surface provides a reliable grip for your daily tasks. | comfort-grip-exam-gloves-pf-latex-textured-large-eaa.jpg
SKU: MFXCFG-900-XS | Microflex Comfort Grip Exam Gloves PF Latex Textured X-Small | Backed by the industryâ€™s leading quality system, ComfortGripÂ® offers the best combination of quality and value in a latex glove. The fully textured surface provides a reliable grip for your daily tasks. | comfort-grip-exam-gloves-pf-latex-textured-x-small-a46.jpg
SKU: MFXCFG-900-XL | Microflex Comfort Grip Exam Gloves PF Latex Textured X-Large | Backed by the industryâ€™s leading quality system, ComfortGripÂ® offers the best combination of quality and value in a latex glove. The fully textured surface provides a reliable grip for your daily tasks. | comfort-grip-exam-gloves-pf-latex-textured-x-large-8b2.jpg
SKU: MFXDGP-350-S | Microflex Diamon Grip Plus Exam Gloves PF Latex Textured Small | Industrial professionals demand the combination of comfort and strength that Diamond Grip Plusâ„¢ gloves provide in both wet and dry conditions. Featuring great elasticity and excellent tactile sensitivity, these premium, multi-purpose gloves deliver continuous and consistent comfort and strength. | diamon-grip-plus-exam-gloves-pf-latex-textured-small-ddf.jpg
SKU: MFXDGP-350-XL | Microflex Diamon Grip Plus Exam Gloves PF Latex Textured X-Large | Industrial professionals demand the combination of comfort and strength that Diamond Grip Plusâ„¢ gloves provide in both wet and dry conditions. Featuring great elasticity and excellent tactile sensitivity, these premium, multi-purpose gloves deliver continuous and consistent comfort and strength. | diamon-grip-plus-exam-gloves-pf-latex-textured-x-large-435.jpg
SKU: MFXDGP-350-M | Microflex Diamon Grip Plus Exam Gloves PF Latex Textured Medium | Industrial professionals demand the combination of comfort and strength that Diamond Grip Plusâ„¢ gloves provide in both wet and dry conditions. Featuring great elasticity and excellent tactile sensitivity, these premium, multi-purpose gloves deliver continuous and consistent comfort and strength. | diamon-grip-plus-exam-gloves-pf-latex-textured-medium-c14.jpg
SKU: MFXDGP-350-XS | Microflex Diamon Grip Plus Exam Gloves PF Latex Textured X-Small | Industrial professionals demand the combination of comfort and strength that Diamond Grip Plusâ„¢ gloves provide in both wet and dry conditions. Featuring great elasticity and excellent tactile sensitivity, these premium, multi-purpose gloves deliver continuous and consistent comfort and strength. | diamon-grip-plus-exam-gloves-pf-latex-textured-x-small-40b.jpg
SKU: MFXDGP-350-L | Microflex Diamon Grip Plus Exam Gloves PF Latex Textured Large | Industrial professionals demand the combination of comfort and strength that Diamond Grip Plusâ„¢ gloves provide in both wet and dry conditions. Featuring great elasticity and excellent tactile sensitivity, these premium, multi-purpose gloves deliver continuous and consistent comfort and strength. | diamon-grip-plus-exam-gloves-pf-latex-textured-large-789.jpg
SKU: MFXEV-2050-L | Microflex Evolution One Exam Gloves PF Latex Textured Large | Made with premium latex, Evolution OneÂ® gloves provide maximum comfort along with enhanced tactile sensitivity. Strong and durable with a secure grip, Evolution OneÂ® gloves slip on easily, wet or dry, and provide a consistent performance in mid-range environments. | evolution-one-exam-gloves-pf-latex-textured-large-ecf.jpg
SKU: MFXEV-2050-M | Microflex Evolution One Exam Gloves PF Latex Textured Medium | Made with premium latex, Evolution OneÂ® gloves provide maximum comfort along with enhanced tactile sensitivity. Strong and durable with a secure grip, Evolution OneÂ® gloves slip on easily, wet or dry, and provide a consistent performance in mid-range environments. | evolution-one-exam-gloves-pf-latex-textured-medium-e57.jpg
SKU: MFXEV-2050-XL | Microflex Evolution One Exam Gloves PF Latex Textured X-Large | Made with premium latex, Evolution OneÂ® gloves provide maximum comfort along with enhanced tactile sensitivity. Strong and durable with a secure grip, Evolution OneÂ® gloves slip on easily, wet or dry, and provide a consistent performance in mid-range environments. | evolution-one-exam-gloves-pf-latex-textured-x-large-56b.jpg
SKU: MFXEV-2050-XS | Microflex Evolution One Exam Gloves PF Latex Textured X-Small | Made with premium latex, Evolution OneÂ® gloves provide maximum comfort along with enhanced tactile sensitivity. Strong and durable with a secure grip, Evolution OneÂ® gloves slip on easily, wet or dry, and provide a consistent performance in mid-range environments. | evolution-one-exam-gloves-pf-latex-textured-x-small-729.jpg
SKU: MFXEV-2050-S | Microflex Evolution One Exam Gloves PF Latex Textured Small | Made with premium latex, Evolution OneÂ® gloves provide maximum comfort along with enhanced tactile sensitivity. Strong and durable with a secure grip, Evolution OneÂ® gloves slip on easily, wet or dry, and provide a consistent performance in mid-range environments. | evolution-one-exam-gloves-pf-latex-textured-small-60c.jpg
SKU: MFXMF-300-XL | Microflex Exam Gloves PF Latex Textured Fingers X-Large | The benchmark in strength and durability in latex gloves. Thicker than typical latex gloves, Diamond Gripâ„¢ gloves provide enhanced protection, especially in the fingertips where protection is critical. | exam-gloves-pf-latex-textured-fingers-x-large-40b.jpg
SKU: MFXMF-300-XS | Microflex Exam Gloves PF Latex Textured Fingers X-Small | The benchmark in strength and durability in latex gloves. Thicker than typical latex gloves, Diamond Gripâ„¢ gloves provide enhanced protection, especially in the fingertips where protection is critical. | exam-gloves-pf-latex-textured-fingers-x-small-810.jpg
SKU: MFXMF-300-L | Microflex Exam Gloves PF Latex Textured Fingers Large | The benchmark in strength and durability in latex gloves. Thicker than typical latex gloves, Diamond Gripâ„¢ gloves provide enhanced protection, especially in the fingertips where protection is critical. | exam-gloves-pf-latex-textured-fingers-large-56c.jpg
SKU: MFXMF-300-S | Microflex Exam Gloves PF Latex Textured Fingers Small | The benchmark in strength and durability in latex gloves. Thicker than typical latex gloves, Diamond Gripâ„¢ gloves provide enhanced protection, especially in the fingertips where protection is critical. | exam-gloves-pf-latex-textured-fingers-small-e23.jpg
SKU: MFXMF-300-M | Microflex Exam Gloves PF Latex Textured Fingers Medium | The benchmark in strength and durability in latex gloves. Thicker than typical latex gloves, Diamond Gripâ„¢ gloves provide enhanced protection, especially in the fingertips where protection is critical. | exam-gloves-pf-latex-textured-fingers-medium-50a.jpg
SKU: MFXUL-315-L | Microflex Exam Gloves PF Latex Extended Cuff Textured Fingers Large | Ultra OneÂ® gloves are ideal if high-risk conditions require extended protection of your wrist and forearm. Strong, durable and comfortable, these latex gloves minimize risk through superior barrier protection. | exam-gloves-pf-latex-extended-cuff-textured-fingers-large-126.jpg
SKU: MFXUL-315-S | Microflex Exam Gloves PF Latex Extended Cuff Textured Fingers Small | Ultra OneÂ® gloves are ideal if high-risk conditions require extended protection of your wrist and forearm. Strong, durable and comfortable, these latex gloves minimize risk through superior barrier protection. | exam-gloves-pf-latex-extended-cuff-textured-fingers-small-772.jpg
SKU: MFXUL-315-XL | Microflex Exam Gloves PF Latex Extended Cuff Textured Fingers X-Large | Ultra OneÂ® gloves are ideal if high-risk conditions require extended protection of your wrist and forearm. Strong, durable and comfortable, these latex gloves minimize risk through superior barrier protection. | exam-gloves-pf-latex-extended-cuff-textured-fingers-x-large-afb.jpg
SKU: MFXUL-315-M | Microflex Exam Gloves PF Latex Extended Cuff Textured Fingers Medium | Ultra OneÂ® gloves are ideal if high-risk conditions require extended protection of your wrist and forearm. Strong, durable and comfortable, these latex gloves minimize risk through superior barrier protection. | exam-gloves-pf-latex-extended-cuff-textured-fingers-medium-830.jpg
SKU: MFXCT-133-M | Microflex Exam Gloves Latex Lightly Powdered Textured Light Peppermint Scent Medium | Exam Gloves, Latex, Lightly Powdered, Textured, Light Peppermint Scent, Medium, 100/bx, 10 bx/cs (60 cs/plt) | exam-gloves-latex-lightly-powdered-textured-light-peppermint-scent-medium-2b8.jpg
SKU: ANS5788001G | Ansell Surgical Gloves Size 6 - 50 Pairs per Box | Offers extra protection of orthopedic weight gloves, without the complications associated with glove powders. Their high tensile strength, plus tear and puncture resistance withstands the rigors of high-risk, trauma and reconstructive procedures. The textured wet-grip surface maintains good dexterity and tactile sensitivity. Since they are powder-free, it helps eliminate powder-related post-operative complications and powder-related skin sensitivity. Brown color reduces glare from surgical lights. Beaded cuff. | surgical-gloves-size-6-50-pairs-per-box-508.jpg
SKU: MHCU30455G | Molnlycke Health Care US Surgeon Glove Size 5 1/2 Sterile Latex Powder Free - 50 per Box | Recommended for all general surgical procedures and other specialties that do not require unique characteristics. Powder-free & sterile natural rubber latex gloves with BiogelÂ® coating on the inner surface. | surgeon-glove-size-5-1-2-sterile-latex-powder-free-50-per-box-c68.jpg
SKU: MHCU30460G | Molnlycke Health Care US Surgeon Glove Size 6 Sterile Latex Powder Free - 50 per Box | Recommended for all general surgical procedures and other specialties that do not require unique characteristics. Powder-free & sterile natural rubber latex gloves with BiogelÂ® coating on the inner surface. | surgeon-glove-size-6-sterile-latex-powder-free-50-per-box-d7b.jpg
SKU: MHCU30465G | Molnlycke Health Care US Surgeon Glove Size 6 1/2 Sterile Latex Powder Free - 50 per Box | Recommended for all general surgical procedures and other specialties that do not require unique characteristics. Powder-free & sterile natural rubber latex gloves with BiogelÂ® coating on the inner surface. | surgeon-glove-size-6-1-2-sterile-latex-powder-free-50-per-box-5f8.jpg
SKU: MHCU30470G | Molnlycke Health Care US Surgeon Glove Size 7 Sterile Latex Powder Free - 50 per Box | Recommended for all general surgical procedures and other specialties that do not require unique characteristics. Powder-free & sterile natural rubber latex gloves with BiogelÂ® coating on the inner surface. | surgeon-glove-size-7-sterile-latex-powder-free-50-per-box-347.jpg
SKU: MHCU30485G | Molnlycke Health Care US Surgeon Glove Size 8 1/2 Sterile Latex Powder Free - 50 per Box | Recommended for all general surgical procedures and other specialties that do not require unique characteristics. Powder-free & sterile natural rubber latex gloves with BiogelÂ® coating on the inner surface. | surgeon-glove-size-8-1-2-sterile-latex-powder-free-50-per-box-322.jpg
SKU: MHCU30490G | Molnlycke Health Care US Surgeon Glove Size 9 Sterile Latex Powder Free - 40 per Box | Recommended for all general surgical procedures and other specialties that do not require unique characteristics. Powder-free & sterile natural rubber latex gloves with BiogelÂ® coating on the inner surface. | surgeon-glove-size-9-sterile-latex-powder-free-40-per-box-e0b.jpg
SKU: IHCI13390 | Innovative Healthcare DermAssist Powder Free Latex 133 Series | These low-protein, powder-free gloves eliminate air-borne particles of latex protein associated with powdered surgical gloves. Ultra-low modulus is designed for greater comfort, less hand fatigue during long surgical procedures. | dermassist-powder-free-latex-133-series-a57.jpg
SKU: IHCI550128 | Innovative Healthcare Latex Exam Gloves, X-Small (5 - 5 1/2), 100/bx, 10 bx/cs (To Be DISCONTINUED) | Innovative Healthcare Corp., Inc. - Latex Exam Gloves, X-Small (5 - 5Â½), 100/bx, 10 bx/cs (To Be DISCONTINUED). | latex-exam-gloves-x-small-5-5-1-2-100-bx-10-bx-cs-to-be-discontinued-f3a.jpg
SKU: MKS14201300 | McKesson Exam Glove Genesis, Nonsterile Powder Free Latex, Smooth Ivory Contains Latex Small | Exam Glove Genesis, Nonsterile Powder Free Latex, Smooth Ivory Contains Latex Small | exam-glove-genesis-nonsterile-powder-free-latex-smooth-ivory-contains-latex-small-4a5.jpg
SKU: MKS14311300 | McKesson Exam Glove Medi-Pak, NonSterile Powder Free Latex, Smooth Ivory Contains Latex, Large | Exam Glove Medi-Pak Performance NonSterile Powder Free Latex Smooth Ivory Contains Latex Large | exam-glove-medi-pak-nonsterile-powder-free-latex-smooth-ivory-contains-latex-large--f36.jpg
SKU: MKS14441300 | McKesson Exam Glove Medi-Pak, Performance Plus NonSterile Powder Free Latex, Fully Textured Ivory Contains Latex, Small | Exam Glove Medi-Pak Performance Plus NonSterile Powder Free Latex Fully Textured Ivory Contains Latex Small | exam-glove-medi-pak-performance-plus-nonsterile-powder-free-latex-fully-textured-ivory-contains-latex-small--19c.jpg
SKU: MKS14461300 | McKesson Exam Glove Medi-Pak, Performance Plus NonSterile, Powder Free Latex, Fully Textured Ivory Contains Latex, Medium | Exam Glove Medi-Pak Performance Plus NonSterile Powder Free Latex Fully Textured Ivory Contains Latex Medium | exam-glove-medi-pak-performance-plus-nonsterile-powder-free-latex-fully-textured-ivory-contains-latex-medium--bf4.jpg
SKU: MKS14481300 | McKesson Exam Glove Medi-Pak, Performance Plus NonSterile, Powder Free Latex, Fully Textured Ivory Contains Latex, Large | Exam Glove Medi-Pak Performance Plus NonSterile Powder Free Latex Fully Textured Ivory Contains Latex Large | exam-glove-medi-pak-performance-plus-nonsterile-powder-free-latex-fully-textured-ivory-contains-latex-large--cdb.jpg
SKU: MKS20141310 | McKesson Exam Glove Genesis, Nonsterile Powder Free, Latex Smooth Ivory Contains Latex, X-Large | Exam Glove Mckesson Genesis Nonsterile Powder Free Latex Smooth Ivory Contains Latex X-Large | exam-glove-genesis-nonsterile-powder-free-latex-smooth-ivory-contains-latex-x-large-081.jpg
SKU: MKS20141319 | McKesson Exam Glove Genesis, Nonsterile Powder Free Latex, Smooth Ivory Contains Latex, X-Large | Exam Glove Mckesson Genesis Nonsterile Powder Free Latex Smooth Ivory Contains Latex X-Large | exam-glove-genesis-nonsterile-powder-free-latex-smooth-ivory-contains-latex-x-large-92d.png
SKU: MKS23631300 | McKesson General Purpose Glove,Yellow Beaded Cuff, Brand Small, Latex | General Purpose Glove McKesson Brand Small Latex Yellow Beaded Cuff | general-purpose-gloveyellow-beaded-cuff-brand-small-latex--c36.jpg
SKU: MKS23651300 | McKesson General Purpose Glove Medium | General Purpose Glove McKesson Brand Medium Latex Yellow Beaded Cuff | general-purpose-glove-medium-384.jpg
SKU: MKS23901300 | McKesson Exam Glove Cypress Plus, Pft Nonsterile Powder Free Latex, Fully Textured Ivory Contains Latex, X-Small | Exam Glove Cypress Plus PFT NonSterile Powder Free Latex Fully Textured Ivory Contains Latex X-Small | exam-glove-cypress-plus-pft-nonsterile-powder-free-latex-fully-textured-ivory-contains-latex-x-small-752.jpg
SKU: MKS23951300 | McKesson Exam Glove Cypress Plus, Pf Nonsterile Powder Free Latex, Smooth Ivory Contains Latex, Large | Exam Glove Cypress Plus PF NonSterile Powder Free Latex Smooth Ivory Contains Latex Large | exam-glove-cypress-plus-pf-nonsterile-powder-free-latex-smooth-ivory-contains-latex-large-255.jpg
SKU: MKS23971300 | McKesson Exam Glove Cypress Plus, Pf Nonsterile Powder Free Latex, Smooth Ivory Contains Latex, X-Large | Exam Glove Cypress Plus PF NonSterile Powder Free Latex Smooth Ivory Contains Latex X-Large | exam-glove-cypress-plus-pf-nonsterile-powder-free-latex-smooth-ivory-contains-latex-x-large-9e2.jpg
SKU: MKS40141300 | McKesson Exam Glove, Protector Nonsterile Powder Free Latex, Textured Fingertips Ivory Contains Latex, X-Large | Exam Glove Protector Nonsterile Powder Free Latex Textured Fingertips Ivory Contains Latex X-Large | #NAME?
SKU: MKS40401300 | McKesson Exam Glove, Modulon Ec Nonsterile Powder Free Latex, Textured Fingertips Ivory Contains Latex, Large | Exam Glove Mckesson Modulon Ec Nonsterile Powder Free Latex Textured Fingertips Ivory Contains Latex Large | exam-glove-modulon-ec-nonsterile-powder-free-latex-textured-fingertips-ivory-contains-latex-large-c88.jpg
SKU: MKS40401300 | McKesson Exam Glove, Modulon Ec Nonsterile Powder Free Latex, Textured Fingertips Ivory Contains Latex, Large | Exam Glove Mckesson Modulon Ec Nonsterile Powder Free Latex Textured Fingertips Ivory Contains Latex Large | exam-glove-modulon-ec-nonsterile-powder-free-latex-textured-fingertips-ivory-contains-latex-large-c88.jpg
SKU: MKS44621300 | McKesson Exam Glove Medi Pak Performance Plus NonSterile Powder Free Medium | Exam Glove Medi Pak Performance Plus NonSterile Powder Free Medium. | exam-glove-medi-pak-performance-plus-nonsterile-powder-free-medium--649.png
SKU: MKS44631300 | McKesson Exam Glove, Medi-Pak Performance Plus, NonSterile, Powder Free, Latex, Fully Textured Ivory Contains Latex, Large | Exam Glove, Medi-Pak Performance Plus, NonSterile, Powder Free, Latex, Fully Textured Ivory Contains Latex, Large | exam-glove-medi-pak-performance-plus-nonsterile-powder-free-latex-fully-textured-ivory-contains-latex-large-f97.jpg
SKU: MKS44641300 | McKesson Exam Glove, Medi-Pak Performance Plus, NonSterile, Powder Free, Latex, Fully Textured Ivory Contains Latex, X-Large | Exam Glove, Medi-Pak Performance Plus, NonSterile, Powder Free, Latex, Fully Textured Ivory Contains Latex, X-Large | exam-glove-medi-pak-performance-plus-nonsterile-powder-free-latex-fully-textured-ivory-contains-latex-x-large-92e.jpg
SKU: MKS47011300 | McKesson Exam Glove, FIRST RESPONDER EC, NonSterile, Powder Free, Chloroprene Fully Textured, Blue, Latex-Free, Chemo Rated, Large | Exam Glove, FIRST RESPONDER EC, NonSterile, Powder Free, Chloroprene Fully Textured, Blue, Latex-Free, Chemo Rated, Large | exam-glove-first-responder-ec-nonsterile-powder-free-chloroprene-fully-textured-blue-latex-free-chemo-rated-large-d49.jpg
SKU: MKS49221300 | McKesson Exam Glove Cypress Plus PF Medium | Exam Glove, Cypress Plus PF, NonSterile, Powder Free, Latex, Smooth Ivory, Contains Latex, Medium | exam-glove-cypress-plus-pf-medium--d82.jpg
SKU: MKS69801310 | McKesson Exam Glove, TACTILE TOUCH, NonSterile, Powder Free, Nitrile, Textured Fingertips, Blue, Latex-Free, Chemo Rated, X-Large | Exam Glove, TACTILE TOUCH, NonSterile, Powder Free, Nitrile, Textured Fingertips, Blue, Latex-Free, Chemo Rated, X-Large | exam-glove-tactile-touch-nonsterile-powder-free-nitrile-textured-fingertips-blue-latex-free-chemo-rated-x-large--17f.jpg
SKU: MKS72161300 | McKesson Exam Glove, Medi-Pak Performance, Sterile Single, Powder Free, Latex, Fully Textured, Ivory, Contains Latex, Medium | Exam Glove, Medi-Pak Performance, Sterile Single, Powder Free, Latex, Fully Textured, Ivory, Contains Latex, Medium | exam-glove-medi-pak-performance-sterile-single-powder-free-latex-fully-textured-ivory-contains-latex-medium--b36.jpg
SKU: MKS72241301 | McKesson Exam Glove, Medi-Pak Performance, Sterile, Powder Free, Latex, Fully Textured, Ivory, Contains Latex, Small | Exam Glove, Medi-Pak Performance, Sterile, Powder Free, Latex, Fully Textured, Ivory, Contains Latex, Small | exam-glove-medi-pak-performance-sterile-powder-free-latex-fully-textured-ivory-contains-latex-small--f7d.jpg
SKU: MKS92231300 | McKesson Exam Glove, Cypress Plus, PFT, NonSterile, Powder Free, Latex, Fully Textured, Ivory, Contains Latex, Small | Exam Glove, Cypress Plus, PFT, NonSterile, Powder Free, Latex, Fully Textured, Ivory, Contains Latex, Small | exam-glove-cypress-plus-pft-nonsterile-powder-free-latex-fully-textured-ivory-contains-latex-small--5c4.jpg
SKU: MKS94231300 | McKesson Exam Glove, Cypress Plus, PFT, NonSterile, Powder Free, Latex, Fully Textured, Ivory, Contains Latex, Medium | Exam Glove, Cypress Plus, PFT, NonSterile, Powder Free, Latex, Fully Textured, Ivory, Contains Latex, Medium | exam-glove-cypress-plus-pft-nonsterile-powder-free-latex-fully-textured-ivory-contains-latex-medium--4b5.jpg
SKU: MKS96231300 | McKesson Exam Glove, Cypress Plus, PFT, NonSterile, Powder Free, Latex, Fully Textured, Ivory, Contains Latex, Large | Exam Glove, Cypress Plus, PFT, NonSterile, Powder Free, Latex, Fully Textured, Ivory, Contains Latex, Large | exam-glove-cypress-plus-pft-nonsterile-powder-free-latex-fully-textured-ivory-contains-latex-large--658.jpg
SKU: MKS98231300 | McKesson Exam Glove Cypress Plus PFT | Textured finish to promote slip resistance in wet or dry conditions. | exam-glove-cypress-plus-pft--f3b.jpg
SKU: ISG421LF2 | Health Care Wholesalers Powder-free Latex Exam Gloves, Medium | Non-Sterile, ambidextrous, natural rubber latex examination gloves. Powder-free to eliminate powder-induced irritation. Textured finish with high tensile strength and beaded cuff to prevent roll down. | powder-free-latex-exam-gloves-medium-39f.jpg
SKU: ISG421LF3 | Health Care Wholesalers Powder-free Latex Exam Gloves, Large | Non-Sterile, ambidextrous, natural rubber latex examination gloves. Powder-free to eliminate powder-induced irritation. Textured finish with high tensile strength and beaded cuff to prevent roll down. | powder-free-latex-exam-gloves-large-10f.jpg
SKU: ISG421LF4 | Health Care Wholesalers Powder-free Latex Exam Gloves, X-Large | Non-Sterile, ambidextrous, natural rubber latex examination gloves. Powder-free to eliminate powder-induced irritation. Textured finish with high tensile strength and beaded cuff to prevent roll down. | powder-free-latex-exam-gloves-x-large-0fd.jpg
SKU: ISG421LF1 | Health Care Wholesalers Powder-free Latex Exam Gloves, Small | Non-Sterile, ambidextrous, natural rubber latex examination gloves. Powder-free to eliminate powder-induced irritation. Textured finish with high tensile strength and beaded cuff to prevent roll down. | powder-free-latex-exam-gloves-small-7b7.jpg
SKU: MKS21701300 | McKesson Surgical Glove Perry, Performance Plus Sterile Powder Free Latex, Fully Textured Brown Contains Latex, Size 7 | Surgical Glove McKesson Perry Performance Plus Sterile Powder Free Latex Fully Textured Brown Contains Latex Size 7 | surgical-glove-perry-performance-plus-sterile-powder-free-latex-fully-textured-brown-contains-latex-size-7-fe0.jpg
SKU: MKS21901300 | McKesson Surgical Glove Perry, Performance Plus Sterile Powder Free Latex, Fully Textured Brown Contains Latex, Size 9 | Surgical Glove McKesson Perry Performance Plus Sterile Powder Free Latex Fully Textured Brown Contains Latex Size 9 | surgical-glove-perry-performance-plus-sterile-powder-free-latex-fully-textured-brown-contains-latex-size-9-9e1.jpg
SKU: MKS39221300 | McKesson Exam Glove Cypress Plus, Pf Nonsterile Powder Free Latex, Smooth Ivory Contains Latex, Small | Exam Glove Cypress Plus Pf Nonsterile Powder Free Latex Smooth Ivory Contains Latex Small | exam-glove-cypress-plus-pf-nonsterile-powder-free-latex-smooth-ivory-contains-latex-small-6c0.jpg
SKU: MKS40111300 | McKesson Exam Glove, Protector Nonsterile Powder Free Latex, Textured Fingertips Ivory Contains Latex, Small | Exam Glove Mckesson Protector Nonsterile Powder Free Latex Textured Fingertips Ivory Contains Latex Small | exam-glove-protector-nonsterile-powder-free-latex-textured-fingertips-ivory-contains-latex-small-284.jpg
SKU: MKS40121300 | McKesson Exam Glove, Protector Nonsterile Powder Free Latex, Textured Fingertips Ivory Contains Latex, Medium | Exam Glove Protector Nonsterile Powder Free Latex Textured Fingertips Ivory Contains Latex Medium | exam-glove-protector-nonsterile-powder-free-latex-textured-fingertips-ivory-contains-latex-medium-5a0.jpg
SKU: MKS40131300 | McKesson Exam Glove Protector Nonsterile Powder Free Latex Textured Fingertips Ivory Contains Latex Large | Exam Glove Mckesson Protector Nonsterile Powder Free Latex Textured Fingertips Ivory Contains Latex Large | exam-glove-protector-nonsterile-powder-free-latex-textured-fingertips-ivory-contains-latex-large-b22.jpg
SKU: MKS40201300 | McKesson Exam Glove, Modulon Ec Nonsterile Powder Free Latex, Textured Fingertips Ivory Contains Latex, Small | Exam Glove Mckesson Modulon Ec Nonsterile Powder Free Latex Textured Fingertips Ivory Contains Latex Small | -exam-glove-modulon-ec-nonsterile-powder-free-latex-textured-fingertips-ivory-contains-latex-small--9b8.jpg
SKU: MKS40211300 | McKesson Guardian Ec Powder-Free Latex Exam Gloves, Small | Exam Glove Mckesson Guardian Ec Nonsterile Powder Free Latex Textured Fingertips Blue Contains Latex Small | #NAME?
SKU: MKS40311300 | McKesson Exam Glove, Guardian Ec Nonsterile Powder Free Latex, Textured Fingertips Blue Contains Latex, Medium | Exam Glove Mckesson Guardian Ec Nonsterile Powder Free Latex Textured Fingertips Blue Contains Latex Medium | exam-glove-guardian-ec-nonsterile-powder-free-latex-textured-fingertips-blue-contains-latex-medium-9d6.jpg
SKU: MKS40411300 | McKesson Exam Glove, Guardian Ec Nonsterile Powder Free Latex, Textured Fingertips Blue Contains Latex, Large | Exam Glove Mckesson Guardian Ec Nonsterile Powder Free Latex Textured Fingertips Blue Contains Latex Large | exam-glove-guardian-ec-nonsterile-powder-free-latex-textured-fingertips-blue-contains-latex-large-04b.jpg
SKU: MKS40501310 | McKesson Exam Glove, Modulon Ec Nonsterile Powder Free Latex, Textured Fingertips Ivory Contains Latex, X-Large | Exam Glove Mckesson Modulon Ec Nonsterile Powder Free Latex Textured Fingertips Ivory Contains Latex X-Large | exam-glove-modulon-ec-nonsterile-powder-free-latex-textured-fingertips-ivory-contains-latex-x-large-96e.jpg
SKU: MKS40511300 | McKesson Exam Glove, Guardian Ec Nonsterile Powder Free Latex, Textured Fingertips Blue Contains Latex, X-Large | Exam Glove Mckesson Guardian Ec Nonsterile Powder Free Latex Textured Fingertips Blue Contains Latex X-Large | exam-glove-guardian-ec-nonsterile-powder-free-latex-textured-fingertips-blue-contains-latex-x-large-754.jpg
SKU: SMPDIHDPF102 | Sempermed SemperGuard HD Latex Gloves, Small | Thicker and longer than standard industrial latex gloves providing additional barrier protection for the wrist and lower forearm. The textured surface provides improved tactile sensitivity with increased gripping characteristics. 50 micrograms or less of total water-extractable proteins per gram. Eliminates potential aerosolization of glove powder and powder associated transfer of chemical allergens. | semperguard-hd-latex-gloves-small-bd6.jpg
SKU: SMPDIHDPF103 | Sempermed SemperGuard HD Latex Gloves, Medium | Thicker and longer than standard industrial latex gloves providing additional barrier protection for the wrist and lower forearm. The textured surface provides improved tactile sensitivity with increased gripping characteristics. 50 micrograms or less of total water-extractable proteins per gram. Eliminates potential aerosolization of glove powder and powder associated transfer of chemical allergens. | semperguard-hd-latex-gloves-medium-ada.jpg
SKU: SMPDIHDPF104 | Sempermed SemperGuard HD Latex Gloves, Large | Thicker and longer than standard industrial latex gloves providing additional barrier protection for the wrist and lower forearm. The textured surface provides improved tactile sensitivity with increased gripping characteristics. 50 micrograms or less of total water-extractable proteins per gram. Eliminates potential aerosolization of glove powder and powder associated transfer of chemical allergens. | semperguard-hd-latex-gloves-large-12b.jpg
SKU: MKS40661300 | McKesson NITRILE 911 EC Powder-Free Nitrile Exam Gloves | NITRILE 911 EC Powder-Free Nitrile Exam Gloves | #NAME?
SKU: MKS40661300 | McKesson NITRILE 911 EC Powder-Free Nitrile Exam Gloves | NITRILE 911 EC Powder-Free Nitrile Exam Gloves | #NAME?
SKU: MKS40661300 | McKesson NITRILE 911 EC Powder-Free Nitrile Exam Gloves | NITRILE 911 EC Powder-Free Nitrile Exam Gloves | #NAME?
SKU: MKS41711300 | McKesson FLEXIFORM EC Powder-Free Nitrile Exam Gloves | GLOVE NITRL EC PF SM 50EA/BX 10BX/CS MCK BRAND | flexiform-ec-powder-free-nitrile-exam-gloves-eda.jpg
SKU: MKS41811300 | McKesson FLEXIFORM EC Powder-Free Nitrile Exam Gloves | GLOVE NITRL EC PF MD 50EA/BX 10BX/CS MCK BRAND | -flexiform-ec-powder-free-nitrile-exam-gloves-5c5.jpg
SKU: MKS41811300 | McKesson FLEXIFORM EC Powder-Free Nitrile Exam Gloves | GLOVE NITRL EC PF MD 50EA/BX 10BX/CS MCK BRAND | -flexiform-ec-powder-free-nitrile-exam-gloves-5c5.jpg
SKU: MKS41991300 | McKesson Exam Glove, NITRILE 911 EC, NonSterile, Powder Free, Nitrile, Textured Fingertips, Chemo Rated, 2X-Large | Exam Glove, NITRILE 911 EC, NonSterile, Powder Free, Nitrile, Textured Fingertips, Chemo Rated, 2X-Large | exam-glove-nitrile-911-ec-nonsterile-powder-free-nitrile-textured-fingertips-chemo-rated-2x-large-cec.jpg
SKU: MKS42011300 | McKesson Exam Glove, FLEXIFORM EC, NonSterile, Powder Free, Nitrile, Textured Fingertips, Blue, Chemo Rated, X-Large | Exam Glove, FLEXIFORM EC, NonSterile, Powder Free, Nitrile, Textured Fingertips, Blue, Chemo Rated, X-Large | exam-glove-flexiform-ec-nonsterile-powder-free-nitrile-textured-fingertips-blue-chemo-rated-x-large-6cb.jpg
SKU: MKS44011300 | McKesson Exam Glove, FLEXIFORM EC, NonSterile, Powder Free, Nitrile, Textured Fingertips, Blue, Latex-Free, Chemo Rated, 2X-Large | Exam Glove, FLEXIFORM EC, NonSterile, Powder Free, Nitrile, Textured Fingertips, Blue, Latex-Free, Chemo Rated, 2X-Large | exam-glove-flexiform-ec-nonsterile-powder-free-nitrile-textured-fingertips-blue-latex-free-chemo-rated-2x-large-729.jpg
SKU: SMTH625314-1 | Smiths Medical Suction Catheter Kit 14FR Loop Pop Up Basin Nitrile Gloves | Features a catheter tip design which improves suctioning efficiency and minimizes trauma to the airway. Available coiled, looped or straight. Latex free. | suction-catheter-kit-14fr-loop-pop-up-basin-nitrile-gloves--c9d.jpg
SKU: HPCGL-N133FM | Hospeco Nitrile Glove Powder-Free White Medium | Nitrile Glove, Powder-Free, White, Medium, 100/bx, 10bx/cs | nitrile-glove-powder-free-white-medium-d5d.jpg
SKU: HPCGL-N133FX | Hospeco Nitrile Glove Powder-Free White X-Large | Nitrile Glove, Powder-Free, White, X-Large, 100/bx, 10bx/cs | nitrile-glove-powder-free-white-x-large-518.jpg
SKU: HPCGL-N133FS | Hospeco Nitrile Glove Powder-Free White Small | Nitrile Glove, Powder-Free, White, Small, 100/bx, 10bx/cs | nitrile-glove-powder-free-white-small-ddf.jpg
SKU: HPCGL-N133FXXL | Hospeco Nitrile Glove Powder-Free White XX-Large | Nitrile Glove, Powder-Free, White, XX-Large, 100/bx, 10bx/cs | nitrile-glove-powder-free-white-xx-large-8cd.jpg
SKU: MKS34721300 | McKesson Exam Glove syntrile, Pf Blue NonSterile Powder Free, Nitrile Fully Textured Blue, Latex-Free, Medium | Exam Glove Syntrile Pf Blue Nonsterile Powder Free Nitrile Fully Textured Blue Latex-Free Medium | exam-glove-syntrile-pf-blue-nonsterile-powder-free-nitrile-fully-textured-blue-latex-free-medium--c20.jpg
SKU: MKS46541300 | McKesson Exam Glove Medi Pak Performance Fully Textured Blue Latex Free Small | Exam Glove, Medi-Pak Performance, NonSterile, Powder Free, Nitrile, Fully Textured, Blue, Latex-Free, Small | exam-glove-medi-pak-performance-fully-textured-blue-latex-free-small-085.jpg
SKU: MKS46541300 | McKesson Exam Glove Medi Pak Performance Fully Textured Blue Latex Free Small | Exam Glove, Medi-Pak Performance, NonSterile, Powder Free, Nitrile, Fully Textured, Blue, Latex-Free, Small | exam-glove-medi-pak-performance-fully-textured-blue-latex-free-small-085.jpg
SKU: MKS46561300 | McKesson Exam Glove Medi Pak Performance Powder Free Blue Latex Free Medium | Medi-Pak Performance Powder-Free Textured Blue Nitrile Exam Gloves - Medium, 9" Cuff | exam-glove-medi-pak-performance-powder-free-blue-latex-free-medium-8f4.jpg
SKU: MKS46561300 | McKesson Exam Glove Medi Pak Performance Powder Free Blue Latex Free Medium | Medi-Pak Performance Powder-Free Textured Blue Nitrile Exam Gloves - Medium, 9" Cuff | exam-glove-medi-pak-performance-powder-free-blue-latex-free-medium-8f4.jpg
SKU: MKS46581300 | McKesson Exam Glove Non Sterile Powder Free Nitrile Fully Textured Blue Large | Exam Glove, Medi-Pak Performance, NonSterile, Powder Free, Nitrile, Fully Textured, Blue, Latex-Free, Large | exam-glove-non-sterile-powder-free-nitrile-fully-textured-blue-large-d04.jpg
SKU: MKS46581310 | McKesson Exam Glove Medi Pak Performance NonSterile Powder Free Nitrile Fully Textured Blue Latex Free Large | Exam Glove, Medi-Pak Performance, NonSterile, Powder Free, Nitrile, Fully Textured, Blue, Latex-Free, Large 9" Cuff. | exam-glove-medi-pak-performance-nonsterile-powder-free-nitrile-fully-textured-blue-latex-free-large-5f2.png
SKU: MKS46591300 | McKesson Exam Glove, Medi-Pak Performance, NonSterile, Powder Free, Nitrile, Fully Textured, Blue, Latex-Free, Large | Exam Glove, Medi-Pak Performance, NonSterile, Powder Free, Nitrile, Fully Textured, Blue, Latex-Free, Large | exam-glove-medi-pak-performance-nonsterile-powder-free-nitrile-fully-textured-blue-latex-free-large--0c0.jpg
SKU: MKS46601310 | McKesson Exam Glove, Medi-Pak Performance, NonSterile, Powder Free, Nitrile, Fully Textured, Blue, Latex-Free, X-Large | Exam Glove, Medi-Pak Performance, NonSterile, Powder Free, Nitrile, Fully Textured, Blue, Latex-Free, X-Large | exam-glove-medi-pak-performance-nonsterile-powder-free-nitrile-fully-textured-blue-latex-free-x-large-0ad.jpg
SKU: MKS46541300 | McKesson Exam Glove Medi Pak Performance Fully Textured Blue Latex Free Small | Exam Glove, Medi-Pak Performance, NonSterile, Powder Free, Nitrile, Fully Textured, Blue, Latex-Free, Small | exam-glove-medi-pak-performance-fully-textured-blue-latex-free-small-085.jpg
SKU: MKS46561300 | McKesson Exam Glove Medi Pak Performance Powder Free Blue Latex Free Medium | Medi-Pak Performance Powder-Free Textured Blue Nitrile Exam Gloves - Medium, 9" Cuff | exam-glove-medi-pak-performance-powder-free-blue-latex-free-medium-8f4.jpg
SKU: MKS46781300 | McKesson Exam Glove, Medi-Pak Performance, NonSterile, Powder Free, Nitrile, Fully Textured, Blue, Latex-Free, Large | Exam Glove, Medi-Pak Performance, NonSterile, Powder Free, Nitrile, Fully Textured, Blue, Latex-Free, Large | exam-glove-medi-pak-performance-nonsterile-powder-free-nitrile-fully-textured-blue-latex-free-large-741.jpg
SKU: MKS46801300 | McKesson Exam Glove, Medi-Pak Performance, NonSterile, Powder Free, Nitrile, Fully Textured, Blue, Latex-Free, X-Large | Exam Glove, Medi-Pak Performance, NonSterile, Powder Free, Nitrile, Fully Textured, Blue, Latex-Free, X-Large | exam-glove-medi-pak-performance-nonsterile-powder-free-nitrile-fully-textured-blue-latex-free-x-large-e66.jpg
SKU: MKS65031310 | McKesson Exam Glove Medi-Pak Large | Exam Glove, Medi-Pak, NonSterile, Powder Free, Nitrile, Fully Textured, White, Latex-Free, Large | exam-glove-medi-pak-large-9f0.jpg
SKU: IHCI157050 | Innovative Healthcare Nitriderm Ultra Blue Exam Glove, Non-Sterile, Nitrile, X-Small | Exceptionally soft, low modulus nitrile synthetic compound is very comfortable for extended periods. Very good donning properties. Slightly tacky exterior finish provides excellent gripping properties. Light blue or white. Non-sterile. | nitriderm-ultra-blue-exam-glove-non-sterile-nitrile-x-small-395.jpg
SKU: IHCI111300 | Innovative Healthcare Nitriderm Nitrile Exam Glove, Sterile, Singles, Powder-Free, Large | Nitrile synthetic contains no natural rubber latex proteins. Soft, highly elastic formulation provides the maximum in comfort. Single packaged, inner wrapper in new thermo pack. For 9 1/2 â€œ length check out our 109 series sterilenitrile exam glove. | nitriderm-nitrile-exam-glove-sterile-singles-powder-free-large-056.jpg
SKU: IHCI111350 | Innovative Healthcare Nitriderm Exam Glove, Nitrile, Sterile, Singles, Powder-Free, X-Large | Nitrile synthetic contains no natural rubber latex proteins. Soft, highly elastic formulation provides the maximum in comfort. Single packaged, inner wrapper in new thermo pack. For 9 1/2 â€œ length check out our 109 series sterile nitrile exam glove. | nitriderm-exam-glove-nitrile-sterile-singles-powder-free-x-large-f2d.jpg
SKU: IHCI112100 | Innovative Healthcare Nitriderm Exam Glove, Nitrile, Sterile, Pairs, Powder-Free, Small | Nitrile synthetic contains no natural rubber latex proteins. Soft, highly elastic formulation provides the maximum in comfort. Pair packaged, inner wrapper in new thermo pack. For 9 1/2 â€œ length check out our 106 series sterile nitrile exam glove and for chemo protection see our 110 series sterile nitrile exam glove. | nitriderm-exam-glove-nitrile-sterile-pairs-powder-free-small-e57.jpg
SKU: IHCI112200 | Innovative Healthcare Nitriderm Exam Glove, Nitrile, Sterile, Pairs, Powder-Free, Medium | Nitrile synthetic contains no natural rubber latex proteins. Soft, highly elastic formulation provides the maximum in comfort. Pair packaged, inner wrapper in new thermo pack. For 9 1/2 â€œ length check out our 106 series sterile nitrile exam glove and for chemo protection see our 110 series sterile nitrile exam glove. | nitriderm-exam-glove-nitrile-sterile-pairs-powder-free-medium-11c.jpg
SKU: IHCI112300 | Innovative Healthcare Nitriderm Nitrile Exam Glove, Sterile, Pairs, Powder-Free, Large | Nitrile synthetic contains no natural rubber latex proteins. Soft, highly elastic formulation provides the maximum in comfort. Pair packaged,inner wrapper in new thermo pack. For 9 1/2 â€œ length check out our 106 series sterile nitrile exam glove and for chemo protection see our 110 series sterile nitrile exam glove. | nitriderm-nitrile-exam-glove-sterile-pairs-powder-free-large-4eb.jpg
SKU: IHCI112350 | Innovative Healthcare Nitriderm Exam Glove, Nitrile, Sterile, Pairs, Powder-Free, X-Large | Nitrile synthetic contains no natural rubber latex proteins. Soft, highly elastic formulation provides the maximum in comfort. Pair packaged, inner wrapper in new thermo pack. For 9 1/2 â€œ length check out our 106 series sterile nitrile exam glove and for chemo protection see our 110 series sterile nitrile exam glove. | nitriderm-exam-glove-nitrile-sterile-pairs-powder-free-x-large-4ac.jpg
SKU: IHCI137550 | Innovative Healthcare DermAssist Prestige Microsurgical Surgical Gloves, Powder Free, Latex, 5.5" | Thinner than normal surgical gloves for specialists who demand extra sensitivity in the fingertips for micro and ophthalmic procedures. Strong, yet highly sensitive latex barrier. Brown color reduces glare. | dermassist-prestige-microsurgical-surgical-gloves-powder-free-latex-55-02b.jpg
SKU: IHCI137650 | Innovative Healthcare DermAssist Prestige Microsurgical Surgical Gloves, Powder Free, Latex, 6.5" | Thinner than normal surgical gloves for specialists who demand extra sensitivity in the fingertips for micro and ophthalmic procedures. Strong, yet highly sensitive latex barrier. Brown color reduces glare. | dermassist-prestige-microsurgical-surgical-gloves-powder-free-latex-65-336.jpg
SKU: IHCI137750 | Innovative Healthcare DermAssist Prestige Microsurgical Surgical Gloves, Powder Free, Latex, 7.5" | Thinner than normal surgical gloves for specialists who demand extra sensitivity in the fingertips for micro and ophthalmic procedures. Strong, yet highly sensitive latex barrier. Brown color reduces glare. | dermassist-prestige-microsurgical-surgical-gloves-powder-free-latex-75-809.jpg
SKU: IHCI137700 | Innovative Healthcare DermAssist Prestige Microsurgical Surgical Gloves, Powder Free, Latex, 7.0" | Thinner than normal surgical gloves for specialists who demand extra sensitivity in the fingertips for micro and ophthalmic procedures. Strong, yet highly sensitive latex barrier. Brown color reduces glare. | dermassist-prestige-microsurgical-surgical-gloves-powder-free-latex-70-050.jpg
SKU: IHCI137800 | Innovative Healthcare DermAssist Prestige Microsurgical Surgical Gloves, Powder Free, Latex, 8.0" | Thinner than normal surgical gloves for specialists who demand extra sensitivity in the fingertips for micro and ophthalmic procedures. Strong, yet highly sensitive latex barrier. Brown color reduces glare. | dermassist-prestige-microsurgical-surgical-gloves-powder-free-latex-80-74b.jpg
SKU: IHCI137850 | Innovative Healthcare DermAssist Prestige Microsurgical Surgical Gloves, Powder Free, Latex, 8.5" | Thinner than normal surgical gloves for specialists who demand extra sensitivity in the fingertips for micro and ophthalmic procedures. Strong, yet highly sensitive latex barrier. Brown color reduces glare. | dermassist-prestige-microsurgical-surgical-gloves-powder-free-latex-85-554.jpg
SKU: IHCI137900 | Innovative Healthcare DermAssist Prestige Microsurgical Surgical Gloves, Powder Free, Latex, 9.0" | Thinner than normal surgical gloves for specialists who demand extra sensitivity in the fingertips for micro and ophthalmic procedures. Strong, yet highly sensitive latex barrier. Brown color reduces glare. | dermassist-prestige-microsurgical-surgical-gloves-powder-free-latex-90-d34.jpg
SKU: IHCI140600 | Innovative Healthcare DermAssist Prestige Polyisoprene Gloves, 6.0" | This revolutionary new synthetic material has all of the preferred physical characteristics of natural rubber latex, but contains no NR latex proteins. Aqueous gel interior provides superior donning even when hands are damp. White color. | dermassist-prestige-polyisoprene-gloves-60-435.jpg
SKU: IHCI140650 | Innovative Healthcare DermAssist Prestige Polyisoprene Gloves, 6.5" | This revolutionary new synthetic material has all of the preferred physical characteristics of natural rubber latex, but contains no NR latex proteins. Aqueous gel interior provides superior donning even when hands are damp. White color. | dermassist-prestige-polyisoprene-gloves-65-132.jpg
SKU: IHCI140700 | Innovative Healthcare DermAssist Prestige Polyisoprene Gloves, 7.0" | This revolutionary new synthetic material has all of the preferred physical characteristics of natural rubber latex, but contains no NR latex proteins. Aqueous gel interior provides superior donning even when hands are damp. White color. | dermassist-prestige-polyisoprene-gloves-70-9b7.jpg
SKU: IHCI140750 | Innovative Healthcare DermAssist Prestige Polyisoprene Gloves, Powder-Free, 7.5" | This revolutionary new synthetic material has all of the preferred physical characteristics of natural rubber latex, but contains no NR latex proteins. Aqueous gel interior provides superior donning even when hands are damp. White color. | dermassist-prestige-polyisoprene-gloves-powder-free-75-841.jpg
SKU: IHCI140800 | Innovative Healthcare DermAssist Prestige Polyisoprene Gloves, Powder-Free, 8.0" | This revolutionary new synthetic material has all of the preferred physical characteristics of natural rubber latex, but contains no NR latex proteins. Aqueous gel interior provides superior donning even when hands are damp. White color. | dermassist-prestige-polyisoprene-gloves-powder-free-80-28b.jpg
SKU: IHCI140850 | Innovative Healthcare DermAssist Prestige Polyisoprene Gloves, Powder-Free, 8.5" | This revolutionary new synthetic material has all of the preferred physical characteristics of natural rubber latex, but contains no NR latex proteins. Aqueous gel interior provides superior donning even when hands are damp. White color. | dermassist-prestige-polyisoprene-gloves-powder-free-85-dda.jpg
SKU: IHCI140900 | Innovative Healthcare DermAssist Prestige Polyisoprene Gloves, Powder-Free, 9.0" | This revolutionary new synthetic material has all of the preferred physical characteristics of natural rubber latex, but contains no NR latex proteins. Aqueous gel interior provides superior donning even when hands are damp. White color. | dermassist-prestige-polyisoprene-gloves-powder-free-90-140.jpg
SKU: SMPDNIPFT201 | Sempermed SemperCare Nitrile Examination Glove, X-Small | SemperCare Nitrile combines superb barrier protection, comfort, fit, and feel while providing the tensile strength necessary for demanding environments. An easy to don glove, SemperCare is an excellent latex-free option with textured fingertips ensuring a safe grip, even in a wet environment. With an instantly recognizable blue nitrile color,this glove is an ideal choice for your entire team. | sempercare-nitrile-examination-glove-x-small-52c.jpg
SKU: SMPDNIPFT202 | Sempermed SemperCare Nitrile Examination Glove, Small | SemperCare Nitrile combines superb barrier protection, comfort, fit, and feel while providing the tensile strength necessary for demanding environments. An easy to don glove, SemperCare is an excellent latex-free option with textured fingertips ensuring a safe grip, even in a wet environment. With an instantly recognizable blue nitrile color,this glove is an ideal choice for your entire team. | sempercare-nitrile-examination-glove-small-7a1.jpg
SKU: SMPDNIPFT204 | Sempermed SemperCare Nitrile Examination Gloves, Large | SemperCare Nitrile combines superb barrier protection, comfort, fit, and feel while providing the tensile strength necessary for demanding environments. An easy to don glove, SemperCare is an excellent latex-free option with textured fingertips ensuring a safe grip, even in a wet environment. With an instantly recognizable blue nitrile color, this glove is an ideal choice for your entire team. | sempercare-nitrile-examination-gloves-large-9ee.jpg
SKU: SMPDSCR900 | Sempermed Sempermed Syntegra CR Surgical Gloves, Chloroprene, 9" | For the latex sensitive, Sempermed Syntegra CR offers a similar fit and feel to latex. These quality surgical gloves are manufactured with polychloroprene, also known as neoprene, a trusted material with over 70 years of proven performance. Healthcare professionals have come to rely on the non-latex comfort and function of polychloroprene. Excellent tactile sensitivity, while the textured surface and beaded cuff enhance gripping and protection. | sempermed-syntegra-cr-surgical-gloves-chloroprene-9-e12.jpg
SKU: SMPDNIPFT202 | Sempermed SemperCare Nitrile Examination Glove, Small | SemperCare Nitrile combines superb barrier protection, comfort, fit, and feel while providing the tensile strength necessary for demanding environments. An easy to don glove, SemperCare is an excellent latex-free option with textured fingertips ensuring a safe grip, even in a wet environment. With an instantly recognizable blue nitrile color,this glove is an ideal choice for your entire team. | sempercare-nitrile-examination-glove-small-7a1.jpg
SKU: SMPDSCR550 | Sempermed Sempermed Syntegra CR Chloroprene Glove | For the latex sensitive, Sempermed Syntegra CR offers a similar fit and feel to latex. These quality surgical gloves are manufactured with polychloroprene, also known as neoprene, a trusted material with over 70 years of proven performance. Healthcare professionals have come to rely on the non-latex comfort and function of polychloroprene. Excellent tactile sensitivity, while the textured surface and beaded cuff enhance gripping and protection. | sempermed-syntegra-cr-chloroprene-glove-8e0.jpg
SKU: ANS20685575 | Ansell Surgical Gloves Size 7Â½ | Derma Prene IsoTouch HydraSoft Powder Free Synthetic Sterile Surgical Gloves, Green, 7 1/2". 100% synthetic polyisoprene; no natural rubber. | surgical-gloves-size-7frac12-e92.jpg
SKU: ANS20685565 | Ansell Surgical Gloves Size 6Â½ | Derma Prene IsoTouch HydraSoft Powder Free Synthetic Sterile Surgical Gloves, Green, 6 1/2".100% synthetic polyisoprene; no natural rubber. | surgical-gloves-size-6frac12-4af.jpg
SKU: ANS20685570 | Ansell Surgical Gloves Size 7 | Derma Prene IsoTouch HydraSoft Powder Free Synthetic Sterile Surgical Gloves, Green, 7". 100% synthetic polyisoprene; no natural rubber. | surgical-gloves-size-7-a91.jpg
SKU: ANS20685555 | Ansell Surgical Gloves Size 5Â½ Green | Derma Prene IsoTouch HydraSoft Powder Free Synthetic Sterile Surgical Gloves, Green, 5 1/2". | surgical-gloves-size-5frac12-green-55a.jpg
SKU: ANS20685560 | Ansell Surgical Gloves Size 6 Green | Derma Prene IsoTouch HydraSoft Powder Free Synthetic Sterile Surgical Gloves, Green, 6". | surgical-gloves-size-6-green-2ff.jpg
SKU: ANS20685585 | Ansell Surgical Gloves Size 8Â½ | Derma Prene IsoTouch HydraSoft Powder Free Synthetic Sterile Surgical Gloves, Green, 8 1/2". 100% synthetic polyisoprene; no natural rubber. | surgical-gloves-size-8frac12-a0d.jpg
SKU: ANS20685590 | Ansell Surgical Gloves Size 9 | Derma Prene IsoTouch HydraSoft Powder Free Synthetic Sterile Surgical Gloves, Green, 9". 100% synthetic polyisoprene; no natural rubber. | surgical-gloves-size-9-32d.jpg
SKU: ANS20685355 | Ansell Derma Prene Ultra HydraSoft Powder Free Latex Free Sterile Surgical Gloves, 5 1/2" | Derma Prene Ultra HydraSoft Powder Free Latex Free Sterile Surgical Gloves, 5 1/2". 100% Polychloroprene (Neoprene); No Natural Rubber. | derma-prene-ultra-hydrasoft-powder-free-latex-free-sterile-surgical-gloves-5-1-2-5c1.jpg
SKU: ANS20685360 | Ansell Derma Prene Ultra HydraSoft Powder Free Latex Free Sterile Surgical Gloves, 6" | Derma Prene Ultra HydraSoft Powder Free Latex Free Sterile Surgical Gloves, 6". 100% Polychloroprene (Neoprene); No Natural Rubber. | derma-prene-ultra-hydrasoft-powder-free-latex-free-sterile-surgical-gloves-6-e9d.jpg
SKU: ANS20685365 | Ansell Derma Prene Ultra HydraSoft Powder Free Latex Free Sterile Surgical Gloves, 6 1/2" | Derma Prene Ultra HydraSoft Powder Free Latex Free Sterile Surgical Gloves, 6 1/2". 100% Polychloroprene (Neoprene); No Natural Rubber. | derma-prene-ultra-hydrasoft-powder-free-latex-free-sterile-surgical-gloves-6-1-2-476.jpg
SKU: ANS20685385 | Ansell Derma Prene Ultra HydraSoft Powder Free Latex Free Sterile Surgical Gloves, 8 1/2" | Derma Prene Ultra HydraSoft Powder Free Latex Free Sterile Surgical Gloves, 8 1/2". 100% Polychloroprene (Neoprene); No Natural Rubber. | derma-prene-ultra-hydrasoft-powder-free-latex-free-sterile-surgical-gloves-8-1-2-7a1.jpg
SKU: ANS20685390 | Ansell Derma Prene Ultra HydraSoft Powder Free Latex Free Sterile Surgical Gloves, 9" | Derma Prene Ultra HydraSoft Powder Free Latex Free Sterile Surgical Gloves, 9". 100% Polychloroprene (Neoprene); No Natural Rubber. | derma-prene-ultra-hydrasoft-powder-free-latex-free-sterile-surgical-gloves-9-285.jpg
SKU: ANS20687275 | Ansell Surgical Gloves Size 7Â½ Green | The Derma Prene IsoTouch Micro synthetic polyisoprene, powder-free surgical gloves offer exceptional dexterity, tactical sensitivity, and at the same time, outstanding strength and barrier protection. The Derma Prene IsoTouch Micro is ideal for delicate procedures in ophthalmic, micro, and cardiovascular surgery without the risks associated with natural rubber latex sensitization. The Derma Prene IsoTouch Micro can also serve as an underglove. Its micro-thickness allows for comfortable double-gloving. The Derma Prene IsoTouch Micro is green in color for instant identification as a natural rubber latex-free glove, which helps to reduce confusion and risks to those allergic to natural rubber latex. | surgical-gloves-size-7frac12-green-c41.jpg
SKU: ANS6034151 | Ansell Micro-Touch Nitra-Tex Examination Gloves, Pairs, Small | Ansell Micro-Touch Nitratex Sterile Exam Gloves 6034151; This Nitrile Glove Features An Extended Cuff And Textured Fingertips, Providing Superior Barrier Protection And Grip In A Sterile, Latex-Free Exam Glove; Gloves, Exam Sterile, Small, Pairs, 50 Paris Per Box, 4 Boxes Per Case. | micro-touch-nitra-tex-examination-gloves-pairs-small-d7f.jpg
SKU: ANS6034152 | Ansell Gloves, Exam Sterile, Size - Medium, Pairs, 50 pr/bx, 4 bx/cs | Ansell Micro-TouchÂ® NitratexÂ® Sterile Exam Gloves 6034152; This Nitrile Glove Features An Extended Cuff And Textured Fingertips, Providing Superior Barrier Protection And Grip In A Sterile, Latex-Free Exam Glove; Gloves, Exam Sterile, Medium, Pairs, 50 Pr/Bx, 4 Bx/Cs | gloves-exam-sterile-size-medium-pairs-50-pr-bx-4-bx-cs-a4d.jpg
SKU: ANS6034153 | Ansell Micro-Touch Nitra-Tex Examination Gloves, Pairs, Large | Ansell Micro-Touch Nitratex Sterile Exam Gloves 6034153; This Nitrile Glove Features An Extended Cuff And Textured Fingertips, Providing Superior Barrier Protection And Grip In A Sterile, Latex-Free Exam Glove; Gloves, Exam Sterile, Large, Pairs, 50 Pair Per Box, 4 Box Per Case. | micro-touch-nitra-tex-examination-gloves-pairs-large-acb.jpg
SKU: ANS6034251 | Ansell Micro-Touch Nitra-Tex Examination Gloves, Singles, Small | Ansell Micro-Touch Nitratex Sterile Exam Gloves 6034251; This Nitrile Glove Features An Extended Cuff And Textured Fingertips, Providing Superior Barrier Protection And Grip In A Sterile, Latex-Free Exam Glove; Gloves, Exam Sterile, Small, Singles, 100 Pairs Per Box, 4 Boxes Per Case. | micro-touch-nitra-tex-examination-gloves-singles-small-518.jpg
SKU: ANS6034252 | Ansell Micro-Touch Nitra-Tex Examination Gloves, Singles, Medium | Ansell Micro-Touch Nitratex Sterile Exam Gloves 6034252; This Nitrile Glove Features An Extended Cuff And Textured Fingertips, Providing Superior Barrier Protection And Grip In A Sterile, Latex-Free Exam Glove; Gloves, Exam Sterile, Medium, Singles, 100 Pairs Per Box, 4 Boxes Per Case. | micro-touch-nitra-tex-examination-gloves-singles-medium-363.jpg
SKU: ANS6034253 | Ansell Micro-Touch Nitra-Tex Examination Gloves, Singles, Large | Ansell Micro-Touch Nitratex Sterile Exam Gloves 6034253; This Nitrile Glove Features An Extended Cuff And Textured Fingertips, Providing Superior Barrier Protection And Grip In A Sterile, Latex-Free Exam Glove; Gloves, Exam Sterile, Large, Singles, 100 Pairs Per Box, 4 Boxes Per Case. | micro-touch-nitra-tex-examination-gloves-singles-large-d66.jpg
SKU: ANS6034050 | Ansell Micro-Touch Nitrile E.P. Examination Gloves, X-Small | Ansell Micro-Touch Nitrile E.P. Textured Examination Gloves 6034053; Gloves Have An Extended Cuff That Provides Extra Protection To Meet The Needs Of The Healthcare Professional In High-Risk Clinical Settings. This Extra Protection Is Necessary When Dealing With Chemotherapy Agents, Bodily Fluids And Blood-Borne Pathogens. 100% Nitrile - Does Not Contain Natural Rubber Latex, Which Eliminates The Risk Associated With Natural Latex Allergies. Textured For Better Grip In Wet And Dry Procedures. Powder-Free To Help Eliminate Powder Related Complications. Fda Approved For Handling Chemotherapy Drugs; Gloves, Large. | micro-touch-nitrile-ep-examination-gloves-x-small-0c8.jpg
SKU: ANS6034051 | Ansell Micro-Touch Nitrile E.P. Examination Gloves, Small | Ansell Micro-Touch Nitrile E.P. Textured Examination Gloves 6034053; Gloves Have An Extended Cuff That Provides Extra Protection To Meet The Needs Of The Healthcare Professional In High-Risk Clinical Settings. This Extra Protection Is Necessary When Dealing With Chemotherapy Agents, Bodily Fluids And Blood-Borne Pathogens. 100% Nitrile - Does Not Contain Natural Rubber Latex, Which Eliminates The Risk Associated With Natural Latex Allergies. Textured For Better Grip In Wet And Dry Procedures. Powder-Free To Help Eliminate Powder Related Complications. Fda Approved For Handling Chemotherapy Drugs; Gloves, Large. | micro-touch-nitrile-ep-examination-gloves-small-09c.jpg
SKU: ANS6034052 | Ansell Micro-Touch Nitrile E.P. Examination Gloves, Medium | Ansell Micro-Touch Nitrile E.P. Textured Examination Gloves 6034053; Gloves Have An Extended Cuff That Provides Extra Protection To Meet The Needs Of The Healthcare Professional In High-Risk Clinical Settings. This Extra Protection Is Necessary When Dealing With Chemotherapy Agents, Bodily Fluids And Blood-Borne Pathogens. 100% Nitrile - Does Not Contain Natural Rubber Latex, Which Eliminates The Risk Associated With Natural Latex Allergies. Textured For Better Grip In Wet And Dry Procedures. Powder-Free To Help Eliminate Powder Related Complications. Fda Approved For Handling Chemotherapy Drugs; Gloves, Large. | micro-touch-nitrile-ep-examination-gloves-medium-280.jpg
SKU: ANS6034053 | Ansell Micro-Touch Nitrile E.P. Examination Gloves, Large | Ansell Micro-Touch Nitrile E.P. Textured Examination Gloves 6034053; Gloves Have An Extended Cuff That Provides Extra Protection To Meet The Needs Of The Healthcare Professional In High-Risk Clinical Settings. This Extra Protection Is Necessary When Dealing With Chemotherapy Agents, Bodily Fluids And Blood-Borne Pathogens. 100% Nitrile - Does Not Contain Natural Rubber Latex, Which Eliminates The Risk Associated With Natural Latex Allergies. Textured For Better Grip In Wet And Dry Procedures. Powder-Free To Help Eliminate Powder Related Complications. Fda Approved For Handling Chemotherapy Drugs; Gloves, Large. | micro-touch-nitrile-ep-examination-gloves-large-c61.jpg
SKU: ANS6034054 | Ansell Micro-Touch Nitrile E.P. Examination Gloves, X-Large | Ansell Micro-Touch Nitrile E.P. Textured Examination Gloves 6034053; Gloves Have An Extended Cuff That Provides Extra Protection To Meet The Needs Of The Healthcare Professional In High-Risk Clinical Settings. This Extra Protection Is Necessary When Dealing With Chemotherapy Agents, Bodily Fluids And Blood-Borne Pathogens. 100% Nitrile - Does Not Contain Natural Rubber Latex, Which Eliminates The Risk Associated With Natural Latex Allergies. Textured For Better Grip In Wet And Dry Procedures. Powder-Free To Help Eliminate Powder Related Complications. Fda Approved For Handling Chemotherapy Drugs; Gloves, Large. | micro-touch-nitrile-ep-examination-gloves-x-large-fcc.jpg
SKU: ANS3093 | Ansell Micro-Touch Elite Powder-Free Examination Gloves, Large | Micro-Touch Elite powder-free, stretch vinyl examination gloves are produced with a polyvinyl chloride formulation that provides a more comfortable fit than traditional vinyl gloves. They are an excellent alternative for latex-sensitive individuals for use in low-risk clinical applications that do not involve blood-born. | micro-touch-elite-powder-free-examination-gloves-large-d8e.jpg
SKU: ANS3094 | Ansell Micro-Touch Elite Powder-Free Examination Gloves, X-Large | Micro-Touch Elite powder-free, stretch vinyl examination gloves are produced with a polyvinyl chloride formulation that provides a more comfortable fit than traditional vinyl gloves. They are an excellent alternative for latex-sensitive individuals for use in low-risk clinical applications that do not involve blood-born. | micro-touch-elite-powder-free-examination-gloves-x-large-8da.jpg
SKU: ANS6034300 | Ansell Micro-Touch Examination Gloves, Nitrile, X-Small | Micro-Touch Nitrileexamination gloves feature an advanced stretch formulation providing you with ultimate comfort and fit. With its high strength and excellent protection features, this glove is ideal for use in all risk settings. Now featured in a 200 count box to help you go GREEN. With more gloves in a box it means less packaging waste. | micro-touch-examination-gloves-nitrile-x-small-036.jpg
SKU: ANS6034301 | Ansell Micro-Touch Examination Gloves, Nitrile, Small | Micro-Touch Nitrileexamination gloves feature an advanced stretch formulation providing you with ultimate comfort and fit. With its high strength and excellent protection features, this glove is ideal for use in all risk settings. Now featured in a 200 count box to help you go GREEN. With more gloves in a box it means less packaging waste. | micro-touch-examination-gloves-nitrile-small-26f.jpg
SKU: ANS6034303 | Ansell Micro-Touch Examination Gloves, Nitrile, Large | Micro-Touch Nitrileexamination gloves feature an advanced stretch formulation providing you with ultimate comfort and fit. With its high strength and excellent protection features, this glove is ideal for use in all risk settings. Now featured in a 200 count box to help you go GREEN. With more gloves in a box it means less packaging waste. | micro-touch-examination-gloves-nitrile-large-bd9.jpg
SKU: ANS6034304 | Ansell Micro-Touch Examination Gloves, Nitrile, X-Large | Micro-Touch Nitrileexamination gloves feature an advanced stretch formulation providing you with ultimate comfort and fit. With its high strength and excellent protection features, this glove is ideal for use in all risk settings. Now featured in a 200 count box to help you go GREEN. With more gloves in a box it means less packaging waste. | micro-touch-examination-gloves-nitrile-x-large-50a.jpg
SKU: IHCI110100 | Innovative Healthcare NitriDerm Exam Glove, Powder-Free, Nitrile Synthetic, Sterile, Small | Sterile nitrile pairs, tested for use with chemotherapy drugs. Meets all requirements of USP 797: Pharmaceutical Compounding â€“ Sterile Preparations. Designed to allow easy double gloving. Pair packaged, inner wrapper in traditional peel-open pouch. | nitriderm-exam-glove-powder-free-nitrile-synthetic-sterile-small-b2a.png
SKU: IHCI110200 | Innovative Healthcare NitriDerm Exam Glove, Powder-Free, Nitrile Synthetic, Sterile, Medium | Sterile nitrile pairs, tested for use with chemotherapy drugs. Meets all requirements of USP 797: Pharmaceutical Compounding â€“ Sterile Preparations. Designed to allow easy double gloving. Pair packaged, inner wrapper in traditional peel-open pouch. | nitriderm-exam-glove-powder-free-nitrile-synthetic-sterile-medium-67e.png
SKU: IHCI110300 | Innovative Healthcare NitriDerm Exam Glove, Powder-Free, Nitrile Synthetic, Sterile, Large | Sterile nitrile pairs, tested for use with chemotherapy drugs. Meets all requirements of USP 797: Pharmaceutical Compounding â€“ Sterile Preparations. Designed to allow easy double gloving. Pair packaged, inner wrapper in traditional peel-open pouch. | nitriderm-exam-glove-powder-free-nitrile-synthetic-sterile-large-116.jpg
SKU: IHCI110350 | Innovative Healthcare NitriDerm Exam Glove, Powder-Free, Nitrile Synthetic, Sterile, Extra Large | Sterile nitrile pairs, tested for use with chemotherapy drugs. Meets all requirements of USP 797: Pharmaceutical Compounding â€“ Sterile Preparations. Designed to allow easy double gloving. Pair packaged, inner wrapper in traditional peel-open pouch. | nitriderm-exam-glove-powder-free-nitrile-synthetic-sterile-extra-large-099.png
SKU: IHCI189100 | Innovative Healthcare NitriDerm EP Orange Exam Glove, Non-Sterile, Nitrile, Extra Protection, Small | Orange - The universal symbol for Caution - and ideal for EMS, police and fire, haz mat functions, spills, etc. Thispowder-free nitrile synthetic glove is a full 12 inches in length to provide extra protection in high risksituations. Excellent donning properties in a soft, low modulus formula. Textured, slightly tacky surface for a better grip. | nitriderm-ep-orange-exam-glove-non-sterile-nitrile-extra-protection-small-665.jpg
SKU: IHCI189200 | Innovative Healthcare NitriDerm EP Orange Exam Glove, Non-Sterile, Nitrile, Extra Protection, Medium | Orange - The universal symbol for Caution - and ideal for EMS, police and fire, haz mat functions, spills, etc. Thispowder-free nitrile synthetic glove is a full 12 inches in length to provide extra protection in high risksituations. Excellent donning properties in a soft, low modulus formula. Textured, slightly tacky surface for a better grip. | nitriderm-ep-orange-exam-glove-non-sterile-nitrile-extra-protection-medium-4cb.jpg
SKU: IHCI189300 | Innovative Healthcare NitriDerm EP Orange Exam Glove, Non-Sterile, Nitrile, Extra Protection, Large | Orange - The universal symbol for Caution - and ideal for EMS, police and fire, haz mat functions, spills, etc. This powder-free nitrile synthetic glove is a full 12 inches in length to provide extra protection in high risk situations. Excellent donning properties in a soft, low modulus formula. Textured, slightly tacky surface for a better grip. | nitriderm-ep-orange-exam-glove-non-sterile-nitrile-extra-protection-large-e81.jpg
SKU: IHCI189350 | Innovative Healthcare NitriDerm EP Orange Exam Glove, Non-Sterile, Nitrile, Extra Protection, X-Large | Orange - The universal symbol for Caution - and ideal for EMS, police and fire, haz mat functions, spills, etc. Thispowder-free nitrile synthetic glove is a full 12 inches in length to provide extra protection in high risk situations. Excellent donning properties in a soft, low modulus formula. Textured, slightly tacky surface for a better grip. | nitriderm-ep-orange-exam-glove-non-sterile-nitrile-extra-protection-x-large-692.jpg
SKU: IHCI197050 | Innovative Healthcare NitriDerm AquaBlue Exam Gloves, Nitrile, Non-Sterile, X-Small | Tested for use with 12 common chemotherapy drugs, with all drug permeation data printed on the box. This medium weight nitrile glove is extremely elastic and comfortable while providing the tensile strength required for todayâ€™s demanding procedures. Polymer inner surface for effortless donning. Textured, slightly tacky finish for excellent gripping ability even in the presence of moisture. Aqua blue color. | nitriderm-aquablue-exam-gloves-nitrile-non-sterile-x-small-3ff.jpg
SKU: IHCI197200 | Innovative Healthcare NitriDerm AquaBlue Exam Gloves, Nitrile, Non-Sterile, Medium | Tested for use with 12 common chemotherapy drugs, with all drug permeation data printed on the box. This medium weight nitrile glove is extremely elastic and comfortable while providing the tensile strength required for todayâ€™s demanding procedures. Polymer inner surface for effortless donning. Textured, slightly tacky finish for excellent gripping ability even in the presence of moisture. Aqua blue color. | nitriderm-aquablue-exam-gloves-nitrile-non-sterile-medium-98f.jpg
SKU: IHCI197300 | Innovative Healthcare NitriDerm AquaBlue Exam Gloves, Nitrile, Non-Sterile, Large | Tested for use with 12 common chemotherapy drugs, with all drug permeation data printed on the box. This medium weight nitrile glove is extremely elastic and comfortable while providing the tensile strength required for todayâ€™s demanding procedures. Polymer inner surface for effortless donning. Textured, slightly tacky finish for excellent gripping ability even in the presence of moisture. Aqua blue color. | nitriderm-aquablue-exam-gloves-nitrile-non-sterile-large-fc4.jpg
SKU: IHCI197350 | Innovative Healthcare NitriDerm AquaBlue Exam Gloves, Nitrile, Non-Sterile, X-Large | Tested for use with 12 common chemotherapy drugs, with all drug permeation data printed on the box. This medium weight nitrile glove is extremely elastic and comfortable while providing the tensile strength required for todayâ€™s demanding procedures. Polymer inner surface for effortless donning. Textured, slightly tacky finish for excellent gripping ability even in the presence of moisture. Aqua blue color. | nitriderm-aquablue-exam-gloves-nitrile-non-sterile-x-large-68c.jpg
SKU: IHCI177352 | Innovative Healthcare Pulse Nitrile Exam Gloves, Powder-Free, Nitrile, Non-Sterile, X-Large | This revolutionary nitrile compounding technology allows for a thinner glove with incredible elasticity. The finely textured finger tips create an unequalled tactile sensitivity and excellent gripping properties. Excellent donning properties and one of the most comfortable nitrile gloves available. Dark lavender blue color. | pulse-nitrile-exam-gloves-powder-free-nitrile-non-sterile-x-large-953.jpg
SKU: IHCI177402 | Innovative Healthcare Pulse Nitrile Exam Gloves, Powder-Free, Nitrile, Non-Sterile, XX-Large | This revolutionary nitrile compounding technology allows for a thinner glove with incredible elasticity. The finely textured finger tips create an unequalled tactile sensitivity and excellent gripping properties. Excellent donning properties and one of the most comfortable nitrile gloves available. Dark lavender blue color. | pulse-nitrile-exam-gloves-powder-free-nitrile-non-sterile-xx-large-cac.jpg
SKU: IHCI111100 | Innovative Healthcare NitriDerm Exam Glove, Nitrile, Sterile, Singles, Powder-Free, Small | Nitrile synthetic contains no natural rubber latex proteins. Soft, highly elastic formulation provides the maximum in comfort. Single packaged, inner wrapper in new thermo pack. For 9 1/2 â€œ length check out our 109 series sterilenitrile exam glove. | nitriderm-exam-glove-nitrile-sterile-singles-powder-free-small-289.jpg
SKU: IHCI111200 | Innovative Healthcare NitriDerm Exam Glove, Nitrile, Sterile, Singles, Powder-Free, Medium | Nitrile synthetic contains no natural rubber latex proteins. Soft, highly elastic formulation provides the maximum in comfort. Single packaged, inner wrapper in new thermo pack. For 9 1/2 â€œ length check out our 109 series sterilenitrile exam glove. | nitriderm-exam-glove-nitrile-sterile-singles-powder-free-medium-8c6.jpg
SKU: PROP359214 | Pro Advantage Basic Nitrile Gloves Powder Free Blue Large | Textured 3 gram thin blue nitrile glove. | basic-nitrile-gloves-powder-free-blue-large-b5a.jpg
SKU: ANS6034291 | Ansell Micro-Touch Nitrile Classic Examination Gloves, Small | The Micro-Touch Nitrile Classic examination gloves feature an advanced stretch formulation providing you with ultimate comfort and fit. With its high strength and excellent protection features, this glove is ideal for use in high risk settings. This glove comes in a 150 count box to help you go GREEN. With more gloves in a box it means less packaging waste. | micro-touch-nitrile-classic-examination-gloves-small-e70.jpg
SKU: SMPDNES102 | Sempermed SemperSure Sterile Nitrile Glove Small | SemperSure Sterile Nitrile offers the same superb fit, feel, tactile sensitivity and barrier protection of our original SemperSure Nitrile glove. And, its acceleratorfree formulation is ideal for those with Type I (latex) and Type IV (chemical) allergic reactions. All this â€“ with the added benefit of gamma sterilization. Designed for critical environments that require a sterile glove, but not necessarily a surgical glove, SemperSure Sterile can be especially effective for wound care, trauma, and burn care. Sterile exam gloves are also appropriate for OB/GYN, CCU, and ER departments. | sempersure-sterile-nitrile-glove-small-9ae.jpg
SKU: SMPDNES103 | Sempermed SemperSure Sterile Nitrile Glove, Medium | SemperSure Sterile Nitrile offers the same superb fit, feel, tactile sensitivity and barrier protection of our original SemperSure Nitrile glove. And, its acceleratorfree formulation is ideal for those with Type I (latex) and Type IV (chemical) allergic reactions. All this â€“ with the added benefit of gamma sterilization. Designed for critical environments that require a sterile glove, but not necessarily a surgical glove, SemperSure Sterile can be especially effective for wound care, trauma, and burn care. Sterile exam gloves are also appropriate for OB/GYN, CCU, and ER departments. | sempersure-sterile-nitrile-glove-medium-67c.jpg
SKU: SMPDNES104 | Sempermed SemperSure Sterile Nitrile Glove, Large | SemperSureTM Sterile Nitrile offers the same superb fit, feel, tactile sensitivity and barrier protection of our original SemperSureTM Nitrile glove. And, its acceleratorfree formulation is ideal for thosewith Type I (latex) and Type IV (chemical) allergic reactions. All this â€“ with the added benefit of gamma sterilization. Designed for critical environments that require a sterile glove, but not necessarily a surgical glove, SemperSureTM Sterile can be especially effective for wound care, trauma, and burn care. Sterile exam gloves are also appropriate for OB/GYN, CCU, and ER departments. | sempersure-sterile-nitrile-glove-large-b56.jpg
SKU: IHCI189450 | Innovative Healthcare NitriDerm EP Orange Exam Glove Nitrile Extra Protection XXX-Large | Orange - The universal symbol for Caution - and ideal for EMS, police and fire, haz mat functions, spills, etc. Thispowder-free nitrile synthetic glove is a full 12 inches in length to provide extra protection in high risk situations. Excellent donning properties in a soft, low modulus formula. Textured, slightly tacky surface for a better grip. | nitriderm-ep-orange-exam-glove-nitrile-extra-protection-xxx-large-275.jpg
SKU: MKS32721300 | McKesson Exam Glove Syntrile, Pf Blue Nonsterile Powder Free, Nitrile Fully Textured Blue, Latex-Free, Small | Exam Glove Syntrile Pf Blue Nonsterile Powder Free Nitrile Fully Textured Blue Latex-Free Small | exam-glove-syntrile-pf-blue-nonsterile-powder-free-nitrile-fully-textured-blue-latex-free-small-cb2.jpg
SKU: MKS32721310 | McKesson Exam Glove syntrile, Pf Blue NonSterile Powder Free, Nitrile Fully Textured Blue, Latex-Free, Small | Exam Glove Syntrile Pf Blue Nonsterile Powder Free Nitrile Fully Textured Blue Latex-Free Small | exam-glove-syntrile-pf-blue-nonsterile-powder-free-nitrile-fully-textured-blue-latex-free-small--e97.jpg
SKU: MKS34721310 | McKesson Exam Glove Syntrile, Pf Blue Nonsterile Powder Free, Nitrile Fully Textured Blue, Latex-Free, Medium | Exam Glove Syntrile Pf Blue Nonsterile Powder Free Nitrile Fully Textured Blue Latex-Free Medium | exam-glove-syntrile-pf-blue-nonsterile-powder-free-nitrile-fully-textured-blue-latex-free-medium-2fe.jpg
SKU: MKS36721300 | McKesson Exam Glove Syntrile, Pf Blue Nonsterile Powder Free, Nitrile Fully Textured Blue, Latex-Free, Large | Exam Glove Syntrile Pf Blue Nonsterile Powder Free Nitrile Fully Textured Blue Latex-Free Large | exam-glove-syntrile-pf-blue-nonsterile-powder-free-nitrile-fully-textured-blue-latex-free-large-89d.jpg
SKU: MKS36721300 | McKesson Exam Glove Syntrile, Pf Blue Nonsterile Powder Free, Nitrile Fully Textured Blue, Latex-Free, Large | Exam Glove Syntrile Pf Blue Nonsterile Powder Free Nitrile Fully Textured Blue Latex-Free Large | exam-glove-syntrile-pf-blue-nonsterile-powder-free-nitrile-fully-textured-blue-latex-free-large-89d.jpg
SKU: BMCIBP-023 | Bowman Bulk Dispenser - Triple Bin | Bulk Dispenser - Triple BinHolds a variety of protective apparel in bulkTriple compartments with hinged lids. | bulk-dispenser-triple-bin-cc0.jpg
SKU: HAR40680 | Harloff Replacement BESTÂ® Lock for Narcotics Boxes on Standard and OptimAL Line Carts |  | replacement-bestreg-lock-for-narcotics-boxes-on-standard-and-optimal-line-carts-0d7.jpg
SKU: PROP359013 | Pro Advantage Soft Nitrile Glove Medium | Provides enhanced comfort and tactile sensitivity. Soft, flexible, textured and latex free (LF). Gloves stretch and conform to the hands eliminating the stiffness sometimes associated with nitrile gloves powder-free. | soft-nitrile-glove-medium-507.jpg
SKU: ANS6034300G | Ansell Exam Gloves X-Small - 200 per Box | ANSELL MICRO-TOUCHÂ® NITRILE POWDER-FREE SYNTHETIC MEDICAL EXAMINATION GLOVES | exam-gloves-x-small-200-per-box-455.jpg
SKU: ANS6034301G | Ansell Exam Gloves Small - 200 per Box | ANSELL MICRO-TOUCHÂ® NITRILE POWDER-FREE SYNTHETIC MEDICAL EXAMINATION GLOVES | exam-gloves-small-200-per-box-455.jpg
SKU: ANS6034302G | Ansell Exam Gloves Medium - 200 per Box | ANSELL MICRO-TOUCHÂ® NITRILE POWDER-FREE SYNTHETIC MEDICAL EXAMINATION GLOVES | exam-gloves-medium-200-per-box-455.jpg
SKU: ANS6034303G | Ansell Exam Gloves Large - 200 per Box | ANSELL MICRO-TOUCHÂ® NITRILE POWDER-FREE SYNTHETIC MEDICAL EXAMINATION GLOVES | exam-gloves-large-200-per-box-455.jpg
SKU: ANS6034304G | Ansell Exam Gloves X-Large - 200 per Box | ANSELL MICRO-TOUCHÂ® NITRILE POWDER-FREE SYNTHETIC MEDICAL EXAMINATION GLOVES | exam-gloves-x-large-200-per-box-455.jpg
SKU: KCC53102G | Halyard Gloves Medium - 100 per Box | Safeskinâ„¢ Blue Nitrile is a high-performing, latex-free exam glove for use in diverse clinical settings. Free of rubber latex, this powder free glove is made of acrylonitrile-butadine, which minimizes the potential for allergic reactions to latex proteins. It's specially designed for superb fit and comfort during extended wear. Blue Nitrile also boasts a low dermatitis potential, with reduced chance to sensitize users to chemical additives. | gloves-medium-100-per-box-fde.jpg
SKU: KCC53103G | Halyard Gloves Large - 100 per Box | Safeskinâ„¢ Blue Nitrile is a high-performing, latex-free exam glove for use in diverse clinical settings. Free of rubber latex, this powder free glove is made of acrylonitrile-butadine, which minimizes the potential for allergic reactions to latex proteins. It's specially designed for superb fit and comfort during extended wear. Blue Nitrile also boasts a low dermatitis potential, with reduced chance to sensitize users to chemical additives. | gloves-large-100-per-box-fde.jpg
SKU: KCC53101G | Halyard Gloves Small - 100 per Box | Safeskinâ„¢ Blue Nitrile is a high-performing, latex-free exam glove for use in diverse clinical settings. Free of rubber latex, this powder free glove is made of acrylonitrile-butadine, which minimizes the potential for allergic reactions to latex proteins. It's specially designed for superb fit and comfort during extended wear. Blue Nitrile also boasts a low dermatitis potential, with reduced chance to sensitize users to chemical additives. | gloves-small-100-per-box-fde.jpg
SKU: KCC53430G | Halyard Gloves Extra Small | A latex free alternative for those individuals with a Type 1 hypersensitivity to natural rubber latex proteins. | gloves-extra-small-676.jpg
SKU: KCC53101G | Halyard Gloves Small - 100 per Box | Safeskinâ„¢ Blue Nitrile is a high-performing, latex-free exam glove for use in diverse clinical settings. Free of rubber latex, this powder free glove is made of acrylonitrile-butadine, which minimizes the potential for allergic reactions to latex proteins. It's specially designed for superb fit and comfort during extended wear. Blue Nitrile also boasts a low dermatitis potential, with reduced chance to sensitize users to chemical additives. | gloves-small-100-per-box-fde.jpg
SKU: KCC53102G | Halyard Gloves Medium - 100 per Box | Safeskinâ„¢ Blue Nitrile is a high-performing, latex-free exam glove for use in diverse clinical settings. Free of rubber latex, this powder free glove is made of acrylonitrile-butadine, which minimizes the potential for allergic reactions to latex proteins. It's specially designed for superb fit and comfort during extended wear. Blue Nitrile also boasts a low dermatitis potential, with reduced chance to sensitize users to chemical additives. | gloves-medium-100-per-box-fde.jpg
SKU: KCC53103G | Halyard Gloves Large - 100 per Box | Safeskinâ„¢ Blue Nitrile is a high-performing, latex-free exam glove for use in diverse clinical settings. Free of rubber latex, this powder free glove is made of acrylonitrile-butadine, which minimizes the potential for allergic reactions to latex proteins. It's specially designed for superb fit and comfort during extended wear. Blue Nitrile also boasts a low dermatitis potential, with reduced chance to sensitize users to chemical additives. | gloves-large-100-per-box-fde.jpg
SKU: KCC53434G | Halyard Gloves X-Large - 100 per Box | A latex free alternative for those individuals with a Type 1 hypersensitivity to natural rubber latex proteins. The distinctive purple color helps users quickly distinguish the glove from other latex or synthetic glove options. Powder-free with textured fingertips to enhance instrument control in both wet and dry situations. | gloves-x-large-100-per-box-8d2.jpg
SKU: ANS3091G | Ansell Exam Gloves Small - 100 per Box | No natural rubber latex. Unique stretch polyvinyl chloride. Alternative to latex for low-risk applications. Powder-free to help eliminate powder-related complications. Beaded cuff minimizes rolldown. Cream color, Non-sterile. | exam-gloves-small-100-per-box-73d.jpg
SKU: ANS3092G | Ansell Exam Gloves Medium - 100 per Box | No natural rubber latex. Unique stretch polyvinyl chloride. Alternative to latex for low-risk applications. Powder-free to help eliminate powder-related complications. Beaded cuff minimizes rolldown. Cream color, Non-sterile. | exam-gloves-medium-100-per-box-73d.jpg
SKU: ANS3093G | Ansell Exam Gloves Large - 100 per Box | No natural rubber latex. Unique stretch polyvinyl chloride. Alternative to latex for low-risk applications. Powder-free to help eliminate powder-related complications. Beaded cuff minimizes rolldown. Cream color, Non-sterile. | exam-gloves-large-100-per-box-73d.jpg
SKU: ANS3094G | Ansell Exam Gloves X-Large - 100 per Box | No natural rubber latex. Unique stretch polyvinyl chloride. Alternative to latex for low-risk applications. Powder-free to help eliminate powder-related complications. Beaded cuff minimizes rolldown. Cream color, Non-sterile. | exam-gloves-x-large-100-per-box-73d.jpg
SKU: IHCI137600G | Innovative Healthcare Gloves Surgical Size 6 Latex Sterile PF Textured Finish - 25 Pairs per Box | These powder-free latex gloves are thinner than normal surgical gloves. Ideal for specialists who demand extra sensitivity in the fingertips for micro and ophthalmic procedures. Strong, yet highly sensitive latex barrier is roughened for improved control. | gloves-surgical-size-6-latex-sterile-pf-textured-finish-25-pairs-per-box-1e2.jpg
SKU: IHCI137750G | Innovative Healthcare Gloves Surgical Size 7 1/2 Latex Sterile PF Textured Finish - 25 Pairs per Box | These powder-free latex gloves are thinner than normal surgical gloves. Ideal for specialists who demand extra sensitivity in the fingertips for micro and ophthalmic procedures. Strong, yet highly sensitive latex barrier is roughened for improved control. | gloves-surgical-size-7-1-2-latex-sterile-pf-textured-finish-25-pairs-per-box-1e2.jpg
SKU: IHCI137550G | Innovative Healthcare Gloves Surgical Size 5 1/2 Latex Sterile PF Textured Finish - 25 Pairs per Box | These powder-free latex gloves are thinner than normal surgical gloves. Ideal for specialists who demand extra sensitivity in the fingertips for micro and ophthalmic procedures. Strong, yet highly sensitive latex barrier is roughened for improved control. | gloves-surgical-size-5-1-2-latex-sterile-pf-textured-finish-25-pairs-per-box-1e2.jpg
SKU: ANS3770G | Ansell Exam Gloves Extra Small | Does not contain natural rubber latex; 100% polychloroprene. | exam-gloves-extra-small--58d.jpg
SKU: ANS3771G | Ansell Exam Gloves Small - 100 per Box | Does not contain natural rubber latex; 100% polychloroprene. Eliminates the risk associated with natural rubber latex allergies. Powder-free to help eliminate powder related complications. Delivers the protection, comfort, stretchability, fit, and tactile sensitivity of latex. Textured fingertips for better grip in wet and dry situations. | exam-gloves-small-100-per-box-58d.jpg
SKU: ANS3772G | Ansell Exam Gloves Medium - 100 per Box | Does not contain natural rubber latex; 100% polychloroprene. Eliminates the risk associated with natural rubber latex allergies. Powder-free to help eliminate powder related complications. Delivers the protection, comfort, stretchability, fit, and tactile sensitivity of latex. Textured fingertips for better grip in wet and dry situations. | exam-gloves-medium-100-per-box-58d.jpg
SKU: ANS3773G | Ansell Exam Gloves Large - 100 per Box | Does not contain natural rubber latex; 100% polychloroprene. Eliminates the risk associated with natural rubber latex allergies. Powder-free to help eliminate powder related complications. Delivers the protection, comfort, stretchability, fit, and tactile sensitivity of latex. Textured fingertips for better grip in wet and dry situations. | exam-gloves-large-100-per-box-58d.jpg
SKU: ANS3774G | Ansell Exam Gloves X-Large - 100 per Box | Does not contain natural rubber latex; 100% polychloroprene. Eliminates the risk associated with natural rubber latex allergies. Powder-free to help eliminate powder related complications. Delivers the protection, comfort, stretchability, fit, and tactile sensitivity of latex. Textured fingertips for better grip in wet and dry situations. | exam-gloves-x-large-100-per-box-58d.jpg
SKU: KCC55095G | Halyard Gloves Sterling Nitrile Small - 150 per Box | Developed to provide healthcare workers with a latex-free exam glove combining the dexterity and sensitivity of natural rubber latex with the strength and superior barrier protection qualities of nitrile. | gloves-sterling-nitrile-small-150-per-box-0d2.jpg
SKU: KCC55096G | Halyard Gloves Sterling Nitrile Medium | Developed to provide healthcare workers with a latex-free exam glove combining the dexterity and sensitivity of natural rubber latex with the strength and superior barrier protection qualities of nitrile. | gloves-sterling-nitrile-medium--0d2.jpg
SKU: KCC53139G | Halyard Exam Glove Nitrile Extended Cuff Medium - 100 per Box | Developed to provide healthcare workers with a latex-free exam glove combining the dexterity and sensitivity of natural rubber latex with the strength and superior barrier protection qualities of nitrile. | exam-glove-nitrile-extended-cuff-medium-100-per-box-0d2.jpg
SKU: ANS3771G | Ansell Exam Gloves Small - 100 per Box | Does not contain natural rubber latex; 100% polychloroprene. Eliminates the risk associated with natural rubber latex allergies. Powder-free to help eliminate powder related complications. Delivers the protection, comfort, stretchability, fit, and tactile sensitivity of latex. Textured fingertips for better grip in wet and dry situations. | exam-gloves-small-100-per-box-58d.jpg
SKU: ANS3772G | Ansell Exam Gloves Medium - 100 per Box | Does not contain natural rubber latex; 100% polychloroprene. Eliminates the risk associated with natural rubber latex allergies. Powder-free to help eliminate powder related complications. Delivers the protection, comfort, stretchability, fit, and tactile sensitivity of latex. Textured fingertips for better grip in wet and dry situations. | exam-gloves-medium-100-per-box-58d.jpg
SKU: ANS3773G | Ansell Exam Gloves Large - 100 per Box | Does not contain natural rubber latex; 100% polychloroprene. Eliminates the risk associated with natural rubber latex allergies. Powder-free to help eliminate powder related complications. Delivers the protection, comfort, stretchability, fit, and tactile sensitivity of latex. Textured fingertips for better grip in wet and dry situations. | exam-gloves-large-100-per-box-58d.jpg
SKU: IHCI177052G | Innovative Healthcare Gloves Exam X-Small Nitrile Chemo Non-Sterile PF Textured ThinFilm Dark Lavender Blue - 200 per Box | This revolutionary nitrile compounding technology allows for a thinner glove with incredible elasticity. The finely textured fingertips create an unequalled tactile sensitivity and excellent gripping properties. Excellent donning properties and one of the most comfortable nitrile gloves available. Dark lavender blue color. | gloves-exam-x-small-nitrile-chemo-non-sterile-pf-textured-thinfilm-dark-lavender-blue-200-per-box-347.jpg
SKU: IHCI177102G | Innovative Healthcare Gloves Exam Small Nitrile Chemo Non-Sterile PF Textured ThinFilm Dark Lavender Blue - 200 per Box | This revolutionary nitrile compounding technology allows for a thinner glove with incredible elasticity. The finely textured fingertips create an unequalled tactile sensitivity and excellent gripping properties. Excellent donning properties and one of the most comfortable nitrile gloves available. Dark lavender blue color. | gloves-exam-small-nitrile-chemo-non-sterile-pf-textured-thinfilm-dark-lavender-blue-200-per-box-347.jpg
SKU: IHCI177202G | Innovative Healthcare Gloves Exam Medium Nitrile Chemo Non-Sterile PF Textured ThinFilm Dark Lavender Blue - 200 per Box | This revolutionary nitrile compounding technology allows for a thinner glove with incredible elasticity. The finely textured fingertips create an unequalled tactile sensitivity and excellent gripping properties. Excellent donning properties and one of the most comfortable nitrile gloves available. Dark lavender blue color. | gloves-exam-medium-nitrile-chemo-non-sterile-pf-textured-thinfilm-dark-lavender-blue-200-per-box-347.jpg
SKU: IHCI177302G | Innovative Healthcare Gloves Exam Large Nitrile Chemo Non-Sterile PF Textured ThinFilm Dark Lavender Blue - 200 per Box | This revolutionary nitrile compounding technology allows for a thinner glove with incredible elasticity. The finely textured fingertips create an unequalled tactile sensitivity and excellent gripping properties. Excellent donning properties and one of the most comfortable nitrile gloves available. Dark lavender blue color. | gloves-exam-large-nitrile-chemo-non-sterile-pf-textured-thinfilm-dark-lavender-blue-200-per-box-347.jpg
SKU: IHCI177352G | Innovative Healthcare Gloves Exam X-Large Nitrile Chemo Non-Sterile PF Textured ThinFilm Dark Lavender Blue - 200 per Box | This revolutionary nitrile compounding technology allows for a thinner glove with incredible elasticity. The finely textured fingertips create an unequalled tactile sensitivity and excellent gripping properties. Excellent donning properties and one of the most comfortable nitrile gloves available. Dark lavender blue color. | gloves-exam-x-large-nitrile-chemo-non-sterile-pf-textured-thinfilm-dark-lavender-blue-200-per-box-347.jpg
SKU: IHCI177402G | Innovative Healthcare Gloves Exam XX-Large Nitrile Chemo Non-Sterile PF Textured ThinFilm Dark Lavender Blue - 180 per Box | This revolutionary nitrile compounding technology allows for a thinner glove with incredible elasticity. The finely textured fingertips create an unequalled tactile sensitivity and excellent gripping properties. Excellent donning properties and one of the most comfortable nitrile gloves available. Dark lavender blue color. | gloves-exam-xx-large-nitrile-chemo-non-sterile-pf-textured-thinfilm-dark-lavender-blue-180-per-box-347.jpg
SKU: CRSTX19094G | Crosstex Glove Textured Powder Free Size 7 - 50 pairs per Box | Designed for maximum comfort. Anatomically correct shape allows greater blood flow to overworked muscles which helps relieve sore tired hands. Enhanced grip due to textured surface. | glove-textured-powder-free-size-7-50-pairs-per-box-fdf.jpg
SKU: ANS6034151G | Ansell Exam Gloves Sterile Small Pairs - 50 Pairs per Box | This nitrile glove features an extended cuff and textured fingertips, providing superior barrier protection and grip in a sterile, latex-free exam glove. | exam-gloves-sterile-small-pairs-50-pairs-per-box-f44.jpg
SKU: ANS6034152G | Ansell Exam Gloves Sterile Medium Pairs - 50 Pairs per Box | This nitrile glove features an extended cuff and textured fingertips, providing superior barrier protection and grip in a sterile, latex-free exam glove. | exam-gloves-sterile-medium-pairs-50-pairs-per-box-f44.jpg
SKU: ANS6034153G | Ansell Exam Gloves Sterile Large Pairs - 50 Pairs per Box | This nitrile glove features an extended cuff and textured fingertips, providing superior barrier protection and grip in a sterile, latex-free exam glove. | exam-gloves-sterile-large-pairs-50-pairs-per-box-f44.jpg
SKU: IHCI140600G | Innovative Healthcare Gloves Surgical Size 6 Polyisoprene Sterile PF Textured Damp Hand Don - 25 Pairs per Box | This revolutionary new synthetic material has all of the preferred physical characteristics of natural rubber latex without the natural rubber proteins and allergens. Aqueous gel interior provides superior donning even when hands are damp. | gloves-surgical-size-6-polyisoprene-sterile-pf-textured-damp-hand-don-25-pairs-per-box-d8c.jpg
SKU: IHCI140650G | Innovative Healthcare Gloves Surgical Size 6 1/2 Polyisoprene Sterile PF Textured Damp Hand Don - 25 Pairs per Box | This revolutionary new synthetic material has all of the preferred physical characteristics of natural rubber latex without the natural rubber proteins and allergens. Aqueous gel interior provides superior donning even when hands are damp. | gloves-surgical-size-6-1-2-polyisoprene-sterile-pf-textured-damp-hand-don-25-pairs-per-box-d8c.jpg
SKU: IHCI140700G | Innovative Healthcare Gloves Surgical Size 7 Polyisoprene Sterile PF Textured Damp Hand Don - 25 Pairs per Box | This revolutionary new synthetic material has all of the preferred physical characteristics of natural rubber latex without the natural rubber proteins and allergens. Aqueous gel interior provides superior donning even when hands are damp. | gloves-surgical-size-7-polyisoprene-sterile-pf-textured-damp-hand-don-25-pairs-per-box-d8c.jpg
SKU: IHCI140750G | Innovative Healthcare Gloves Surgical Size 7 1/2 Polyisoprene Sterile PF Textured Damp Hand Don - 25 Pairs per Box | This revolutionary new synthetic material has all of the preferred physical characteristics of natural rubber latex without the natural rubber proteins and allergens. Aqueous gel interior provides superior donning even when hands are damp. | gloves-surgical-size-7-1-2-polyisoprene-sterile-pf-textured-damp-hand-don-25-pairs-per-box-d8c.jpg
SKU: IHCI140800G | Innovative Healthcare Gloves Surgical Size 8 Polyisoprene Sterile PF Textured Damp Hand Don - 25 Pairs per Box | This revolutionary new synthetic material has all of the preferred physical characteristics of natural rubber latex without the natural rubber proteins and allergens. Aqueous gel interior provides superior donning even when hands are damp. | gloves-surgical-size-8-polyisoprene-sterile-pf-textured-damp-hand-don-25-pairs-per-box-d8c.jpg
SKU: SMPDNIPFT201G | Sempermed Exam Glove Nitrile X-Small Powder Free - 200 per Box | Manufactured as a co-polymer glove to provide a better fit and feel than before. This non-latex alernative is now made stronger through a manufacturing process called "fusion" bonding. "Fusion" bonding integrates synthetic polymers into the material to create a multi-layer glove for enhancd protection. Provides a better tensile strength and elasticity without sacrificing barrier protection. It has a lower modulus to reduce hand fatigue and porvides more comfort. With greater strength, a better fit and feel, you get a nitrile glove that is safer and more durable to work with for longer periods of time. Better elasticity. Lower modulus. Tested for protection against chemotherapy drugs. Eliminates aerosolization of glove powder. | exam-glove-nitrile-x-small-powder-free-200-per-box-1a9.jpg
SKU: SMPDNIPFT202G | Sempermed Exam Glove Nitrile Small Powder Free - 200 per Box | Manufactured as a co-polymer glove to provide a better fit and feel than before. This non-latex alernative is now made stronger through a manufacturing process called "fusion" bonding. "Fusion" bonding integrates synthetic polymers into the material to create a multi-layer glove for enhancd protection. Provides a better tensile strength and elasticity without sacrificing barrier protection. It has a lower modulus to reduce hand fatigue and porvides more comfort. With greater strength, a better fit and feel, you get a nitrile glove that is safer and more durable to work with for longer periods of time. Better elasticity. Lower modulus. Tested for protection against chemotherapy drugs. Eliminates aerosolization of glove powder. | exam-glove-nitrile-small-powder-free-200-per-box-a57.jpg
SKU: SMPDNIPFT203G | Sempermed Exam Glove Nitrile Medium Powder Free - 200 per Box | Manufactured as a co-polymer glove to provide a better fit and feel than before. This non-latex alernative is now made stronger through a manufacturing process called "fusion" bonding. "Fusion" bonding integrates synthetic polymers into the material to create a multi-layer glove for enhancd protection. Provides a better tensile strength and elasticity without sacrificing barrier protection. It has a lower modulus to reduce hand fatigue and porvides more comfort. With greater strength, a better fit and feel, you get a nitrile glove that is safer and more durable to work with for longer periods of time. Better elasticity. Lower modulus. Tested for protection against chemotherapy drugs. Eliminates aerosolization of glove powder. | exam-glove-nitrile-medium-powder-free-200-per-box-58b.jpg
SKU: SMPDNIPFT204G | Sempermed Exam Glove Nitrile Large Powder Free - 200 per Box | Manufactured as a co-polymer glove to provide a better fit and feel than before. This non-latex alernative is now made stronger through a manufacturing process called "fusion" bonding. "Fusion" bonding integrates synthetic polymers into the material to create a multi-layer glove for enhancd protection. Provides a better tensile strength and elasticity without sacrificing barrier protection. It has a lower modulus to reduce hand fatigue and porvides more comfort. With greater strength, a better fit and feel, you get a nitrile glove that is safer and more durable to work with for longer periods of time. Better elasticity. Lower modulus. Tested for protection against chemotherapy drugs. Eliminates aerosolization of glove powder. | exam-glove-nitrile-large-powder-free-200-per-box-6fd.jpg
SKU: SMPDNIPFT205G | Sempermed Exam Glove Nitrile X-Large Powder Free - 180 per Box | Manufactured as a co-polymer glove to provide a better fit and feel than before. This non-latex alernative is now made stronger through a manufacturing process called "fusion" bonding. "Fusion" bonding integrates synthetic polymers into the material to create a multi-layer glove for enhancd protection. Provides a better tensile strength and elasticity without sacrificing barrier protection. It has a lower modulus to reduce hand fatigue and porvides more comfort. With greater strength, a better fit and feel, you get a nitrile glove that is safer and more durable to work with for longer periods of time. Better elasticity. Lower modulus. Tested for protection against chemotherapy drugs. Eliminates aerosolization of glove powder. | exam-glove-nitrile-x-large-powder-free-180-per-box-110.jpg
SKU: SMPDSCR550G | Sempermed Surgical Glove Sterile No Latex Size 5 1/2 Powder Free Beaded Cuff Textured Surface Hand Specific - 40 per Box | Manufactured with polychloroprene, also known as neoprene, a trusted material with over 70 years of proven performance. Excellent tactile sensitivity, while the textured surface and beaded cuff enhance gripping and protection. Broad, anatomical design. Size stamped on cuff. | surgical-glove-sterile-no-latex-size-5-1-2-powder-free-beaded-cuff-textured-surface-hand-specific-40-per-box-ea9.jpg
SKU: SMPDSCR900G | Sempermed Surgical Glove Sterile No Latex Size 9 Powder Free Beaded Cuff Textured Surface Hand Specific - 40 per Box | Manufactured with polychloroprene, also known as neoprene, a trusted material with over 70 years of proven performance. Excellent tactile sensitivity, while the textured surface and beaded cuff enhance gripping and protection. Broad, anatomical design. Size stamped on cuff. | surgical-glove-sterile-no-latex-size-9-powder-free-beaded-cuff-textured-surface-hand-specific-40-per-box-ea9.jpg
SKU: IHCI197050G | Innovative Healthcare Gloves Exam X-Small Nitrile Chemo Non-Sterile PF Textured Aqua Blue - 100 per Box | Tested for use with 12 common chemotherapy drugs, with all drug permeation data printed on the box. This medium weight nitrile glove is extremely elastic and comfortable while providing the tensile strength required for today's demanding procedures. Polymer inner surface for effortless donning. Textured, slightly tacky finish for excellent gripping ability even in the presence of moisture. Aqua blue color. | gloves-exam-x-small-nitrile-chemo-non-sterile-pf-textured-aqua-blue-100-per-box-dfe.jpg
SKU: IHCI197200G | Innovative Healthcare Gloves Exam Medium Nitrile Chemo Non-Sterile PF Textured Aqua Blue - 100 per Box | Tested for use with 12 common chemotherapy drugs, with all drug permeation data printed on the box. This medium weight nitrile glove is extremely elastic and comfortable while providing the tensile strength required for today's demanding procedures. Polymer inner surface for effortless donning. Textured, slightly tacky finish for excellent gripping ability even in the presence of moisture. Aqua blue color. | gloves-exam-medium-nitrile-chemo-non-sterile-pf-textured-aqua-blue-100-per-box-dfe.jpg
SKU: IHCI197300G | Innovative Healthcare Gloves Exam Large Nitrile Chemo Non-Sterile PF Textured Aqua Blue - 100 per Box | Tested for use with 12 common chemotherapy drugs, with all drug permeation data printed on the box. This medium weight nitrile glove is extremely elastic and comfortable while providing the tensile strength required for today's demanding procedures. Polymer inner surface for effortless donning. Textured, slightly tacky finish for excellent gripping ability even in the presence of moisture. Aqua blue color. | gloves-exam-large-nitrile-chemo-non-sterile-pf-textured-aqua-blue-100-per-box-dfe.jpg
SKU: IHCI134750G | Innovative Healthcare Gloves Surgical Size 7 1/2 Polychloroprene Sterile PF Textured Finish - 25 Pairs per Box | Made from non-latex, polychloroprene synthetic polymer, these new surgical gloves offer all of the benefits of natural rubber latex, with none of the allergen problems associated with latex. The unique formulation allows them to be worn for extended periods without hand fatigue. Slightly roughened finish provides the ideal combination of gripping ability and tactility. | gloves-surgical-size-7-1-2-polychloroprene-sterile-pf-textured-finish-25-pairs-per-box-4fb.jpg
SKU: MHCU31470G | Molnlycke Health Care US Surgical Glove Size 7 Sterile Non-Latex Powder Free - 50 per Box | Recommended for use in all surgeries or surgeries where latex allergies are a concern for patients or clinicians. Powder-free, sterile and non-latex polychloroprene glove with BiogelÂ® coating on the inner surface. They reduce the possibility of glove-related latex protein sensitization because they are made from a synthetic elastomer. Appropriate for use in the presence of cytotocis agents, unless otherwise specified by the chemical manufacturer's guidelines. Beaded cuff for added security. | surgical-glove-size-7-sterile-non-latex-powder-free-50-per-box-57b.jpg
SKU: MHCU31475G | Molnlycke Health Care US Surgical Glove Size 7 1/2 Sterile Non-Latex Powder Free - 50 per Box | Recommended for use in all surgeries or surgeries where latex allergies are a concern for patients or clinicians. Powder-free, sterile and non-latex polychloroprene glove with BiogelÂ® coating on the inner surface. They reduce the possibility of glove-related latex protein sensitization because they are made from a synthetic elastomer. Appropriate for use in the presence of cytotocis agents, unless otherwise specified by the chemical manufacturer's guidelines. Beaded cuff for added security. | surgical-glove-size-7-1-2-sterile-non-latex-powder-free-50-per-box-57b.jpg
SKU: MHCU31480G | Molnlycke Health Care US Surgical Glove Size 8 Sterile Non-Latex Powder Free - 50 per Box | Recommended for use in all surgeries or surgeries where latex allergies are a concern for patients or clinicians. Powder-free, sterile and non-latex polychloroprene glove with BiogelÂ® coating on the inner surface. They reduce the possibility of glove-related latex protein sensitization because they are made from a synthetic elastomer. Appropriate for use in the presence of cytotocis agents, unless otherwise specified by the chemical manufacturer's guidelines. Beaded cuff for added security. | surgical-glove-size-8-sterile-non-latex-powder-free-50-per-box-57b.jpg
SKU: MHCU31485G | Molnlycke Health Care US Surgical Glove Size 8 1/2 Sterile Non-Latex Powder Free - 50 per Box | Recommended for use in all surgeries or surgeries where latex allergies are a concern for patients or clinicians. Powder-free, sterile and non-latex polychloroprene glove with BiogelÂ® coating on the inner surface. They reduce the possibility of glove-related latex protein sensitization because they are made from a synthetic elastomer. Appropriate for use in the presence of cytotocis agents, unless otherwise specified by the chemical manufacturer's guidelines. Beaded cuff for added security. | surgical-glove-size-8-1-2-sterile-non-latex-powder-free-50-per-box-57b.jpg
SKU: MHCU41175G | Molnlycke Health Care US Surgical Glove Size 7 1/2 Sterile Non-Latex Powder-Free - 50 per Box | Sterile, powder-free, synthetic, polyisoprene surgical glove that reduces the possibility of glove-related latex protein sensitization because it is made from a synthetic elastomer. The gloves provide levels of fit, feeland comfort comparable to natural rubber latex because synthetic polyisoprene shares similar molecular structure to natural rubber latex. | surgical-glove-size-7-1-2-sterile-non-latex-powder-free-50-per-box-db4.jpg
SKU: MHCU31480G | Molnlycke Health Care US Surgical Glove Size 8 Sterile Non-Latex Powder Free - 50 per Box | Recommended for use in all surgeries or surgeries where latex allergies are a concern for patients or clinicians. Powder-free, sterile and non-latex polychloroprene glove with BiogelÂ® coating on the inner surface. They reduce the possibility of glove-related latex protein sensitization because they are made from a synthetic elastomer. Appropriate for use in the presence of cytotocis agents, unless otherwise specified by the chemical manufacturer's guidelines. Beaded cuff for added security. | surgical-glove-size-8-sterile-non-latex-powder-free-50-per-box-57b.jpg
SKU: MHCU31470G | Molnlycke Health Care US Surgical Glove Size 7 Sterile Non-Latex Powder Free - 50 per Box | Recommended for use in all surgeries or surgeries where latex allergies are a concern for patients or clinicians. Powder-free, sterile and non-latex polychloroprene glove with BiogelÂ® coating on the inner surface. They reduce the possibility of glove-related latex protein sensitization because they are made from a synthetic elastomer. Appropriate for use in the presence of cytotocis agents, unless otherwise specified by the chemical manufacturer's guidelines. Beaded cuff for added security. | surgical-glove-size-7-sterile-non-latex-powder-free-50-per-box-57b.jpg
SKU: MHCU31470G | Molnlycke Health Care US Surgical Glove Size 7 Sterile Non-Latex Powder Free - 50 per Box | Recommended for use in all surgeries or surgeries where latex allergies are a concern for patients or clinicians. Powder-free, sterile and non-latex polychloroprene glove with BiogelÂ® coating on the inner surface. They reduce the possibility of glove-related latex protein sensitization because they are made from a synthetic elastomer. Appropriate for use in the presence of cytotocis agents, unless otherwise specified by the chemical manufacturer's guidelines. Beaded cuff for added security. | surgical-glove-size-7-sterile-non-latex-powder-free-50-per-box-57b.jpg
SKU: MHCU31475G | Molnlycke Health Care US Surgical Glove Size 7 1/2 Sterile Non-Latex Powder Free - 50 per Box | Recommended for use in all surgeries or surgeries where latex allergies are a concern for patients or clinicians. Powder-free, sterile and non-latex polychloroprene glove with BiogelÂ® coating on the inner surface. They reduce the possibility of glove-related latex protein sensitization because they are made from a synthetic elastomer. Appropriate for use in the presence of cytotocis agents, unless otherwise specified by the chemical manufacturer's guidelines. Beaded cuff for added security. | surgical-glove-size-7-1-2-sterile-non-latex-powder-free-50-per-box-57b.jpg
SKU: IHCI189100G | Innovative Healthcare Gloves Exam Small Nitrile Non-Sterile PF Textured 6.5 mil Finger Thickness High Risk Orange - 100 per Box | OrangeÂ® - The universal symbol for cauÂ­tion. Ideal for EMS, police and fire, hazmat functions, spills, etc. This powder-free nitrile synthetic glove has an extended cuff length to provide extra protection in high risk situations. Excellent donning properties in a soft, low modulus formula. Textured, slightly tacky surface for a better grip. | gloves-exam-small-nitrile-non-sterile-pf-textured-65-mil-finger-thickness-high-risk-orange-100-per-box-779.jpg
SKU: IHCI189200G | Innovative Healthcare Gloves Exam Medium Nitrile Non-Sterile PF Textured 6.5 mil Finger Thickness High Risk Orange - 100 per Box | OrangeÂ® - The universal symbol for cauÂ­tion. Ideal for EMS, police and fire, hazmat functions, spills, etc. This powder-free nitrile synthetic glove has an extended cuff length to provide extra protection in high risk situations. Excellent donning properties in a soft, low modulus formula. Textured, slightly tacky surface for a better grip. | gloves-exam-medium-nitrile-non-sterile-pf-textured-65-mil-finger-thickness-high-risk-orange-100-per-box-779.jpg
SKU: IHCI189300G | Innovative Healthcare Gloves Exam Large Nitrile Non-Sterile PF Textured 6.5 mil Finger Thickness High Risk Orange - 100 per Box | OrangeÂ® - The universal symbol for cauÂ­tion. Ideal for EMS, police and fire, hazmat functions, spills, etc. This powder-free nitrile synthetic glove has an extended cuff length to provide extra protection in high risk situations. Excellent donning properties in a soft, low modulus formula. Textured, slightly tacky surface for a better grip. | gloves-exam-large-nitrile-non-sterile-pf-textured-65-mil-finger-thickness-high-risk-orange-100-per-box-779.jpg
SKU: IHCI189350G | Innovative Healthcare Gloves Exam X-Large Nitrile Non-Sterile PF Textured 6.5 mil Finger Thickness High Risk Orange - 100 per Box | OrangeÂ® - The universal symbol for cauÂ­tion. Ideal for EMS, police and fire, hazmat functions, spills, etc. This powder-free nitrile synthetic glove has an extended cuff length to provide extra protection in high risk situations. Excellent donning properties in a soft, low modulus formula. Textured, slightly tacky surface for a better grip. | gloves-exam-x-large-nitrile-non-sterile-pf-textured-65-mil-finger-thickness-high-risk-orange-100-per-box-779.jpg
SKU: IHCI189400G | Innovative Healthcare Gloves Exam XX-Large Nitrile Non-Sterile PF Textured 6.5 mil Finger Thickness High Risk Orange - 100 per Box | OrangeÂ® - The universal symbol for cauÂ­tion. Ideal for EMS, police and fire, hazmat functions, spills, etc. This powder-free nitrile synthetic glove has an extended cuff length to provide extra protection in high risk situations. Excellent donning properties in a soft, low modulus formula. Textured, slightly tacky surface for a better grip. | gloves-exam-xx-large-nitrile-non-sterile-pf-textured-65-mil-finger-thickness-high-risk-orange-100-per-box-779.jpg
SKU: PROP359214G | Pro Advantage Gloves Large - 200 per Box | Textured 3 gram thin blue nitrile glove. An economy alternative for price conscious markets or competitive bid situations. In black and white packaging with the word BASIC to distinguish from regular Pro Advantage nitrile gloves. | gloves-large-200-per-box-5cb.jpg
SKU: TIDI940001-1G | TIDI Products Nitrile Gloves Powder Free Small Blue 12"L Beaded Cuff 8 Mils - 50 per Box | TIDI TIDISHIELDâ„¢ NITRILE SPECIALTY EXAM GLOVES | nitrile-gloves-powder-free-small-blue-12l-beaded-cuff-8-mils-50-per-box-a54.jpg
SKU: TIDI940002-1G | TIDI Products Nitrile Gloves Powder Free Medium Blue 12"L Beaded Cuff 8 Mils - 50 per Box | TIDI TIDISHIELDâ„¢ NITRILE SPECIALTY EXAM GLOVES | nitrile-gloves-powder-free-medium-blue-12l-beaded-cuff-8-mils-50-per-box-c92.jpg
SKU: ANS20687275G | Ansell Surgical Gloves Size 7 1/2 Green - 50 Pairs per Box | ANSELL GAMMEXÂ® NON-LATEX PI MICRO GREEN SURGICAL GLOVES | surgical-gloves-size-7-1-2-green-50-pairs-per-box-c96.jpg
SKU: IHCI157100G | Innovative Healthcare Gloves Exam Small Nitrile Chemo Tested Non-Sterile PF Textured Blue - 100 per Box | Exceptionally soft, low modulus nitrile synthetic compound in a traditional weight. Tough yet very comfortable for extended periods of wear. Excellent donning properties. Textured and slightly tacky exterior finish provides unequalled gripping ability. Light blue color. | gloves-exam-small-nitrile-chemo-tested-non-sterile-pf-textured-blue-100-per-box-eb4.jpg
SKU: IHCI157200G | Innovative Healthcare Gloves Exam Medium Nitrile Chemo Tested Non-Sterile PF Textured Blue - 100 per Box | Exceptionally soft, low modulus nitrile synthetic compound in a traditional weight. Tough yet very comfortable for extended periods of wear. Excellent donning properties. Textured and slightly tacky exterior finish provides unequalled gripping ability. Light blue color. | gloves-exam-medium-nitrile-chemo-tested-non-sterile-pf-textured-blue-100-per-box-eb4.jpg
SKU: IHCI157300G | Innovative Healthcare Gloves Exam Large Nitrile Chemo Tested Non-Sterile PF Textured Blue - 100 per Box | Exceptionally soft, low modulus nitrile synthetic compound in a traditional weight. Tough yet very comfortable for extended periods of wear. Excellent donning properties. Textured and slightly tacky exterior finish provides unequalled gripping ability. Light blue color. | gloves-exam-large-nitrile-chemo-tested-non-sterile-pf-textured-blue-100-per-box-eb4.jpg
SKU: IHCI157350G | Innovative Healthcare Gloves Exam X-Large Nitrile Chemo Tested Non-Sterile PF Textured Blue - 100 per Box | Exceptionally soft, low modulus nitrile synthetic compound in a traditional weight. Tough yet very comfortable for extended periods of wear. Excellent donning properties. Textured and slightly tacky exterior finish provides unequalled gripping ability. Light blue color. | gloves-exam-x-large-nitrile-chemo-tested-non-sterile-pf-textured-blue-100-per-box-eb4.jpg
SKU: IHCI157050G | Innovative Healthcare Gloves Exam X-Small Nitrile Chemo Tested Non-Sterile PF Textured Blue - 100 per Box | Exceptionally soft, low modulus nitrile synthetic compound in a traditional weight. Tough yet very comfortable for extended periods of wear. Excellent donning properties. Textured and slightly tacky exterior finish provides unequalled gripping ability. Light blue color. | gloves-exam-x-small-nitrile-chemo-tested-non-sterile-pf-textured-blue-100-per-box-eb4.jpg
SKU: IHCI157400G | Innovative Healthcare Gloves Exam XX-Large Nitrile Chemo Tested Non-Sterile PF Textured Blue - 80 per Box | Exceptionally soft, low modulus nitrile synthetic compound in a traditional weight. Tough yet very comfortable for extended periods of wear. Excellent donning properties. Textured and slightly tacky exterior finish provides unequalled gripping ability. Light blue color. | gloves-exam-xx-large-nitrile-chemo-tested-non-sterile-pf-textured-blue-80-per-box-eb4.jpg
SKU: IHCI167200G | Innovative Healthcare Gloves Exam Medium Nitrile Non-Sterile PF Textured ThinFilm White - 100 per Box | Our exceptionally soft and comfortable thin nitrile in a white version which is particularly popular with dental end users. White color eliminates the problem of colored gloves reflecting light during tooth shade matching procedures. Textured for improved grip in both wet and dry environments. White color. | gloves-exam-medium-nitrile-non-sterile-pf-textured-thinfilm-white-100-per-box-84b.jpg
SKU: IHCI167350G | Innovative Healthcare Gloves Exam X-Large Nitrile Non-Sterile PF Textured ThinFilm White - 100 per Box | Our exceptionally soft and comfortable thin nitrile in a white version which is particularly popular with dental end users. White color eliminates the problem of colored gloves reflecting light during tooth shade matching procedures. Textured for improved grip in both wet and dry environments. White color. | gloves-exam-x-large-nitrile-non-sterile-pf-textured-thinfilm-white-100-per-box-84b.jpg
SKU: IHCI167050G | Innovative Healthcare Gloves Exam X-Small Nitrile Non-Sterile PF Textured ThinFilm White - 100 per Box | Our exceptionally soft and comfortable thin nitrile in a white version which is particularly popular with dental end users. White color eliminates the problem of colored gloves reflecting light during tooth shade matching procedures. Textured for improved grip in both wet and dry environments. White color. | gloves-exam-x-small-nitrile-non-sterile-pf-textured-thinfilm-white-100-per-box-84b.jpg
SKU: MYDTNG-2002 | Mydent Exam Gloves PF Nitrile Textured Blue X-Small | Powder-Free Nitrile Textured Exam Gloves are highly puncture resistant, have great tactile strength and dexterity and are a great alternative for individuals sensitive to latex materials. | exam-gloves-pf-nitrile-textured-blue-x-small-88e.jpg
SKU: MYDTNG-2006 | Mydent Exam Gloves PF Nitrile Textured Blue X-Large | Powder-Free Nitrile Textured Exam Gloves are highly puncture resistant, have great tactile strength and dexterity and are a great alternative for individuals sensitive to latex materials. | exam-gloves-pf-nitrile-textured-blue-x-large-88e.jpg
SKU: MYDTNG-2004 | Mydent Exam Gloves PF Nitrile Textured Blue Medium | Powder-Free Nitrile Textured Exam Gloves are highly puncture resistant, have great tactile strength and dexterity and are a great alternative for individuals sensitive to latex materials. | exam-gloves-pf-nitrile-textured-blue-medium-88e.jpg
SKU: MYDTNG-2003 | Mydent Exam Gloves PF Nitrile Textured Blue Small | Powder-Free Nitrile Textured Exam Gloves are highly puncture resistant, have great tactile strength and dexterity and are a great alternative for individuals sensitive to latex materials. | exam-gloves-pf-nitrile-textured-blue-small-88e.jpg
SKU: MYDTNG-2005 | Mydent Exam Gloves PF Nitrile Textured Blue Large | Powder-Free Nitrile Textured Exam Gloves are highly puncture resistant, have great tactile strength and dexterity and are a great alternative for individuals sensitive to latex materials. | exam-gloves-pf-nitrile-textured-blue-large-88e.jpg
SKU: CRSTX19096G | Crosstex Glove Textured Powder Free Size 8 - 50 pairs per Box | Designed for maximum comfort. Anatomically correct shape allows greater blood flow to overworked muscles which helps relieve sore tired hands. Enhanced grip due to textured surface. | glove-textured-powder-free-size-8-50-pairs-per-box-fdf.jpg
SKU: IHCI140550G | Innovative Healthcare Gloves Surgical Size 5 1/2 Polyisoprene Sterile PF Textured Damp Hand Don - 25 Pairs per Box | This revolutionary new synthetic material has all of the preferred physical characteristics of natural rubber latex without the natural rubber proteins and allergens. Aqueous gel interior provides superior donning even when hands are damp. | gloves-surgical-size-5-1-2-polyisoprene-sterile-pf-textured-damp-hand-don-25-pairs-per-box-d8c.jpg
SKU: MHCU40865G | Molnlycke Health Care US Surgical Glove Size 6 1/2 Sterile Non-Latex Powder Free - 50 per Box | MOLNLYCKE BIOGELÂ® PI GLOVES | surgical-glove-size-6-1-2-sterile-non-latex-powder-free-50-per-box-b7d.jpg
SKU: OIC214-23 | Omni Exam Glove Nitrile Large Powder Free | Micro-textured for grip control. Durable and strong, but lighter than most nitrile gloves. Ambidextrous. | exam-glove-nitrile-large-powder-free--f4b.jpg
SKU: OIC214-21 | Omni Exam Glove Nitrile Small Powder Free | Micro-textured for grip control. Durable and strong, but lighter than most nitrile gloves. Ambidextrous. | exam-glove-nitrile-small-powder-free--b27.jpg
SKU: OIC214-22 | Omni Exam Glove Nitrile Medium Powder Free | Micro-textured for grip control. Durable and strong, but lighter than most nitrile gloves. Ambidextrous. | exam-glove-nitrile-medium-powder-free--2b4.jpg
SKU: OIC214-24 | Omni Exam Glove Nitrile X-Large Powder Free | Micro-textured for grip control. Durable and strong, but lighter than most nitrile gloves. Ambidextrous. | exam-glove-nitrile-x-large-powder-free--c52.jpg
SKU: MFXFFS-700-L | Microflex Free Form SE Exam Gloves PF Nitrile Textured Fingers Blue Large | If your light to mid-duty tasks demand reliable protection, FreeFormÂ® SE gloves are what you need. The unique combination of strength and comfort makes FreeFormÂ® SE gloves a top choice for a variety of jobs. | free-form-se-exam-gloves-pf-nitrile-textured-fingers-blue-large-d83.jpg
SKU: MFXFFS-700-XL | Microflex Free Form SE Exam Gloves PF Nitrile Textured Fingers Blue X-Large | If your light to mid-duty tasks demand reliable protection, FreeFormÂ® SE gloves are what you need. The unique combination of strength and comfort makes FreeFormÂ® SE gloves a top choice for a variety of jobs. | free-form-se-exam-gloves-pf-nitrile-textured-fingers-blue-x-large-dbd.jpg
SKU: MFXFFS-700-S | Microflex Free Form SE Exam Gloves PF Nitrile Textured Fingers Blue Small | If your light to mid-duty tasks demand reliable protection, FreeFormÂ® SE gloves are what you need. The unique combination of strength and comfort makes FreeFormÂ® SE gloves a top choice for a variety of jobs. | free-form-se-exam-gloves-pf-nitrile-textured-fingers-blue-small-d70.jpg
SKU: MFXFFS-700-XS | Microflex Free Form SE Exam Gloves PF Nitrile Textured Fingers Blue X-Small | If your light to mid-duty tasks demand reliable protection, FreeFormÂ® SE gloves are what you need. The unique combination of strength and comfort makes FreeFormÂ® SE gloves a top choice for a variety of jobs. | free-form-se-exam-gloves-pf-nitrile-textured-fingers-blue-x-small-ac9.jpg
SKU: MFXFFS-700-M | Microflex Free Form SE Exam Gloves PF Nitrile Textured Fingers Blue Medium | If your light to mid-duty tasks demand reliable protection, FreeFormÂ® SE gloves are what you need. The unique combination of strength and comfort makes FreeFormÂ® SE gloves a top choice for a variety of jobs. | free-form-se-exam-gloves-pf-nitrile-textured-fingers-blue-medium-db9.jpg
SKU: MFXMK-296-XXL | Microflex Exam Gloves PF Nitrile Textured Black XX-Large | MidKnightÂ® gloves are designed with a distinctive black color that masks stains and provides improved framing effect. This is the glove of choice for individuals who demand both quality and protection against day-to-day hazards. | exam-gloves-pf-nitrile-textured-black-xx-large-69c.jpg
SKU: MFXMK-296-M | Microflex Exam Gloves PF Nitrile Textured Black Medium | MidKnightÂ® gloves are designed with a distinctive black color that masks stains and provides improved framing effect. This is the glove of choice for individuals who demand both quality and protection against day-to-day hazards. | exam-gloves-pf-nitrile-textured-black-medium-bf5.jpg
SKU: MFXMK-296-S | Microflex Exam Gloves PF Nitrile Textured Black Small | MidKnightÂ® gloves are designed with a distinctive black color that masks stains and provides improved framing effect. This is the glove of choice for individuals who demand both quality and protection against day-to-day hazards. | exam-gloves-pf-nitrile-textured-black-small-663.jpg
SKU: MFXMK-296-L | Microflex Exam Gloves PF Nitrile Textured Black Large | MidKnightÂ® gloves are designed with a distinctive black color that masks stains and provides improved framing effect. This is the glove of choice for individuals who demand both quality and protection against day-to-day hazards. | exam-gloves-pf-nitrile-textured-black-large-15c.jpg
SKU: MFXMK-296-XL | Microflex Exam Gloves PF Nitrile Textured Black X-Large | MidKnightÂ® gloves are designed with a distinctive black color that masks stains and provides improved framing effect. This is the glove of choice for individuals who demand both quality and protection against day-to-day hazards. | exam-gloves-pf-nitrile-textured-black-x-large-115.jpg
SKU: MFXMK-296-XS | Microflex Exam Gloves PF Nitrile Textured Black X-Small | MidKnightÂ® gloves are designed with a distinctive black color that masks stains and provides improved framing effect. This is the glove of choice for individuals who demand both quality and protection against day-to-day hazards. | exam-gloves-pf-nitrile-textured-black-x-small-fc6.jpg
SKU: MFXN193 | Microflex Exam Gloves PF Nitrile Textured Blue Large | This soft and stretchy nitrile glove is the best-selling glove from MicroflexÂ® brand of products. Durable and puncture resistant with a fully textured surface for enhanced grip, this glove has a unique, cobalt blue coloring. Ideal for jobs requiring exceptional tactile sensitivity. | exam-gloves-pf-nitrile-textured-blue-large-de3.jpg
SKU: MFXN192 | Microflex Exam Gloves PF Nitrile Textured Blue Medium | This soft and stretchy nitrile glove is the best-selling glove from MicroflexÂ® brand of products. Durable and puncture resistant with a fully textured surface for enhanced grip, this glove has a unique, cobalt blue coloring. Ideal for jobs requiring exceptional tactile sensitivity. | exam-gloves-pf-nitrile-textured-blue-medium-c78.jpg
SKU: MFXN191 | Microflex Exam Gloves PF Nitrile Textured Blue Small | This soft and stretchy nitrile glove is the best-selling glove from MicroflexÂ® brand of products. Durable and puncture resistant with a fully textured surface for enhanced grip, this glove has a unique, cobalt blue coloring. Ideal for jobs requiring exceptional tactile sensitivity. | exam-gloves-pf-nitrile-textured-blue-small-a5d.jpg
SKU: MFXN194 | Microflex Exam Gloves PF NIitrile Textured Blue X-Large | This soft and stretchy nitrile glove is the best-selling glove from MicroflexÂ® brand of products. Durable and puncture resistant with a fully textured surface for enhanced grip, this glove has a unique, cobalt blue coloring. Ideal for jobs requiring exceptional tactile sensitivity. | exam-gloves-pf-niitrile-textured-blue-x-large-53a.jpg
SKU: MFXN732 | Microflex Sensation Exam Gloves PF Nitrile Textured Fingers Blue Medium | These extra-soft gloves provide exceptional fit and feel with advanced tactile sensitivity and comfort. Textured fingertips for an excellent grip. Ideal for use with small instruments. | sensation-exam-gloves-pf-nitrile-textured-fingers-blue-medium-646.jpg
SKU: MFXN731 | Microflex Sensation Exam Gloves PF Nitrile Textured Fingers Blue Small | These extra-soft gloves provide exceptional fit and feel with advanced tactile sensitivity and comfort. Textured fingertips for an excellent grip. Ideal for use with small instruments. | sensation-exam-gloves-pf-nitrile-textured-fingers-blue-small-dde.jpg
SKU: MFXN733 | Microflex Sensation Exam Gloves PF Nitrile Textured Fingers Blue Large | These extra-soft gloves provide exceptional fit and feel with advanced tactile sensitivity and comfort. Textured fingertips for an excellent grip. Ideal for use with small instruments. | sensation-exam-gloves-pf-nitrile-textured-fingers-blue-large-b52.jpg
SKU: MFXN734 | Microflex Sensation Exam Gloves PF Nitrile Textured Fingers Blue X-Large | These extra-soft gloves provide exceptional fit and feel with advanced tactile sensitivity and comfort. Textured fingertips for an excellent grip. Ideal for use with small instruments. | sensation-exam-gloves-pf-nitrile-textured-fingers-blue-x-large-d15.jpg
SKU: MFXN730 | Microflex Sensation Exam Gloves PF Nitrile Textured Fingers Blue X-Small | These extra-soft gloves provide exceptional fit and feel with advanced tactile sensitivity and comfort. Textured fingertips for an excellent grip. Ideal for use with small instruments. | sensation-exam-gloves-pf-nitrile-textured-fingers-blue-x-small-a57.jpg
SKU: MFXNPG-888-L | Microflex Exam Gloves PF Chloroprene Latex-Free Textured Fingers Green Large | NeoProÂ® glovesâ€™ unique neoprene blend provides a secure protection against a variety of chemicals with excellent puncture resistance. The textured fingertips and soft, latex-like feel gives these gloves a secure grip in wet environments. | exam-gloves-pf-chloroprene-latex-free-textured-fingers-green-large-82a.jpg
SKU: MFXNPG-888-M | Microflex Exam Gloves PF Chloroprene Latex-Free Textured Fingers Green Medium | NeoProÂ® glovesâ€™ unique neoprene blend provides a secure protection against a variety of chemicals with excellent puncture resistance. The textured fingertips and soft, latex-like feel gives these gloves a secure grip in wet environments. | exam-gloves-pf-chloroprene-latex-free-textured-fingers-green-medium-af1.jpg
SKU: MFXNPG-888-XS | Microflex Exam Gloves PF Chloroprene Latex-Free Textured Fingers Green X-Small | NeoProÂ® glovesâ€™ unique neoprene blend provides a secure protection against a variety of chemicals with excellent puncture resistance. The textured fingertips and soft, latex-like feel gives these gloves a secure grip in wet environments. | exam-gloves-pf-chloroprene-latex-free-textured-fingers-green-x-small-47d.jpg
SKU: MFXNPG-888-S | Microflex Exam Gloves PF Chloroprene Latex-Free Textured Fingers Green Small | NeoProÂ® glovesâ€™ unique neoprene blend provides a secure protection against a variety of chemicals with excellent puncture resistance. The textured fingertips and soft, latex-like feel gives these gloves a secure grip in wet environments. | exam-gloves-pf-chloroprene-latex-free-textured-fingers-green-small-d4e.jpg
SKU: MFXNPG-888-XL | Microflex Exam Gloves PF Chloroprene Latex-Free Textured Fingers Green X-Large | NeoProÂ® glovesâ€™ unique neoprene blend provides a secure protection against a variety of chemicals with excellent puncture resistance. The textured fingertips and soft, latex-like feel gives these gloves a secure grip in wet environments. | exam-gloves-pf-chloroprene-latex-free-textured-fingers-green-x-large-c35.jpg
SKU: MFXTQ-601-S | Microflex Exam Gloves Soft PF Nitrile Textured fingertips White Small | TranquilityÂ® white nitrile gloves are designed to deliver the perfect balance between protection and comfort. Along with superior strength, these nitrile gloves conform to the hand allowing for excellent tactile sensitivity and a secure grip. A compact storage box reduces space requirements in the office or lab. | exam-gloves-soft-pf-nitrile-textured-fingertips-white-small-71a.jpg
SKU: MFXTQ-601-XS | Microflex Exam Gloves Soft PF Nitrile Textured fingertips White X-Small | TranquilityÂ® white nitrile gloves are designed to deliver the perfect balance between protection and comfort. Along with superior strength, these nitrile gloves conform to the hand allowing for excellent tactile sensitivity and a secure grip. A compact storage box reduces space requirements in the office or lab. | exam-gloves-soft-pf-nitrile-textured-fingertips-white-x-small-19f.jpg
SKU: MFXTQ-601-L | Microflex Exam Gloves Soft PF Nitrile Textured fingertips White Large | TranquilityÂ® white nitrile gloves are designed to deliver the perfect balance between protection and comfort. Along with superior strength, these nitrile gloves conform to the hand allowing for excellent tactile sensitivity and a secure grip. A compact storage box reduces space requirements in the office or lab. | exam-gloves-soft-pf-nitrile-textured-fingertips-white-large-914.jpg
SKU: MFXTQ-601-XL | Microflex Exam Gloves Soft PF Nitrile Textured fingertips White X-Large | TranquilityÂ® white nitrile gloves are designed to deliver the perfect balance between protection and comfort. Along with superior strength, these nitrile gloves conform to the hand allowing for excellent tactile sensitivity and a secure grip. A compact storage box reduces space requirements in the office or lab. | exam-gloves-soft-pf-nitrile-textured-fingertips-white-x-large-cdf.jpg
SKU: MFXTQ-601-M | Microflex Exam Gloves Soft PF Nitrile Textured fingertips White Medium | TranquilityÂ® white nitrile gloves are designed to deliver the perfect balance between protection and comfort. Along with superior strength, these nitrile gloves conform to the hand allowing for excellent tactile sensitivity and a secure grip. A compact storage box reduces space requirements in the office or lab. | exam-gloves-soft-pf-nitrile-textured-fingertips-white-medium-7ac.jpg
SKU: MFXUS-220-M | Microflex UltraSense Exam Gloves PF Nitrile Textured Fingers Blue Medium | The non-stick materials in UltraSenseÂ® gloves keep you clear of adhesives while still providing a precise grip. UltraSenseÂ® gloves are designed to provide enhanced tactile sensitivity and comfort, even during extended use. | ultrasense-exam-gloves-pf-nitrile-textured-fingers-blue-medium-3a5.jpg
SKU: MFXUS-220-XS | Microflex UltraSense Exam Gloves PF Nitrile Textured Fingers Blue X-Small | The non-stick materials in UltraSenseÂ® gloves keep you clear of adhesives while still providing a precise grip. UltraSenseÂ® gloves are designed to provide enhanced tactile sensitivity and comfort, even during extended use. | ultrasense-exam-gloves-pf-nitrile-textured-fingers-blue-x-small-f01.jpg
SKU: MFXUS-220-S | Microflex UltraSense Exam Gloves PF Nitrile Textured Fingers Blue Small | The non-stick materials in UltraSenseÂ® gloves keep you clear of adhesives while still providing a precise grip. UltraSenseÂ® gloves are designed to provide enhanced tactile sensitivity and comfort, even during extended use. | ultrasense-exam-gloves-pf-nitrile-textured-fingers-blue-small-22f.jpg
SKU: MFXUS-220-L | Microflex UltraSense Exam Gloves PF Nitrile Textured Fingers Blue Large | The non-stick materials in UltraSenseÂ® gloves keep you clear of adhesives while still providing a precise grip. UltraSenseÂ® gloves are designed to provide enhanced tactile sensitivity and comfort, even during extended use. | ultrasense-exam-gloves-pf-nitrile-textured-fingers-blue-large-792.jpg
SKU: MFXUS-220-XL | Microflex UltraSense Exam Gloves PF Nitrile Textured Fingers Blue X-Large | The non-stick materials in UltraSenseÂ® gloves keep you clear of adhesives while still providing a precise grip. UltraSenseÂ® gloves are designed to provide enhanced tactile sensitivity and comfort, even during extended use. | ultrasense-exam-gloves-pf-nitrile-textured-fingers-blue-x-large-62a.jpg
SKU: MFXUSE-880-S | Microflex Exam Gloves PF Nitrile Extended Cuff Textured Fingers Blue Small | UltraSenseÂ® EC gloves provide reliable barrier protection with enhanced tactile sensitivity, better grip and extended coverage of the wrist and forearm. UltraSenseÂ® EC gloves have a non-stick surface that prevents tapes and adhesives from sticking. | exam-gloves-pf-nitrile-extended-cuff-textured-fingers-blue-small-334.jpg
SKU: MFXUSE-880-XS | Microflex Exam Gloves PF Nitrile Extended Cuff Textured Fingers Blue X-Small | UltraSenseÂ® EC gloves provide reliable barrier protection with enhanced tactile sensitivity, better grip and extended coverage of the wrist and forearm. UltraSenseÂ® EC gloves have a non-stick surface that prevents tapes and adhesives from sticking. | exam-gloves-pf-nitrile-extended-cuff-textured-fingers-blue-x-small-6c1.jpg
SKU: MFXUSE-880-XL | Microflex Exam Gloves PF Nitrile Extended Cuff Textured Fingers Blue X-Large | UltraSenseÂ® EC gloves provide reliable barrier protection with enhanced tactile sensitivity, better grip and extended coverage of the wrist and forearm. UltraSenseÂ® EC gloves have a non-stick surface that prevents tapes and adhesives from sticking. | exam-gloves-pf-nitrile-extended-cuff-textured-fingers-blue-x-large-b98.jpg
SKU: MFXUSE-880-XXL | Microflex Exam Gloves PF Nitrile Extended Cuff Textured Fingers Blue XX-Large | UltraSenseÂ® EC gloves provide reliable barrier protection with enhanced tactile sensitivity, better grip and extended coverage of the wrist and forearm. UltraSenseÂ® EC gloves have a non-stick surface that prevents tapes and adhesives from sticking. | exam-gloves-pf-nitrile-extended-cuff-textured-fingers-blue-xx-large-150.jpg
SKU: MFXUSE-880-M | Microflex Exam Gloves PF Nitrile Extended Cuff Textured Fingers Blue Medium | UltraSenseÂ® EC gloves provide reliable barrier protection with enhanced tactile sensitivity, better grip and extended coverage of the wrist and forearm. UltraSenseÂ® EC gloves have a non-stick surface that prevents tapes and adhesives from sticking. | exam-gloves-pf-nitrile-extended-cuff-textured-fingers-blue-medium-87a.jpg
SKU: MFXUSE-880-L | Microflex Exam Gloves PF Nitrile Extended Cuff Textured Fingers Blue Large | UltraSenseÂ® EC gloves provide reliable barrier protection with enhanced tactile sensitivity, better grip and extended coverage of the wrist and forearm. UltraSenseÂ® EC gloves have a non-stick surface that prevents tapes and adhesives from sticking. | exam-gloves-pf-nitrile-extended-cuff-textured-fingers-blue-large-fc4.jpg
SKU: MFXUSE-880-3XL | Microflex Exam Gloves PF Nitrile Extended Cuff Textured Fingers Blue 3X-Large | UltraSenseÂ® EC gloves provide reliable barrier protection with enhanced tactile sensitivity, better grip and extended coverage of the wrist and forearm. UltraSenseÂ® EC gloves have a non-stick surface that prevents tapes and adhesives from sticking. | exam-gloves-pf-nitrile-extended-cuff-textured-fingers-blue-3x-large-14b.jpg
SKU: MFXXC-310-XL | Microflex Exam Gloves PF NitrileTextured Fingertips Blue X-Large | Microflex XCEEDÂ® gloves are scientifically designed to reduce muscle effort without limiting the ability to meet the tactile demands of your work. The unique formulation delivers a thinner, lighter examination glove with increased strength and protection. | exam-gloves-pf-nitriletextured-fingertips-blue-x-large-6bb.jpg
SKU: MFXXC-310-XS | Microflex Exam Gloves PF Nitrile Textured Fingertips Blue X-Small | Microflex XCEEDÂ® gloves are scientifically designed to reduce muscle effort without limiting the ability to meet the tactile demands of your work. The unique formulation delivers a thinner, lighter examination glove with increased strength and protection. | exam-gloves-pf-nitrile-textured-fingertips-blue-x-small-39f.jpg
SKU: MFXXC-310-L | Microflex Exam Gloves PF Nitrile Textured Fingertips Blue Large | Microflex XCEEDÂ® gloves are scientifically designed to reduce muscle effort without limiting the ability to meet the tactile demands of your work. The unique formulation delivers a thinner, lighter examination glove with increased strength and protection. | exam-gloves-pf-nitrile-textured-fingertips-blue-large-7ca.jpg
SKU: MFXXC-310-S | Microflex Exam Gloves PF Nitrile Textured Fingertips Blue Small | Microflex XCEEDÂ® gloves are scientifically designed to reduce muscle effort without limiting the ability to meet the tactile demands of your work. The unique formulation delivers a thinner, lighter examination glove with increased strength and protection. | exam-gloves-pf-nitrile-textured-fingertips-blue-small-260.jpg
SKU: MFXXC-310-M | Microflex Exam Gloves PF Nitrile Textured Fingertips Blue Medium | Microflex XCEEDÂ® gloves are scientifically designed to reduce muscle effort without limiting the ability to meet the tactile demands of your work. The unique formulation delivers a thinner, lighter examination glove with increased strength and protection. | exam-gloves-pf-nitrile-textured-fingertips-blue-medium-6df.jpg
SKU: MFXSEC-375-XXXL | Microflex Exam Gloves Nitrile Extended Cuff PF Latex-Free Textured Fingers Blue XXX-Large 40/bx; 10 bx/cs | SuprenoÂ® EC provides extended-cuff protection of the wrists and arms for high-risk applications. Designed to maintain a comfortable fit while providing reliable hazard protection, these gloves are also adhesive-resistant. Tested for use with chemotherapy drugs. | exam-gloves-nitrile-extended-cuff-pf-latex-free-textured-fingers-blue-xxx-large-40-bx-10-bx-cs--2b0.jpg
SKU: MFXSEC-375-S | Microflex Supreno EC Exam Gloves Nitrile Extended Cuff PF Latex-Free Textured Fingers Blue Small 50/bx; 10 bx/cs | SuprenoÂ® EC provides extended-cuff protection of the wrists and arms for high-risk applications. Designed to maintain a comfortable fit while providing reliable hazard protection, these gloves are also adhesive-resistant. Tested for use with chemotherapy drugs. | supreno-ec-exam-gloves-nitrile-extended-cuff-pf-latex-free-textured-fingers-blue-small-50-bx-10-bx-cs--25b.jpg
SKU: MFXSEC-375-XXL | Microflex Supreno EC Exam Gloves Nitrile Extended Cuff PF Latex-Free Textured Fingers Blue XX-Large 50/bx; 10 bx/cs | SuprenoÂ® EC provides extended-cuff protection of the wrists and arms for high-risk applications. Designed to maintain a comfortable fit while providing reliable hazard protection, these gloves are also adhesive-resistant. Tested for use with chemotherapy drugs. | supreno-ec-exam-gloves-nitrile-extended-cuff-pf-latex-free-textured-fingers-blue-xx-large-50-bx-10-bx-cs--2f7.jpg
SKU: MFXSEC-375-XL | Microflex Exam Gloves Nitrile Extended Cuff PF Latex-Free Textured Fingers Blue X-Large 50/bx; 10 bx/cs | SuprenoÂ® EC provides extended-cuff protection of the wrists and arms for high-risk applications. Designed to maintain a comfortable fit while providing reliable hazard protection, these gloves are also adhesive-resistant. Tested for use with chemotherapy drugs. | exam-gloves-nitrile-extended-cuff-pf-latex-free-textured-fingers-blue-x-large-50-bx-10-bx-cs--a1f.jpg
SKU: MFXSEC-375-M | Microflex Supreno EC Exam Gloves Nitrile Extended Cuff PF Latex-Free Textured Fingers Blue Medium 50/bx; 10 bx/cs | SuprenoÂ® EC provides extended-cuff protection of the wrists and arms for high-risk applications. Designed to maintain a comfortable fit while providing reliable hazard protection, these gloves are also adhesive-resistant. Tested for use with chemotherapy drugs. | supreno-ec-exam-gloves-nitrile-extended-cuff-pf-latex-free-textured-fingers-blue-medium-50-bx-10-bx-cs--e66.jpg
SKU: MFXSEC-375-L | Microflex Exam Gloves Nitrile Extended Cuff PF Latex-Free Textured Fingers Blue Large 50/bx; 10 bx/cs | SuprenoÂ® EC provides extended-cuff protection of the wrists and arms for high-risk applications. Designed to maintain a comfortable fit while providing reliable hazard protection, these gloves are also adhesive-resistant. Tested for use with chemotherapy drugs. | exam-gloves-nitrile-extended-cuff-pf-latex-free-textured-fingers-blue-large-50-bx-10-bx-cs--419.jpg
SKU: MFXSEC-375-XS | Microflex Exam Gloves Nitrile Extended Cuff PF Latex-Free Textured Fingers Blue X-Small 50/bx; 10 bx/cs | SuprenoÂ® EC provides extended-cuff protection of the wrists and arms for high-risk applications. Designed to maintain a comfortable fit while providing reliable hazard protection, these gloves are also adhesive-resistant. Tested for use with chemotherapy drugs. | exam-gloves-nitrile-extended-cuff-pf-latex-free-textured-fingers-blue-x-small-50-bx-10-bx-cs--21a.jpg
SKU: MFXFFE-775-M | Microflex FreeForm EC Exam Gloves Nitrile Extended Cuff PF Latex-Free Textured Fingers Blue Medium 50/bx; 10 bx/cs | These extra strong gloves meet or exceed NFPA standards for emergency medical equipment. The long cuff provides durable, extended coverage for high-risk conditions. Ideal if you need your hands to be comfortable and free to move as you work. | freeform-ec-exam-gloves-nitrile-extended-cuff-pf-latex-free-textured-fingers-blue-medium-50-bx-10-bx-cs--4e7.jpg
SKU: MFXFFE-775-XL | Microflex Exam Gloves Nitrile Extended Cuff PF Latex-Free Textured Fingers Blue X-Large 50/bx; 10 bx/cs | These extra strong gloves meet or exceed NFPA standards for emergency medical equipment. The long cuff provides durable, extended coverage for high-risk conditions. Ideal if you need your hands to be comfortable and free to move as you work. | exam-gloves-nitrile-extended-cuff-pf-latex-free-textured-fingers-blue-x-large-50-bx-10-bx-cs--50a.jpg
SKU: MFXFFE-775-L | Microflex Exam Gloves Nitrile Extended Cuff PF Latex-Free Textured Fingers Blue Large 50/bx; 10 bx/cs | These extra strong gloves meet or exceed NFPA standards for emergency medical equipment. The long cuff provides durable, extended coverage for high-risk conditions. Ideal if you need your hands to be comfortable and free to move as you work. | exam-gloves-nitrile-extended-cuff-pf-latex-free-textured-fingers-blue-large-50-bx-10-bx-cs--74b.jpg
SKU: MFXFFE-775-S | Microflex FreeForm EC Exam Gloves Nitrile Extended Cuff PF Latex-Free Textured Fingers Blue Small 50/bx; 10 bx/cs | These extra strong gloves meet or exceed NFPA standards for emergency medical equipment. The long cuff provides durable, extended coverage for high-risk conditions. Ideal if you need your hands to be comfortable and free to move as you work. | freeform-ec-exam-gloves-nitrile-extended-cuff-pf-latex-free-textured-fingers-blue-small-50-bx-10-bx-cs--3ae.jpg
SKU: MFXFFE-775-XXL | Microflex FreeForm EC Exam Gloves Nitrile Extended Cuff PF Latex-Free Textured Fingers Blue XX-Large 50/bx; 10 bx/cs | These extra strong gloves meet or exceed NFPA standards for emergency medical equipment. The long cuff provides durable, extended coverage for high-risk conditions. Ideal if you need your hands to be comfortable and free to move as you work. | freeform-ec-exam-gloves-nitrile-extended-cuff-pf-latex-free-textured-fingers-blue-xx-large-50-bx-10-bx-cs--590.jpg
SKU: MFXN174 | Microflex Exam Gloves Nitrile PF Latex-Free Textured Fingers Blue X-Large | Soft and stretchy formulation offers excellent durability and comfort. The thinner construction gives enhanced tactile sensitivity. Textured fingers for enhanced gripping power. Unique, cobalt blue coloring. Smart packaged at 200 gloves per box, 2000 gloves per case. | exam-gloves-nitrile-pf-latex-free-textured-fingers-blue-x-large-2d7.jpg
SKU: MFXN172 | Microflex Exam Gloves Nitrile PF Latex-Free Textured Fingers Blue Medium | Soft and stretchy formulation offers excellent durability and comfort. The thinner construction gives enhanced tactile sensitivity. Textured fingers for enhanced gripping power. Unique, cobalt blue coloring. Smart packaged at 200 gloves per box, 2000 gloves per case. | exam-gloves-nitrile-pf-latex-free-textured-fingers-blue-medium-21e.jpg
SKU: MFXN173 | Microflex Exam Gloves Nitrile PF Latex-Free Textured Fingers Blue Large | Soft and stretchy formulation offers excellent durability and comfort. The thinner construction gives enhanced tactile sensitivity. Textured fingers for enhanced gripping power. Unique, cobalt blue coloring. Smart packaged at 200 gloves per box, 2000 gloves per case. | exam-gloves-nitrile-pf-latex-free-textured-fingers-blue-large-a31.jpg
SKU: MFXN171 | Microflex Exam Gloves Nitrile PF Latex-Free Textured Fingers Blue Small | Soft and stretchy formulation offers excellent durability and comfort. The thinner construction gives enhanced tactile sensitivity. Textured fingers for enhanced gripping power. Unique, cobalt blue coloring. Smart packaged at 200 gloves per box, 2000 gloves per case. | exam-gloves-nitrile-pf-latex-free-textured-fingers-blue-small-c26.jpg
SKU: SMPDBKNF105G | Sempermed Exam Glove Nitrile X-Large Black - 90 per Box | Designed for demanding work environments where your safety and comfort area must. A textured surface promises secure gripping capabilities. Ideal for automotive, industrial, tattoo and cosmetology applications. | exam-glove-nitrile-x-large-black-90-per-box-66f.jpg
SKU: ANS20687255G | Ansell Surgical Gloves Size 5 1/2 Green - 50 Pairs per Box | ANSELL GAMMEXÂ® NON-LATEX PI MICRO GREEN SURGICAL GLOVES | surgical-gloves-size-5-1-2-green-50-pairs-per-box-753.jpg
SKU: MFXFFS-700-MG | Microflex Exam Gloves PF Nitrile Textured Fingers Blue Medium - 100 per Box | "If your light to mid-duty tasks demand reliable protection, FreeFormÂ® SE gloves are what you need. The unique combination of strength and comfort makes FreeFormÂ® SE gloves a top choice for a variety of jobs." | exam-gloves-pf-nitrile-textured-fingers-blue-medium-100-per-box-243.jpg
SKU: MFXXC-310-XSG | Microflex Exam Gloves PF Nitrile Textured Fingertips Blue X-Small - 250 per Box | Microflex XCEEDÂ® gloves are scientifically designed to reduce muscle effort without limiting the ability to meet the tactile demands of your work. The unique formulation delivers a thinner, lighter examination glove with increased strength and protection. | exam-gloves-pf-nitrile-textured-fingertips-blue-x-small-250-per-box-a5d.jpg
SKU: MFXXC-310-SG | Microflex Exam Gloves PF Nitrile Textured Fingertips Blue Small - 250 per Box | Microflex XCEEDÂ® gloves are scientifically designed to reduce muscle effort without limiting the ability to meet the tactile demands of your work. The unique formulation delivers a thinner, lighter examination glove with increased strength and protection. | exam-gloves-pf-nitrile-textured-fingertips-blue-small-250-per-box-e22.jpg
SKU: MFXXC-310-MG | Microflex Exam Gloves PF Nitrile Textured Fingertips Blue Medium - 250 per Box | Microflex XCEEDÂ® gloves are scientifically designed to reduce muscle effort without limiting the ability to meet the tactile demands of your work. The unique formulation delivers a thinner, lighter examination glove with increased strength and protection. | exam-gloves-pf-nitrile-textured-fingertips-blue-medium-250-per-box-b5e.jpg
SKU: MFXXC-310-LG | Microflex Exam Gloves PF Nitrile Textured Fingertips Blue Large - 250 per Box | Microflex XCEEDÂ® gloves are scientifically designed to reduce muscle effort without limiting the ability to meet the tactile demands of your work. The unique formulation delivers a thinner, lighter examination glove with increased strength and protection. | exam-gloves-pf-nitrile-textured-fingertips-blue-large-250-per-box-51c.jpg
SKU: MFXXC-310-XLG | Microflex Exam Gloves PF NitrileTextured Fingertips Blue X-Large - 230 per Box | Microflex XCEEDÂ® gloves are scientifically designed to reduce muscle effort without limiting the ability to meet the tactile demands of your work. The unique formulation delivers a thinner, lighter examination glove with increased strength and protection. | exam-gloves-pf-nitriletextured-fingertips-blue-x-large-230-per-box-cb3.jpg
SKU: IHCI196400 | Innovative Healthcare Gloves, Exam, Nitrile, Non-Sterile, Powder Free (PF), Textured, Grape Scent, XX-Large, 90/bx, 10 bx/cs | Designed for dentistry, the Fresh Orange and Great Grape gloves are each colored to match their light and enjoyable scents. The exceptionally soft, low moduls nitrile synthetic compound is very comfortable for extended periods, perfect for dentistry! | gloves-exam-nitrile-non-sterile-powder-free-pf-textured-grape-scent-xx-large-90-bx-10-bx-cs-201.jpg
SKU: MKS65041300 | McKesson Exam Glove, Medi-Pak, NonSterile, Powder Free, Nitrile, Fully Textured, White, Latex-Free, X-Large | Exam Glove, Medi-Pak, NonSterile, Powder Free, Nitrile, Fully Textured, White, Latex-Free, X-Large | exam-glove-medi-pak-nonsterile-powder-free-nitrile-fully-textured-white-latex-free-x-large--6c1.jpg
SKU: MKS65041310 | McKesson Exam Glove, Medi-Pak, NonSterile, Powder Free, Nitrile, Fully Textured, White, Latex-Free, X-Large | Exam Glove, Medi-Pak, NonSterile, Powder Free, Nitrile, Fully Textured, White, Latex-Free, X-Large | exam-glove-medi-pak-nonsterile-powder-free-nitrile-fully-textured-white-latex-free-x-large-8ed.jpg
SKU: MKS65301300 | McKesson Exam Glove, TACTILE PLUS, NonSterile, Powder Free, Nitrile, Textured Fingertips, Blue, Latex-Free, Chemo Rated, Small | Exam Glove, TACTILE PLUS, NonSterile, Powder Free, Nitrile, Textured Fingertips, Blue, Latex-Free, Chemo Rated, Small | exam-glove-tactile-plus-nonsterile-powder-free-nitrile-textured-fingertips-blue-latex-free-chemo-rated-small--14c.jpg
SKU: MKS65301300 | McKesson Exam Glove, TACTILE PLUS, NonSterile, Powder Free, Nitrile, Textured Fingertips, Blue, Latex-Free, Chemo Rated, Small | Exam Glove, TACTILE PLUS, NonSterile, Powder Free, Nitrile, Textured Fingertips, Blue, Latex-Free, Chemo Rated, Small | exam-glove-tactile-plus-nonsterile-powder-free-nitrile-textured-fingertips-blue-latex-free-chemo-rated-small--14c.jpg
SKU: MKS27231300 | McKesson Exam Glove Syntrile Pf Blue NonSterile Powder Free Nitrile Fully Textured | Syntrile Pf Blue Nitrile Exam Gloves - Medium. | exam-glove-syntrile-pf-blue-nonsterile-powder-free-nitrile-fully-textured--c75.jpg
SKU: MKS27901300 | McKesson Exam Glove syntrile pf NonSterile Powder Free Nitrile Fully Textured White Large Ambidextrous | Exam Glove Syntrile Pf Nonsterile Powder Free Nitrile Fully Textured White Latex-Free X-Small, Excellent conformability provides superior fit and extended wearer comfort. | exam-glove-syntrile-pf-nonsterile-powder-free-nitrile-fully-textured-white-large-ambidextrous-756.jpg
SKU: IHCI197400 | Innovative Healthcare NitriDerm AquaBlue Exam Gloves, Nitrile, Non-Sterile, XX-Large | Tested for use with 12 common chemotherapy drugs, with all drug permeation data printed on the box. This medium weight nitrile glove is extremely elastic and comfortable while providing the tensile strength required for todayâ€™s demanding procedures. Polymer inner surface for effortless donning. Textured, slightly tacky finish for excellent gripping ability even in the presence of moisture. Aqua blue color. | nitriderm-aquablue-exam-gloves-nitrile-non-sterile-xx-large-8c0.jpg
SKU: MKS27221300 | McKesson Exam Glove syntrile, Pf Blue NonSterile Powder Free, Nitrile Fully Textured Blue, Latex-Free, Small | Exam Glove syntrile pf blue NonSterile Powder Free Nitrile Fully Textured Blue Latex-Free Small | exam-glove-syntrile-pf-blue-nonsterile-powder-free-nitrile-fully-textured-blue-latex-free-small-122.jpg
SKU: MKS27251300 | McKesson Exam Glove syntrile, Pf Blue NonSterile Powder Free, Nitrile Fully Textured Blue, Latex-Free, Large | Exam Glove syntrile pf blue NonSterile Powder Free Nitrile Fully Textured Blue Latex-Free Large | exam-glove-syntrile-pf-blue-nonsterile-powder-free-nitrile-fully-textured-blue-latex-free-large-49e.jpg
SKU: MKS27271300 | McKesson Exam Glove Syntrile Pf Blue NonSterile Powder Free Nitrile Fully Textured Blue Latex Free Extra Large | Exam Glove Syntrile Pf Blue Nonsterile Powder Free Nitrile Fully Textured Blue Latex-Free X-Large. | exam-glove-syntrile-pf-blue-nonsterile-powder-free-nitrile-fully-textured-blue-latex-free-extra-large-ebc.jpg
SKU: MKS27741310 | McKesson Black Armor Nitrile Powder Free Exam Gloves | Mckesson Black Armor Nitrile Powder Free Exam Gloves are fully textured gloves that are black in color and latex-free. The gloves come in a standard, universal medium size. | black-armor-nitrile-powder-free-exam-gloves-062.png
SKU: MKS27761310 | McKesson Exam Glove Black Armor, Nonsterile Powder Free, Nitrile Fully Textured Black, Latex-Free, Large | Exam Glove Black Armor Nonsterile Powder Free Nitrile Fully Textured Black Latex-Free Large | exam-glove-black-armor-nonsterile-powder-free-nitrile-fully-textured-black-latex-free-large-853.jpg
SKU: MKS27781310 | McKesson Exam Glove Black Armor, Nonsterile Powder Free, Nitrile Fully Textured Black, Latex-Free, X-Large | Exam Glove Black Armor Nonsterile Powder Free Nitrile Fully Textured Black Latex-Free X-Large | exam-glove-black-armor-nonsterile-powder-free-nitrile-fully-textured-black-latex-free-x-large-6b8.jpg
SKU: MKS27961300 | McKesson Exam Glove Syntrile Pf Nonsterile Powder Free Nitrile Fully Textured White Latex-Free Large | Exam Glove Syntrile Pf Nonsterile Powder Free Nitrile Fully Textured White Latex-Free Large | exam-glove-syntrile-pf-nonsterile-powder-free-nitrile-fully-textured-white-latex-free-large-3f6.png
SKU: MKS29271300 | McKesson Exam Glove syntrile, Pf Blue NonSterile Powder Free, Nitrile Fully Textured Blue, Latex-Free, 2X-Large | Exam Glove Syntrile Pf Blue Nonsterile Powder Free Nitrile Fully Textured Blue Latex-Free 2X-Large | exam-glove-syntrile-pf-blue-nonsterile-powder-free-nitrile-fully-textured-blue-latex-free-2x-large-ab4.jpg
SKU: MKS65001310 | McKesson Exam Glove, Syntrile pf, NonSterile, Powder Free, Nitrile, Fully Textured, White, Latex-Free, X-Small | Exam Glove, Syntrile pf, NonSterile, Powder Free, Nitrile, Fully Textured, White, Latex-Free, X-Small | exam-glove-syntrile-pf-nonsterile-powder-free-nitrile-fully-textured-white-latex-free-x-small--e69.jpg
SKU: MKS65011300 | McKesson Exam Glove Medi Pak NonSterile Powder Free Nitrile Fully Textured | Exam Glove, Medi-Pak, NonSterile, Powder Free, Nitrile, Fully Textured. | exam-glove-medi-pak-nonsterile-powder-free-nitrile-fully-textured--236.jpg
SKU: MKS65011300 | McKesson Exam Glove Medi Pak NonSterile Powder Free Nitrile Fully Textured | Exam Glove, Medi-Pak, NonSterile, Powder Free, Nitrile, Fully Textured. | exam-glove-medi-pak-nonsterile-powder-free-nitrile-fully-textured--236.jpg
SKU: MKS65021300 | McKesson Exam Glove, Medi-Pak, NonSterile, Powder Free, Nitrile, Fully Textured, White, Latex-Free, Medium | Exam Glove, Medi-Pak, NonSterile, Powder Free, Nitrile, Fully Textured, White, Latex-Free, Medium | exam-glove-medi-pak-nonsterile-powder-free-nitrile-fully-textured-white-latex-free-medium--ec4.jpg
SKU: MKS65021310 | McKesson Exam Glove, Medi-Pak, NonSterile, Powder Free, Nitrile, Fully Textured, White, Latex-Free, Medium | Exam Glove, Medi-Pak, NonSterile, Powder Free, Nitrile, Fully Textured, White, Latex-Free, Medium | exam-glove-medi-pak-nonsterile-powder-free-nitrile-fully-textured-white-latex-free-medium-f44.jpg
SKU: MKS65361300 | McKesson Exam Glove, TACTILE PLUS, NonSterile, Powder Free, Nitrile, Textured Fingertips, Blue, Latex-Free, Chemo Rated, Medium | Exam Glove, TACTILE PLUS, NonSterile, Powder Free, Nitrile, Textured Fingertips, Blue, Latex-Free, Chemo Rated, Medium | exam-glove-tactile-plus-nonsterile-powder-free-nitrile-textured-fingertips-blue-latex-free-chemo-rated-medium--410.jpg
SKU: MKS65361300 | McKesson Exam Glove, TACTILE PLUS, NonSterile, Powder Free, Nitrile, Textured Fingertips, Blue, Latex-Free, Chemo Rated, Medium | Exam Glove, TACTILE PLUS, NonSterile, Powder Free, Nitrile, Textured Fingertips, Blue, Latex-Free, Chemo Rated, Medium | exam-glove-tactile-plus-nonsterile-powder-free-nitrile-textured-fingertips-blue-latex-free-chemo-rated-medium--410.jpg
SKU: MKS65381310 | McKesson Exam Glove, TACTILE PLUS, NonSterile, Powder Free, Nitrile, Textured Fingertips, Blue, Latex-Free, Chemo Rated, Large | Exam Glove, TACTILE PLUS, NonSterile, Powder Free, Nitrile, Textured Fingertips, Blue, Latex-Free, Chemo Rated, Large | exam-glove-tactile-plus-nonsterile-powder-free-nitrile-textured-fingertips-blue-latex-free-chemo-rated-large--123.jpg
SKU: MKS65401310 | McKesson Exam Glove, TACTILE PLUS, NonSterile, Powder Free, Nitrile, Textured Fingertips, Blue, Latex-Free, Chemo Rated, X-Large | Exam Glove, TACTILE PLUS, NonSterile, Powder Free, Nitrile, Textured Fingertips, Blue, Latex-Free, Chemo Rated, X-Large | exam-glove-tactile-plus-nonsterile-powder-free-nitrile-textured-fingertips-blue-latex-free-chemo-rated-x-large--b86.jpg
SKU: MKS69761310 | McKesson Exam Glove, TACTILE TOUCH, NonSterile, Powder Free, Nitrile, Textured Fingertips, Blue, Latex-Free, Chemo Rated, Medium | Exam Glove, TACTILE TOUCH, NonSterile, Powder Free, Nitrile, Textured Fingertips, Blue, Latex-Free, Chemo Rated, Medium | exam-glove-tactile-touch-nonsterile-powder-free-nitrile-textured-fingertips-blue-latex-free-chemo-rated-medium--369.jpg
SKU: MKS69781310 | McKesson Exam Glove, TACTILE TOUCH, NonSterile, Powder Free, Nitrile, Textured Fingertips, Blue, Latex-Free, Chemo Rated, Large | Exam Glove, TACTILE TOUCH, NonSterile, Powder Free, Nitrile, Textured Fingertips, Blue, Latex-Free, Chemo Rated, Large | exam-glove-tactile-touch-nonsterile-powder-free-nitrile-textured-fingertips-blue-latex-free-chemo-rated-large--072.jpg
SKU: MKS69801310 | McKesson Exam Glove, TACTILE TOUCH, NonSterile, Powder Free, Nitrile, Textured Fingertips, Blue, Latex-Free, Chemo Rated, X-Large | Exam Glove, TACTILE TOUCH, NonSterile, Powder Free, Nitrile, Textured Fingertips, Blue, Latex-Free, Chemo Rated, X-Large | exam-glove-tactile-touch-nonsterile-powder-free-nitrile-textured-fingertips-blue-latex-free-chemo-rated-x-large--17f.jpg
SKU: MKS63454100 | McKesson Dispenser Drip Tray | Dispenser Drip Tray. | dispenser-drip-tray--63e.jpg
SKU: GOJ2785-12 | GOJO Industries Purell TFX Surgical Scrub Dispenser Touch Free Gray For 5485-4 | With the Purell TFX touch free dispensing system, there is nothing to touch or push. Just place hands below. It takes hand hygiene to a whole new level. Reliability is guaranteed. You get all the benefits of touch less without the worry of whether or not your dispenser is working. Skylight makes it easy to see when its time to reload. Turns off automatically when dispenser is opened. 30,000 uses from three standard C-size alkaline batteries which are included. Fully ADA complaint. UL/CE registered. Sanitary-sealed, collapsible bottle refill keeps germs out. Fresh dispensing valve with every refill. Holds 1200mL sealed refill. | purell-tfx-surgical-scrub-dispenser-touch-free-gray-for-5485-4-4c0.jpg
SKU: GOJ1911-02 | GOJO Industries GOJO Clear and Mild Foam Handwash 1200 Ml Refill | Spa-inspired, green certified foam hand soap offers luxurious foam lather in a fragrance- and dye-free formulation. Enriched with moisturizers and skin conditioners. USDA certified biobased formulation. EcoLogo certified. Delights users while supporting a healthy environment. | gojo-clear-and-mild-foam-handwash-1200-ml-refill-e3a.jpg
SKU: GOJ2117-08 | GOJO Industries GOJO Deluxe Lotion Soap with Moisturizers 1000 Ml Refill | Luxurious lotion soap with vitamins A & E to clean hands gently, even with frequent use. For public facilities, offices and general restroom use. Fresh, light floral fragrance. | gojo-deluxe-lotion-soap-with-moisturizers-1000-ml-refill-176.jpg
SKU: GOJ1912-02 | GOJO Industries GOJO Antibacterial Plum Foam Handwash 1200 Ml Refill | High-performance, antibacterial hand soap offers luxurious lather and an appealing plum fragrance. Attractive purple color. Enriched with a moisturizer, natural extract and skin conditioner. USDA certified biobased formulation. | gojo-antibacterial-plum-foam-handwash-1200-ml-refill-429.jpg
SKU: GOJ1916-02 | GOJO Industries GOJO Pomeberry Foam Handwash 1200 Ml Refill | Spa-inspired green certified foam hand soap offers luxurious lather and a pleasant pomegranate fragrance. Appealing blue color. Enriched with moisturizer, natural extract and skin conditioner. USDA certified biobased formulation. EcoLogo certified. Delights users while supporting a healthy environment. | gojo-pomeberry-foam-handwash-1200-ml-refill-9a7.jpg
SKU: GOJ1311-03 | GOJO Industries GOJO Clear and Mild Foam Handwash 700 Ml Refill | Spa-inspired, green certified foam hand soap offers luxurious foam lather in a fragrance- and dye-free formulation. Enriched with moisturizers and skin conditioners. USDA certified biobased formulation. EcoLogo certified. Delights users while supporting a healthy environment. | gojo-clear-and-mild-foam-handwash-700-ml-refill-b78.jpg
SKU: GOJ1316-03 | GOJO Industries GOJO Pomeberry Foam Handwash 700 Ml Refill | Spa-inspired green certified foam hand soap offers luxurious lather and a pleasant pomegranate fragrance. Appealing blue color. Enriched with moisturizer, natural extract and skin conditioner. USDA certified biobased formulation. EcoLogo certified. Delights users while supporting a healthy environment. | gojo-pomeberry-foam-handwash-700-ml-refill-945.jpg
SKU: GOJ1312-03 | GOJO Industries GOJO Antibacterial Plum Foam Handwash 700 Ml Refill | High-performance, antibacterial hand soap offers luxurious lather and an appealing plum fragrance. Attractive purple color. Enriched with a moisturizer, natural extract and skin conditioner. USDA certified biobased formulation. | gojo-antibacterial-plum-foam-handwash-700-ml-refill-d39.jpg
SKU: GOJ5306-04 | GOJO Industries PROVON Antimicrobial Skin Cleanser 1200 Ml Refill | A surgical scrub designed for healthcare workers in high-risk areas. Meets protocol for surgical scrub, healthcare personnel hand wash, preoperative skin preparation and skin wound and general skin cleansing. Contains chlorhexidine gluconate (CHG), a broad-spectrum antimicrobial agent which kills pathogenic Gram-positive and Gram-negative bacteria. Reduces microflora after one scrub and provides persistent antimicrobial activity up to six hours after scrubbing. Helps prevent healthcare-acquired infections by reducing disease-causing organisms on the skin. Mild formula helps maintain the skin's natural oils and moisture. Rich lather and gentle fragrance. | provon-antimicrobial-skin-cleanser-1200-ml-refill-57f.jpg
SKU: GOJ2212-04 | GOJO Industries GOJO Ultra Mild Antimicrobial Lotion Soap with Chloroxylenol 2000 Ml Refill | Lotion soap formula combines mild cleansers with 0.6% chloroxylenol (PCMX), a broad-spectrum antimicrobial agent. For gentle handwashing and effective germ killing. | gojo-ultra-mild-antimicrobial-lotion-soap-with-chloroxylenol-2000-ml-refill-9a8.jpg
SKU: BD370056 | BD Foot Pump Wall Bracket Adapter | E-Z Scrub Antiseptic Foam Dispenser System Accessories: Foot Pump Wall Bracket, Adapter | foot-pump-wall-bracket-adapter-177.jpg
SKU: DIA1700000300 | Dial Basics Hypoallergenic Bar Soap 3 Bar Wrap 3.2 Ounce | Dial Basics Bar Soap Hypoallergenic 3.2 oz. | basics-hypoallergenic-bar-soap-3-bar-wrap-32-ounce-d9b.jpg
SKU: GOJ7220-04 | GOJO Industries Rich Pink Antibacterial Lotion Soap 2000 mL | Rich Pink Antibacterial Lotion Soap A high-performance, gentle lotion soap. | rich-pink-antibacterial-lotion-soap-2000-ml-455.jpg
SKU: MTRX10-1811 | Metrex Research Accessories: Replacement Pump For No Touch Dispenser | VioNexus Antimicrobial Foaming Soap provides protection against germs without being harsh on hands. Soap is dispensed as an economical foam and is recommended for repeated use. | accessories-replacement-pump-for-no-touch-dispenser-d69.jpg
SKU: MTRX10-1820 | Metrex Research Accessories: Tray for No Touch Dispenser | VioNexus Antimicrobial Foaming Soap provides protection against germs without being harsh on hands. Soap is dispensed as an economical foam and is recommended for repeated use. | accessories-tray-for-no-touch-dispenser-2d5.jpg
SKU: MTRX10-1812 | Metrex Research Accessories: Replacement Key | VioNexus Antimicrobial Foaming Soap provides protection against germs without being harsh on hands. Soap is dispensed as an economical foam and is recommended for repeated use. | accessories-replacement-key-84c.jpg
SKU: MTRX10-1831 | Metrex Research Accessories: Tray for Manual Dispenser | Infused with Vitamin E, the uplifting plumeria-apple scented foaming soap leave hands feeling smooth and soft. Formula is non-irritating, pH balanced and hypoallergenic. The product is specifically designed for health care professionals and recommended for repeated use. | accessories-tray-for-manual-dispenser-50c.jpg
SKU: MTRX10-1830 | Metrex Research Manual Dispenser | Provides A Premeasured Application, decreasing waste and mess.For Use With Vionexus No Rinse Spray. | manual-dispenser-a64.png
SKU: MTRX46-1020 | Metrex Research Dispensing Pump - Quart | Metrex offers dispensing pumps for cleaners and precleaners. These pumps are specially designed to dispense one ounce of concentrate per depression. | dispensing-pump-quart-5b8.jpg
SKU: MTRX46-1000 | Metrex Research Dispensing Pump - Gallon | Metrex offers dispensing pumps for cleaners and precleaners. These pumps are specially designed to dispense one ounce of concentrate per depression. | dispensing-pump-gallon-98d.jpg
SKU: GF3375 | Grafco Tincture of Green Soap, N.F. | Tincture of green soap, n.f. | tincture-of-green-soap-nf-681.jpg
SKU: DIA84022 | Dial Liquid Dial With Moisturizers, 1 Gallon | Broad spectrum antimicrobial effectiveness with extra moisturizers and conditioners to protect against dry skin.Ideal for frequent hand washing.Weight: 37 lb.Cube: 1.28Pl Qty: 48 | liquid-dial-with-moisturizers-1-gallon-03b.jpg
SKU: DIA91502 | Dial Liquid Dial Sensitive Skin Flex Pak , 800 ml, 24 lb | Broad spectrum antimicrobial effectiveness. Extra mild, and formulated for very frequent hand washing. Hypoallergenic and dermatologist tested for even the most sensitive skin. | liquid-dial-sensitive-skin-flex-pak-800-ml-24-lb-3db.jpg
SKU: DIA82834 | Dial Liquid Dial Sensitive Skin Decor Pump, 7.5 oz, 7.8 lb | Broad spectrum antimicrobial effectiveness. Extra mild, and formulated for very frequent hand washing. Hypoallergenic and dermatologist tested for even the most sensitive skin. | liquid-dial-sensitive-skin-decor-pump-75-oz-78-lb-ad2.jpg
SKU: DIA84024 | Dial Liquid Dial With Moisturizers Decor Pump, 7.5 oz. | Broad spectrum antimicrobial effectiveness with extra moisturizers and conditioners to protect against dry skin.Ideal for frequent hand washing.Weight: 7.8 lb.Cube: 0.30Pl Qty: 203 | liquid-dial-with-moisturizers-decor-pump-75-oz-55c.jpg
SKU: DIA95503 | Dial Liquid Dial With Moisturizers Flex Pak, 800 ml, 24 lb | Broad spectrum antimicrobial effectiveness with extra moisturizers and conditioners to protect against dry skin. | liquid-dial-with-moisturizers-flex-pak-800-ml-24-lb-895.jpg
SKU: DIA81075 | Dial Dial Complete Healthcare Tabletop Pump, 7.5 oz, 8 lbs | Dial Complete Healthcare Tabletop Pump, 7.5 oz, 8 lbs. | dial-complete-healthcare-tabletop-pump-75-oz-8-lbs-895.jpg
SKU: MTRX10-1500 | Metrex Research VioNex Antimicrobial Liquid Soap 1 Gallon Refill | VioNex Antimicrobial Liquid Soap is specially formulated to be gentle and non-irritating for health care professionals who handwash 30-50 times per day. It is recommended for use between routine patient contact, procedures, after exposure to potential pathogens and after removal of personal protective equipment. | vionex-antimicrobial-liquid-soap-1-gallon-refill-864.jpg
SKU: MTRX10-1504 | Metrex Research VioNex Antimicrobial Liquid Soap 4 Ounce Flip Top | VioNex Antimicrobial Liquid Soap is specially formulated to be gentle and non-irritating for health care professionals who handwash 30-50 times per day. It is recommended for use between routine patient contact, procedures, after exposure to potential pathogens and after removal of personal protective equipment. | vionex-antimicrobial-liquid-soap-4-ounce-flip-top-cd9.jpg
SKU: MTRX10-1518 | Metrex Research VioNex Antimicrobial Liquid Soap 18 Ounce with Pump | VioNex Antimicrobial Liquid Soap is specially formulated to be gentle and non-irritating for health care professionals who handwash 30-50 times per day. It is recommended for use between routine patient contact, procedures, after exposure to potential pathogens and after removal of personal protective equipment. | vionex-antimicrobial-liquid-soap-18-ounce-with-pump-dfc.jpg
SKU: DIA84029 | Dial Liquid Dial With Moisturizers Refill, 1 Liter, 21 lb | Broad spectrum antimicrobial effectiveness with extra moisturizers and conditioners to protect against dry skin. Ideal for frequent hand washing. | liquid-dial-with-moisturizers-refill-1-liter-21-lb-1c1.jpg
SKU: GOJ5485-04 | GOJO Industries PURELL Waterless Surgical Scrub, TFX 1200 ml Refill | PURELL Waterless Surgical Scrub is designed to meet and exceed FDA surgical scrub requirements without the addition of harsh ingredients that can cause skin damage. Our advanced alcohol formulation provides the instant germ kill AND persistent activity critical to the surgical environment. Further, our skin conditioners help to keep your surgical staff's skin feeling smoother and healthier. It requires only two applications and dries quickly. Compatible with latex, neoprene, and polyisoprene gloves. Includes five skin conditioners that help maintain healthy skin. FDA Tentative Final Monograph June 1994 | purell-waterless-surgical-scrub-tfx-1200-ml-refill-cc1.jpg
SKU: GOJ5161-03 | GOJO Industries GOJO Luxury Foam Handwash, FMX-12 1250 ml Refill | Rich, gentle luxury foam handwash, pre-lathered for a convenient and pleasing experience. For general, light-duty cleaning. Translucent pink color and cranberry fragrance. | gojo-luxury-foam-handwash-fmx-12-1250-ml-refill-7af.jpg
SKU: GOJ5286-02 | GOJO Industries PROVON Foaming Antimicrobial Handwash with Moisturizers, FMX-20 2000 ml Refill | Formulated for effective germ killing but gentle enough for general use, this pre-lathered handwash contains 0.3% chloroxylenol (PCMX) with a light floral fragrance. | provon-foaming-antimicrobial-handwash-with-moisturizers-fmx-20-2000-ml-refill-0f9.jpg
SKU: GOJ5285-02 | GOJO Industries PROVON Foaming Handwash with Moisturizers, FMX-20 2000 ml Refill | This is a luxurious, light foam handwash that moisturizers and refreshes skin with a delicate cranberry scent. | provon-foaming-handwash-with-moisturizers-fmx-20-2000-ml-refill-852.jpg
SKU: GOJ5185-03 | GOJO Industries PROVON Foaming Handwash with Moisturizers, FMX-12 1250 ml Refill | This is a luxurious, light foam handwash that moisturizers and refreshes skin with a delicate cranberry scent. | provon-foaming-handwash-with-moisturizers-fmx-12-1250-ml-refill-c11.jpg
SKU: GOJ5785-04 | GOJO Industries PROVON Foaming Handwash with Moisturizers, 535 ml Pump Bottle | This is a luxurious, light foam handwash that moisturizers and refreshes skin with a delicate cranberry scent. | provon-foaming-handwash-with-moisturizers-535-ml-pump-bottle-d66.jpg
SKU: GOJ5385-02 | GOJO Industries PROVON Foaming Handwash with Advanced Moisturizers, TFX 1200 ml Refill | Experience the pampering feel of a luxurious foam hand soap thatâ€™s gentle enough to use all day long. The rich lather is extremely mild. Scented with a pleasant, cranberry fragrance. | provon-foaming-handwash-with-advanced-moisturizers-tfx-1200-ml-refill-b2c.jpg
SKU: GOJ5388-02 | GOJO Industries PROVONÂ® Medicated Foam Handwash Advanced Moisturizers | This foamy handwash is mild, yet effective in delivering germ kill of a wide range of microorganisms. Containing 0.3% triclosan, the fragrance-free and dye-free formula meets Healthcare Personnel Handwash protocol, and includes advanced skin moisturizers. | provonreg-medicated-foam-handwash-advanced-moisturizers-cd0.jpg
SKU: GOJ5261-02 | GOJO Industries GOJO Luxury Foam Handwash, FMX-20 2000 ml Refill | Rich, gentle luxury foam handwash, pre-lathered for a convenient and pleasing experience. For general, light-duty cleaning. Translucent pink color and cranberry fragrance. | gojo-luxury-foam-handwash-fmx-20-2000-ml-refill-4be.jpg
SKU: GOJ5188-03 | GOJO Industries PROVONÂ® FMX-12â„¢ Foaming Medicated Handwash 1250mL | Extremely effective against most common germs, this floral-fragranced antimicrobial handwash contains 0.3% triclosan and meets the Healthcare Personnel Handwash protocol. | provonreg-fmx-12trade-foaming-medicated-handwash-1250ml-141.jpg
SKU: GOJ5788-04 | GOJO Industries PROVONÂ® Foaming Handwash 535mL Counter Top Pump Bottle | Extremely effective against most common germs, this floral-fragranced antimicrobial handwash contains 0.3% triclosan and meets the Healthcare Personnel Handwash protocol. | provonreg-foaming-handwash-535ml-counter-top-pump-bottle-769.jpg
SKU: GOJ9759-12 | GOJO Industries MICRELL Antibacterial Lotion Soap, 12 fl oz Pump Bottle | MICRELL is specially formulated with a quick-acting antimicrobial agent (PCMX) to kill germs, a light scent and an effective degreasing agent that makes it perfect for foodservice environments. Its non-irritating formula also makes MICRELL ideal for frequent use in a variety of settings, including schools, health clubs, offices and recreation areas. | micrell-antibacterial-lotion-soap-12-fl-oz-pump-bottle-195.jpg
SKU: GOJ9755-04 | GOJO Industries MICRELL Antibacterial Lotion Soap Pour Gallon | MICRELL is specially formulated with a quick-acting antimicrobial agent (PCMX) to kill germs, a light scent and an effective degreasing agent that makes it perfect for foodservice environments. Its non-irritating formula also makes MICRELL ideal for frequent use in a variety of settings, including schools, health clubs, offices and recreation areas. | micrell-antibacterial-lotion-soap-pour-gallon-247.jpg
SKU: GOJ2157-08 | GOJO Industries NXTÂ® Lotion Soap 1000mL | MICRELL is specially formulated with a quick-acting antimicrobial agent (PCMX) to kill germs, a light scent and an effective degreasing agent that makes it perfect for foodservice environments. Its non-irritating formula also makes MICRELL ideal for frequent use in a variety of settings, including schools, health clubs, offices and recreation areas. | nxtreg-lotion-soap-1000ml-b1d.jpg
SKU: GOJ4216-04 | GOJO Industries PROVON Antimicrobial Lotion Soap with 0.3% PCMX Pour Gallon | A medicated hand cleanser with 0.3% chloroxylenol (PCMX) which combines effective broad-spectrum antimicrobial activity with conditioners to be gentle on hands while it cleans. Dermatologist tested with a pleasant, citrus fragrance. | provon-antimicrobial-lotion-soap-with-03-pcmx-pour-gallon-c20.jpg
SKU: GOJ2218-04 | GOJO Industries PROVON NXT Antimicrobial Lotion Soap with 0.3% PCMX 2000 mL Refill | A medicated hand cleanser with 0.3% chloroxylenol (PCMX) which combines effective broad-spectrum antimicrobial activity with conditioners to be gentle on hands while it cleans. Dermatologist tested with a pleasant, citrus fragrance. | provon-nxt-antimicrobial-lotion-soap-with-03-pcmx-2000-ml-refill-0e4.jpg
SKU: GOJ2118-08 | GOJO Industries PROVON Antimicrobial Lotion Soap with 0.3% PCMX, PROVON NXT 1000 ml Refill | A medicated hand cleanser with 0.3% chloroxylenol (PCMX) which combines effective broad-spectrum antimicrobial activity with conditioners to be gentle on hands while it cleans. Dermatologist tested with a pleasant, citrus fragrance. | provon-antimicrobial-lotion-soap-with-03-pcmx-provon-nxt-1000-ml-refill-75e.jpg
SKU: GOJ4303-12 | GOJO Industries PROVON Antimicrobial Lotion Soap with 0.3% PCMX, 16 fl oz Pump Bottle | A gentle and effective antimicrobial lotion soap that was developed with mild skin cleansers, emollients and conditioners, including aloe and vitamin E. It comes in a clear, light amber color with a citrus fragrance.PROVON offers a full range of antimicrobial formulas with active ingredients that reduce the spread of infection even while being gentle to the skin. Itâ€™s the leading brand in U.S. nursing homes and increasingly popular in hospitals, physiciansâ€™ offices and home health agencies. | provon-antimicrobial-lotion-soap-with-03-pcmx-16-fl-oz-pump-bottle-2f6.jpg
SKU: GOJ4301-48 | GOJO Industries PROVON Antimicrobial Lotion Soap with 0.3% PCMX, 4 fl oz Squeeze Bottle | A medicated hand cleanser with 0.3% chloroxylenol (PCMX) which combines effective broad-spectrum antimicrobial activity with conditioners to be gentle on hands while it cleans. Dermatologist tested with a pleasant, citrus fragrance. | provon-antimicrobial-lotion-soap-with-03-pcmx-4-fl-oz-squeeze-bottle-7a9.jpg
SKU: GOJ2158-08 | GOJO Industries PROVON Medicated Lotion Soap with Triclosan, PROVON NXT 1000 ml Refill | This conditioning, medicated hand cleanser contains 0.3% triclosan to effectively fight a broad range of germs. The fragrance-free and dye-free formula passes Healthcare Personnel Handwash testing. | provon-medicated-lotion-soap-with-triclosan-provon-nxt-1000-ml-refill-fd1.jpg
SKU: GOJ5304-03 | GOJO Industries PROVON Antimicrobial Skin Cleanser, FMX-12 1200 ml Refill | A surgical scrub designed for healthcare workers in high-risk areas. Meets protocol for surgical scrub, healthcare personnel hand wash, preoperative skin preparation and skin wound and general skin cleansing. Contains chlorhexidine gluconate (CHG), a broad-spectrum antimicrobial agent which kills pathogenic Gram-positive and Gram-negative bacteria. Reduces microflora after one scrub and provides persistent antimicrobial activity up to six hours after scrubbing. Helps prevent healthcare-acquired infections by reducing disease-causing organisms on the skin. Mild formula helps maintain the skin's natural oils and moisture. Rich lather and gentle fragrance. | provon-antimicrobial-skin-cleanser-fmx-12-1200-ml-refill-a04.jpg
SKU: GOJ2213-04 | GOJO Industries PROVON Enriched Lotion Cleanser, PROVON NXT 2000 ml Refill | With a rich lather and soft, floral fragrance, this mild, pH-balanced lotion soap is a gentle, effective cleanser. It's ideal for routine use by patients and staff. | provon-enriched-lotion-cleanser-provon-nxt-2000-ml-refill-aed.jpg
SKU: GOJ2113-08 | GOJO Industries PROVON Enriched Lotion Cleanser, PROVON NXT 1000 ml Refill | With a rich lather and soft, floral fragrance, this mild, pH-balanced lotion soap is a gentle, effective cleanser. It's ideal for routine use by patients and staff. | provon-enriched-lotion-cleanser-provon-nxt-1000-ml-refill-d27.jpg
SKU: GOJ2108-08 | GOJO Industries PROVON Mild Lotion Soap, PROVON NXT 1000 ml Refill | This natural, orchid-scented lotion soap with moisturizing emollients to invigorate the skin is a gentle formulation for use by patients and staff. | provon-mild-lotion-soap-provon-nxt-1000-ml-refill-739.jpg
SKU: KCC92147 | Kimberly-Clark Electronic Cassette Skin Care Dispenser 1200 mL White | New touchless Cassette Dispenser with KLEENEX Brand Luxury Foam Soap and Sanitizer. The latest skin care innovation, this new electronic system represents the height of hygienic operation. You can count on its reliable, touchless operation to reduce cross contamination and the spread of germs. Touchless operation reduces cross contamination and the spread of germs Long battery life that dispenses 60,000 single uses Reliable controlled dispensing reduces waste Quieter than GOJO, reducing waste in the restroom Key or push button lock, made of durable ABS plastic Exploded DrawingsElectronic Cassette Dispenser Floor Stand Sell Sheet | electronic-cassette-skin-care-dispenser-1200-ml-white-de6.jpg
SKU: KCC92148 | Kimberly-Clark 1200 mL Black Electronic Cassette Skin Care Dispenser | Touchless operation reduces cross contamination and the spread of germs | 1200-ml-black-electronic-cassette-skin-care-dispenser-975.jpg
SKU: KCC91560 | Kimberly-Clark Hand Sanitizer,Luxury Foam, 1000mL | Now soap dispenser maintenance is quick and easy! The new Kimcare Cassette Skin Care System features innovative refills - and a wealth of advantages: 1-liter capacity so you refill less often than standard 800 mL refills. New flexibility with interchangeable foam or lotion skin care cassettes - and dispensers compatible with universal mounting brackets also used in all our ALL-N-1 product line. Fresh pump with each refill for greater hygiene and a better image. Easy loading. Easy recycling when pump is removed. Offered in four new foam formulas and four current lotion soap formulas. | hand-sanitizerluxury-foam-1000ml-e46.jpg
SKU: BD372402 | BD Antimicrobial Foam Solution 32 oz 4% CHG Foot Pump Foamer | The addition of the BD E-Z Scrub Antimicrobial Foam Dispenser System to the rest of the BD E-Z Scrub product line provides a complete offering for hand washing and surgical scrubbing from a single, convenient source.The antimicrobial foam dispenser system includes the same formulations that have made BD E-Z Scrub Impregnated Surgical Scrubs the most preferred among professionals for achieving best practices.These formulations are specifically developed to deliver the unique blend of antimicrobial efficacy and skin-sensitive gentleness that BD E-Z Scrub products are known for.The BD E-Z Scrub antimicrobial foam dispenser system, with its special formulations, high foam consistency and uniquely designed closed system, helps to control infections and reduce the possibility of costly solution waste.BD, a recognized leader in antimicrobial solutions for surgical scrubbing, is making best practices even better. | antimicrobial-foam-solution-32-oz-4-chg-foot-pump-foamer-149.jpg
SKU: DMSS107-1G | Derma Sciences APRIVERA Soap Liquid 1 Gallon | ApriVera is an effective odor reducing, non-alkaline, body and hair cleanser designed to make the bathing process a positive experience for staff and resident / patient. Its special combination of conditioners and emollients, in a pearlescent lotion base, provides this gentle product with its unique rich lather. | aprivera-soap-liquid-1-gallon-9cc.jpg
SKU: DIA98606 | Dial Dial Complete Professional Healthcare Tabletop Pump Original, 15.2 oz. | Dial Complete Professional Healthcare Tabletop Pump Original, 15.2 oz.Weight: 4.38 lbCube: 0.25Pl Qty: 210 | dial-complete-professional-healthcare-tabletop-pump-original-152-oz-13b.jpg
SKU: DIA96507 | Dial Sweetheart Antibacterial Soap, 800 ml | Recommended for hand washing to decrease bacteria on the skin.Use in any institutional environment. Contains Triclosan.Weight: 24 lb.Cube: 0.65Pl Qty: 60 | sweetheart-antibacterial-soap-800-ml-ef7.jpg
SKU: DIA99506 | Dial Sweetheart Pink Lotion Soap 800 ml | Sweetheart Pearlescent Lotion Soap is an excellent cost-effective choice for use in almost any facility. | sweetheart-pink-lotion-soap-800-ml-63b.jpg
SKU: DIA82838 | Dial Liquid Dial Sensitive Skin, 1 Gallon | Broad spectrum antimicrobial effectiveness. Extra mild, and formulated for very frequent hand washing. Hypoallergenic and dermatologist tested for even the most sensitive skin.Weight:37 lb.Cube: 1.28Pl Qty: 48 | liquid-dial-sensitive-skin-1-gallon-d15.jpg
SKU: DIA80784 | Dial Liquid Dial Sensitive Skin Pump, 16 oz. | Broad spectrum antimicrobial effectiveness. Extra mild, and formulated for very frequent hand washing. Hypoallergenic and dermatologist tested for even the most sensitive skin.Weight: 16 lb.Cube: 0.53Pl Qty:105 | liquid-dial-sensitive-skin-pump-16-oz-ce1.jpg
SKU: DIA80790 | Dial Liquid Soap Pump | Broad spectrum antimicrobial effectiveness with added skin conditioners for mildness.Weight : 16 lb.Cube: 0.53Pl Qty: 105 | liquid-soap-pump-bba.jpg
SKU: DIA88047 | Dial Liquid Dial Gold , 1 Gallon | Liquid Dial Gold , 1 GallonWeight: 37 lb.Cube: 1.28Pl Qty: 48 | liquid-dial-gold-1-gallon-886.jpg
SKU: DIA84019 | Dial Liquid Dial Gold Flex Pak, 800 ml | Broad spectrum antimicrobial effectiveness with added skin conditioners for mildness.Weight: 21 lb.Cube: 0.52Pl Qty: 102 | liquid-dial-gold-flex-pak-800-ml-bcb.jpg
SKU: DIA84014 | Dial Liquid Dial Gold Decor Pump, 7.5 oz. | Broad spectrum antimicrobial effectiveness with added skin conditioners for mildness.Cube : 0.30Pl Qty : 203Weight : 7.8 lbs | liquid-dial-gold-decor-pump-75-oz-5c8.jpg
SKU: DIA97501 | Dial Liquid Dial Gold Flex Pak, 800 ml, 24 lb | Broad spectrum antimicrobial effectiveness with added skin conditioners for mildness. | liquid-dial-gold-flex-pak-800-ml-24-lb-000.jpg
SKU: DKLBG02 | Dukal DawnMist Lotion Soap Bottle with Dispensing Cap 2 oz | DawnMist Lotion Soap, Bottle with Dispensing Cap, 2 oz | dawnmist-lotion-soap-bottle-with-dispensing-cap-2-oz-c7c.jpg
SKU: DKLBG3329 | Dukal DawnMist Lotion Soap, Bottle with Dispensing Cap, 4 oz | DawnMist Lotion Soap, Bottle with Dispensing Cap, 4 oz | dawnmist-lotion-soap-bottle-with-dispensing-cap-4-oz-f32.jpg
SKU: DKLBG08 | Dukal DawnMist Lotion Soap, Bottle with Dispensing Cap, 8 oz | DawnMist Lotion Soap, Bottle with Dispensing Cap, 8 oz | dawnmist-lotion-soap-bottle-with-dispensing-cap-8-oz-acd.jpg
SKU: DKLABS3534 | Dukal DawnMist Antibacterial Lotion Soap, Bottle with Pump Dispenser , 8 oz | DawnMist Antibacterial Lotion Soap, Bottle with Pump Dispenser , 8 oz | dawnmist-antibacterial-lotion-soap-bottle-with-pump-dispenser-8-oz-4fb.jpg
SKU: DKLBG128 | Dukal DawnMist Lotion Soap Easy Pour with Pump | DawnMist Lotion Soap , Easy Pour with Pump | dawnmist-lotion-soap-easy-pour-with-pump-d57.jpg
SKU: DKLASP4142 | Dukal DawnMist Antibacterial Deodorant Soap, Individually Wrapped, # 1 | DawnMist Antibacterial Deodorant Soap, Individually Wrapped, # 1 | dawnmist-antibacterial-deodorant-soap-individually-wrapped-1-f7e.jpg
SKU: DKLASP4135 | Dukal DawnMist Antibacterial Deodorant Soap, Individually Wrapped, # # 1 1/2 | DawnMist Antibacterial Deodorant Soap, Individually Wrapped, # # 1 1/2 | dawnmist-antibacterial-deodorant-soap-individually-wrapped-1-1-2-3dc.jpg
SKU: DKLASP4128 | Dukal DawnMist Antibacterial Deodorant Soap, Individually Wrapped, # 1/2 | DawnMist Antibacterial Deodorant Soap, Individually Wrapped, # 1/2 | dawnmist-antibacterial-deodorant-soap-individually-wrapped-1-2-35a.jpg
SKU: DKLASP4166 | Dukal DawnMist Antibacterial Deodorant Soap, # 3 | DawnMist Antibacterial Deodorant Soap, # 3 | dawnmist-antibacterial-deodorant-soap-3-c29.jpg
SKU: DKLASP4159 | Dukal DawnMist Antibacterial Deodorant Soap, # 3/4 | DawnMist Antibacterial Deodorant Soap, # 3/4 | dawnmist-antibacterial-deodorant-soap-3-4-0ab.jpg
SKU: DKLASP8126 | Dukal DawnMist Antibacterial Deodorant Soap, # 5 | DawnMist Antibacterial Deodorant Soap, # 5 | dawnmist-antibacterial-deodorant-soap-5-e5c.jpg
SKU: DKLSP30 | Dukal DawnMist Facial and Body Soap, # 3 | DawnMist Facial and Body Soap, # 3 | dawnmist-facial-and-body-soap-3-7f1.jpg
SKU: DKLSP15 | Dukal DawnMist Facial and Body Soap, # 1 1/2 | DawnMist Facial and Body Soap, # 1 1/2 | dawnmist-facial-and-body-soap-1-1-2-ba2.jpg
SKU: DKLSP05 | Dukal DawnMist Facial and Body Soap, # 1/2 | DawnMist Facial and Body Soap, # 1/2 | dawnmist-facial-and-body-soap-1-2-438.jpg
SKU: DKLSPU30 | Dukal DawnMist Facial and Body Soap, # 3, Bulk | DawnMist Facial and Body Soap, # 3, Bulk | dawnmist-facial-and-body-soap-3-bulk-ccb.jpg
SKU: MMPL24-10MAI | Medegen Medical Products Castile Soap 1/3 Ounce Packets | This clear, odorless, pure vegetable oil-based soap is 17% concentration in deionized water. | castile-soap-1-3-ounce-packets-e76.jpg
SKU: GOJ1932-04 | GOJO Industries PurellÂ® TFXâ„¢ Waterless Surgical Scrub Dispenser Touch Free Blue/White For 1907 | With the Purell TFX touch free dispensing system, there is nothing to touch or push. Just place hands below. It takes hand hygiene to a whole new level. Reliability is guaranteed. You get all the benefits of touch less without the worry of whether or not your dispenser is working. Skylight makes it easy to see when its time to reload. Turns off automatically when dispenser is opened. 30,000 uses from three standard C-size alkaline batteries which are included. Fully ADA complaint. UL/CE registered. Sanitary-sealed, collapsible bottle refill keeps germs out. Fresh dispensing valve with every refill. Holds 1200mL sealed refill. | purellreg-tfxtrade-waterless-surgical-scrub-dispenser-touch-free-blue-white-for-1907-459.jpg
SKU: GOJ5483-04 | GOJO Industries PURELL Waterless Surgical Scrub Gel 1200 mL Refill | PURELLÂ® Waterless Surgical Scrub Gel 1200 mL Refill for PURELLÂ® TFXâ„¢ dispenser. Specially-formulated for the operating room and other high-risk areas. | purell-waterless-surgical-scrub-gel-1200-ml-refill-074.jpg
SKU: MMPL24-10MAIG | Medegen Medical Products Castile Soap 1/3 oz Packets - 125 per Box | MEDEGEN CASTILE SOAP | castile-soap-1-3-oz-packets-125-per-box-e76.jpg
SKU: GOJ2115-06G | GOJO Industries ProvonÂ® Space Saver Dispenser Grey Uses 1000mL Refills - Each | GOJO PROVONÂ® DISPENSERS | provonreg-space-saver-dispenser-grey-uses-1000ml-refills-each-43d.jpg
SKU: GOJ5160-06G | GOJO Industries PROVONÂ® FMX-12â„¢ Gray Dispenser Uses 1250mL Refill - Each | GOJO PROVONÂ® DISPENSERS | provonreg-fmx-12trade-gray-dispenser-uses-1250ml-refill-each-30d.jpg
SKU: GOJ2108-08G | GOJO Industries NXTÂ® Mild Lotion Soap 1000mL - Each | GOJO PROVONÂ® MILD LOTION SOAP | nxtreg-mild-lotion-soap-1000ml-each-5c7.jpg
SKU: GOJ2113-08G | GOJO Industries NXTÂ® Lotion Cleaner 1000mL - Each | GOJO PROVONÂ® ENRICHED LOTION CLEANSER | nxtreg-lotion-cleaner-1000ml-each-e67.jpg
SKU: GOJ2313-12G | GOJO Industries Lotion Cleanser 16 fl oz Pump Bottle - Each | GOJO PROVONÂ® ENRICHED LOTION CLEANSER | lotion-cleanser-16-fl-oz-pump-bottle-each-bda.jpg
SKU: GOJ5304-03G | GOJO Industries FMX-12â„¢ Antimicrobial Skin Cleanser 1200mL - Each | GOJO PROVONÂ® ANTIMICROBIAL SKIN CLEANSER | fmx-12trade-antimicrobial-skin-cleanser-1200ml-each-c03.jpg
SKU: GOJ2158-08G | GOJO Industries NXTÂ® Lotion Soap 1000mL - Each | GOJO PROVONÂ® MEDICATED LOTION SOAP W/TRICLOSAN | nxtreg-lotion-soap-1000ml-each-da6.jpg
SKU: GOJ4216-04G | GOJO Industries Lotion Soap Pour Gallon - Each | GOJO PROVONÂ® ANTIMICROBIAL LOTION SOAP | lotion-soap-pour-gallon-each-fd4.jpg
SKU: GOJ2218-04G | GOJO Industries NXTÂ® Lotion Soap 2000mL - Each | GOJO PROVONÂ® ANTIMICROBIAL LOTION SOAP | nxtreg-lotion-soap-2000ml-each-fba.jpg
SKU: GOJ2158-08G | GOJO Industries NXTÂ® Lotion Soap 1000mL - Each | GOJO PROVONÂ® MEDICATED LOTION SOAP W/TRICLOSAN | nxtreg-lotion-soap-1000ml-each-da6.jpg
SKU: GOJ4303-12G | GOJO Industries Lotion Soap 16 fl oz Pump Bottle - Each | GOJO PROVONÂ® ANTIMICROBIAL LOTION SOAP | lotion-soap-16-fl-oz-pump-bottle-each-659.jpg
SKU: GOJ4301-48G | GOJO Industries Lotion Soap 4 fl oz Bottle - Each | GOJO PROVONÂ® ANTIMICROBIAL LOTION SOAP | lotion-soap-4-fl-oz-bottle-each-044.jpg
SKU: GOJ9112-12G | GOJO Industries Lotion Skin Cleanser - Each | GOJO 800ML BAG-IN-BOX SYSTEM | lotion-skin-cleanser-each-661.jpg
SKU: GOJ9212-12G | GOJO Industries Ultra Mild Antimicrobial Lotion Soap with Chloroxylenol - Each | GOJO 800ML BAG-IN-BOX SYSTEM | ultra-mild-antimicrobial-lotion-soap-with-chloroxylenol-each-b90.jpg
SKU: GOJ9756-06G | GOJO Industries Traditional Bag-in-Box 800mL - Each | GOJO MICRELLÂ® ANTIBACTERIAL LOTION SOAP | traditional-bag-in-box-800ml-each-02e.jpg
SKU: GOJ9759-12G | GOJO Industries Lotion Soap 12 oz Pump Bottle - Each | GOJO MICRELLÂ® ANTIBACTERIAL LOTION SOAP | lotion-soap-12-oz-pump-bottle-each-cd8.jpg
SKU: GOJ9755-04G | GOJO Industries Lotion Soap Gallon - Each | GOJO MICRELLÂ® ANTIBACTERIAL LOTION SOAP | lotion-soap-gallon-each-236.jpg
SKU: GOJ2157-08G | GOJO Industries NXTÂ® Lotion Soap 1000mL - Each | GOJO MICRELLÂ® ANTIBACTERIAL LOTION SOAP | nxtreg-lotion-soap-1000ml-each-c9b.jpg
SKU: GOJ2117-08G | GOJO Industries Deluxe Lotion Soap with Moisturizers - Each | Antimicrobial handwash designed for general purpose and medium-risk use. Kills most common germs that may cause disease. Contains the broad-spectrum antimicrobial agent chloroxylenol (PCMX) (0.3%), for excellent germ-killing efficacy of gram-positive and gram-negative microorganisms, including Methicillin-resistant Staphylococcus aureus (MRSA) and Vancomycin-resistant Enterococcus (VRE). Helps reduce the risk of acquiring infections by reducing disease-causing microbes. Produces a rich, clean-rinsing lather. Developed with mild skin cleaners, emollients, and conditioners including aloe and vitamins A&E. Dermatologist tested; low irritation and allergy potential. | deluxe-lotion-soap-with-moisturizers-each-cd3.jpg
SKU: GOJ5188-03G | GOJO Industries PROVONÂ® FMX-12â„¢ Foaming Medicated Handwash 1250mL - Each | A general purpose antimicrobial handwash with moisturizers and tricolsan. Kills most common germs that may cause disease. Dermatologist tested. | provonreg-fmx-12trade-foaming-medicated-handwash-1250ml-each-7b6.jpg
SKU: GOJ5788-04G | GOJO Industries PROVONÂ® Foaming Handwash 535mL Counter Top Pump Bottle - Each | A general purpose antimicrobial handwash with moisturizers and tricolsan. Kills most common germs that may cause disease. Dermatologist tested. | provonreg-foaming-handwash-535ml-counter-top-pump-bottle-each-aa4.jpg
SKU: GOJ5285-02G | GOJO Industries PROVONÂ® Foaming Handwash with Moisturizers FMX-20â„¢ 2000mL - Each | A general purpose handwash with a pleasant berry fragrance with moisturizers. Dermatologist tested. | provonreg-foaming-handwash-with-moisturizers-fmx-20trade-2000ml-each-980.jpg
SKU: GOJ5185-03G | GOJO Industries PROVONÂ® Foaming Handwash with Moisturizers FMX-12â„¢ 1250mL - Each | A general purpose handwash with a pleasant berry fragrance with moisturizers. Dermatologist tested. | provonreg-foaming-handwash-with-moisturizers-fmx-12trade-1250ml-each-614.jpg
SKU: GOJ5788-04G | GOJO Industries PROVONÂ® Foaming Handwash 535mL Counter Top Pump Bottle - Each | A general purpose antimicrobial handwash with moisturizers and tricolsan. Kills most common germs that may cause disease. Dermatologist tested. | provonreg-foaming-handwash-535ml-counter-top-pump-bottle-each-aa4.jpg
SKU: GOJ5385-02G | GOJO Industries PROVONÂ® Foaming Handwash with Advanced Moisturizers 1200mL TFX - Each | A general purpose handwash with a pleasant berry fragrance with moisturizers. Dermatologist tested. | provonreg-foaming-handwash-with-advanced-moisturizers-1200ml-tfx-each-cdd.jpg
SKU: GOJ5388-02G | GOJO Industries PROVONÂ® Medicated Foam Handwash Advanced Moisturizers - Each | A general purpose handwash with a pleasant berry fragrance with moisturizers. Dermatologist tested. | provonreg-medicated-foam-handwash-advanced-moisturizers-each-83e.jpg
SKU: GOJ5261-02G | GOJO Industries GOJOÂ® Luxury Foam Handwash - Each | A general purpose handwash with a pleasant berry fragrance with moisturizers. Dermatologist tested. | gojoreg-luxury-foam-handwash-each-4da.jpg
SKU: GOJ2125-06G | GOJO Industries NXTÂ® SPACE SAVERâ„¢ Dispenser - Each | GOJO MICRELLÂ® DISPENSERS | nxtreg-space-savertrade-dispenser-each-580.jpg
SKU: GOJ5186-03G | GOJO Industries FMX-12â„¢ Foaming Antimicrobial Handwash 1250mL - Each | GOJO PROVONÂ® FOAMING ANTIMICROBIAL HANDWASH | fmx-12trade-foaming-antimicrobial-handwash-1250ml-each-2ae.jpg
SKU: GOJ5162-03G | GOJO Industries Luxury Foam Antibacterial Handwash Orange Blossom Fragrance FMX-12â„¢ 1250mL - Each | GOJO 1250 ML FOAMING PRODUCTS | luxury-foam-antibacterial-handwash-orange-blossom-fragrance-fmx-12trade-1250ml-each-378.jpg
SKU: GOJ5161-03G | GOJO Industries Luxury Foam Handwash FMX-12â„¢ 1250mL - Each | GOJO 1250 ML FOAMING PRODUCTS | luxury-foam-handwash-fmx-12trade-1250ml-each-fd1.jpg
SKU: DIA80784G | Dial Liquid Soap Pump - 16 Ounces | Broad spectrum antimicrobial effectiveness with added skin conditioners for mildness. | liquid-soap-pump-16-ounces-082.jpg
SKU: DIA97501G | Dial Liquid Soap Antimicrobial 800 ml - Each | Broad spectrum antimicrobial effectiveness with added skin conditioners for mildness. | liquid-soap-antimicrobial-800-ml-each-3bc.jpg
SKU: DIA88047G | Dial Liquid Soap 1 Gallon - Each | Broad spectrum antimicrobial effectiveness with added skin conditioners for mildness. | liquid-soap-1-gallon-each-94d.jpg
SKU: DIA84024G | Dial Liquid Soap w/ Moisturizers DÃ©cor Pump - 7.5 Ounces | Broad spectrum antimicrobial effectiveness with extra moisturizers and conditioners to protect against dry skin. Ideal for frequent hand washing. | liquid-soap-w-moisturizers-deacutecor-pump-75-ounces-024.jpg
SKU: DIA95503G | Dial Liquid Soap Antimicrobial w/ Moisturizers 800 ml - Each | Broad spectrum antimicrobial effectiveness with extra moisturizers and conditioners to protect against dry skin. Ideal for frequent hand washing. | liquid-soap-antimicrobial-w-moisturizers-800-ml-each-f2a.jpg
SKU: DIA84022G | Dial Liquid Soap with Moisturizers 1 Gallon | Broad spectrum antimicrobial effectiveness with extra moisturizers and conditioners to protect against dry skin. | liquid-soap-with-moisturizers-1-gallon-121.jpg
SKU: DIA82834G | Dial Liquid Soap DÃ©cor Pump - 7.5 Ounces | Broad spectrum antimicrobial effectiveness. Extra mild, and formulated for very frequent hand washing.Hypoallergenic and dermatologist tested for sensitive skin. | liquid-soap-deacutecor-pump-75-ounces-21d.jpg
SKU: DIA97501G | Dial Liquid Soap Antimicrobial 800 ml - Each | Broad spectrum antimicrobial effectiveness with added skin conditioners for mildness. | liquid-soap-antimicrobial-800-ml-each-3bc.jpg
SKU: DIA82838G | Dial Liquid Soap 1 Gallon | Broad spectrum antimicrobial effectiveness. | liquid-soap-1-gallon-8dc.jpg
SKU: DIA96507G | Dial Antibacterial Soap Refill 800 ml Flex Pak - Each | Recommended for hand washing to decrease bacteria on the skin. Use in any institutional environment. Contains Triclosan. | antibacterial-soap-refill-800-ml-flex-pak-each-a90.jpg
SKU: GOJ5485-04G | GOJO Industries PurellÂ® Surgical Scrub 1200mL TFXâ„¢ Refill Clear - Each | PURELLÂ® Waterless Surgical Scrub is designed to meet and exceed FDA surgical scrub requirements with out the addition of harsh ingredients that can cause skin damage. Advanced alcohol formulation provides the instant germ kill, requires two appications and dries quickly, Compatible with latex, neoprene, and polyisoprene gloves. | purellreg-surgical-scrub-1200ml-tfxtrade-refill-clear-each-08f.jpg
SKU: GOJ9127-12G | GOJO Industries Gold & Klean Antimicrobial Lotion Soap - Each | GOJO 800ML VALUE LINE | gold-amp-klean-antimicrobial-lotion-soap-each-099.jpg
SKU: DMSS107-1GG | Derma Sciences Liquid Soap Gallon - Each | An effective odor reducing, non-alkaline, body and hair cleanser designed to make the bathing process a positive experience for staff and resident/patient. Its special combination of conditioners and emollients, in a pearlescent lotion base, provides this gentle product with its unique rich lather. It is both safe and effective for tub, shower, bedside basin and whirlpool bathing. With its proprietary apricot fragrance, it leaves both user and facility smelling clean and odor free. The product contains a special antimicrobial preserving system, designed to aid in eliminating cross infection concerns. | liquid-soap-gallon-each-445.jpg
SKU: DIA06060G | Dial Hand Soap Foaming Lotion 1 Liter Refill - Each | A mild, hypoallergenic liquid lotion soap that is gentle on the skin. With its fresh floral fragrance and rich lotion look and feel, DialÂ® Basics soap is a premium product with an emphasis on value. DialsÂ® Basics liquid lotion soap I 95% natural origin. Perfect for any commercial setting including healthcare facilities, schools, offices, restaurants, daycares and more. | hand-soap-foaming-lotion-1-liter-refill-each-4e2.jpg
SKU: GOJ8562-02G | GOJO Industries Luxury Foam Antibacterial Handwash 1500mL - Each | GOJO LUXURY FOAM HANDWASH | luxury-foam-antibacterial-handwash-1500ml-each-084.jpg
SKU: DIA81075G | Dial Hand Wash Foaming Antibacterial Health Care - 7.5 Ounces | Superior germ kill yet as mild to the skin as water itself. Broad spectrum antimicrobial effectiveness, particularly against MRSA. | hand-wash-foaming-antibacterial-health-care-75-ounces-95e.jpg
SKU: DIA00162G | Dial Hand Soap 1 Liter Refill - Each | Superior germ kill yet as mild to the skin as water itself. Broad spectrum antimicrobial effectiveness, particularly against MRSA. | hand-soap-1-liter-refill-each-9d9.jpg
SKU: GOJ1946-02G | GOJO Industries PROVONÂ® LTXâ„¢ Handwash 1200mL Plum - Each | GOJO PROVONÂ® LTX-12â„¢ ANTIBACTERIAL HANDWASH | provonreg-ltxtrade-handwash-1200ml-plum-each-7fb.jpg
SKU: GOJ1942-02G | GOJO Industries PROVONÂ® LTXâ„¢ Handwash 1200mL - Each | GOJO PROVONÂ® LTX-12â„¢ ANTIBACTERIAL HANDWASH | provonreg-ltxtrade-handwash-1200ml-each-2a5.jpg
SKU: DKLBG128G | Dukal Lotion Soap Gallon - Each | All soaps do not contain animal fat or by-products. Facial and Body Soap has gentle formula with mild fresh scent and is french milled for a longer lasting product. Antibacterial Deodorant Soap has gentle formula with antibacterial agent Triclosan, mild fresh scent, and is french milled. Antibacterial Lotion Soap has gently formula with antibacterial agent Triclosan, is enriched with conditioners to soothe frequently washed hands, and has light melon scent. Lotion Soap has gentle formula effective for cleansing and moisturizing the skin, is enriched with conditioners to soothe frequently washed hands, and has light jasmine scent. | lotion-soap-gallon-each-9b7.jpg
SKU: DKLABS3534G | Dukal Lotion Soap Antibacterial 8 oz Pump Bottle - Each | All soaps do not contain animal fat or by-products. Facial and Body Soap has gentle formula with mild fresh scent and is french milled for a longer lasting product. Antibacterial Deodorant Soap has gentle formula with antibacterial agent Triclosan, mild fresh scent, and is french milled. Antibacterial Lotion Soap has gently formula with antibacterial agent Triclosan, is enriched with conditioners to soothe frequently washed hands, and has light melon scent. Lotion Soap has gentle formula effective for cleansing and moisturizing the skin, is enriched with conditioners to soothe frequently washed hands, and has light jasmine scent. | lotion-soap-antibacterial-8-oz-pump-bottle-each-a09.jpg
SKU: GOJ1941-02G | GOJO Industries Handwash Foam Clear & Mild 1200mL Refill - Each | GOJO PROVONÂ® LTX-12â„¢ HANDWASH | handwash-foam-clear-amp-mild-1200ml-refill-each-64a.jpg
SKU: DIA06044G | Dial Liquid Soap Pump - 16 Ounces | DIALÂ® BASICS LIQUID & FOAM SOAP | liquid-soap-pump-16-ounces-fee.jpg
SKU: DIA06047G | Dial Liquid Soap 1 Gallon - Each | DIALÂ® BASICS LIQUID & FOAM SOAP | liquid-soap-1-gallon-each-f64.jpg
SKU: DIA03226G | Dial Flex Dispenser Model 22 800 ml Liquid Soap White - Each | DIALÂ® DISPENSERS | flex-dispenser-model-22-800-ml-liquid-soap-white-each-b20.jpg
SKU: DIA00910G | Dial Bar Soap Antibacterial Gold Retail Wrapped - 3.5 Ounces | DIALÂ® DEODORANT BAR SOAPS - RETAIL PACKAGING | bar-soap-antibacterial-gold-retail-wrapped-35-ounces-d26.jpg
SKU: DIA02401G | Dial Bar Soap Antibacterial Gold Retail Wrapped - 4 Ounces | DIALÂ® DEODORANT BAR SOAPS - RETAIL PACKAGING | bar-soap-antibacterial-gold-retail-wrapped-4-ounces-622.jpg
SKU: DIA00098G | Dial Bar Soap Unwrapped - 2.5 Ounces | DIALÂ® DEODORANT BAR SOAPS - RETAIL PACKAGING | bar-soap-unwrapped-25-ounces-992.jpg
SKU: MTRX10-1518G | Metrex Research Vionex Liquid Soap 18 oz Bottle & Pump - Each | Creamy antimicrobial liquid soap, ideal for frequent use. Effective germ reduction in 30 seconds. Lotion-based formula for extra softness. Mild and nondrying to skin, contains conditioners, emollients and softeners. Developed for the healthcare professional. Active ingredient: chloroxylenol (PCMX) | vionex-liquid-soap-18-oz-bottle-amp-pump-each-b45.jpg
SKU: MTRX10-1500G | Metrex Research Vionex Liquid Soap Gallon Refill - Each | Creamy antimicrobial liquid soap, ideal for frequent use. Effective germ reduction in 30 seconds. Lotion-based formula for extra softness. Mild and nondrying to skin, contains conditioners, emollients and softeners. Developed for the healthcare professional. Active ingredient: chloroxylenol (PCMX) | vionex-liquid-soap-gallon-refill-each-db1.jpg
SKU: MTRX10-1504G | Metrex Research Vionex Liquid Soap 4 oz Bottle Flip Top | Creamy antimicrobial liquid soap, ideal for frequent use. | vionex-liquid-soap-4-oz-bottle-flip-top-763.jpg
SKU: MDPD240 | Ameriderm Laboratories Instaclean 4 Oz. Instant Hand Cleanser Anti-Microbial WATERLESS Sanitizing Gel | Instant Hand Cleanser Anti-Microbial WATERLESS Sanitizing Gel, The Economical Alternative To Cal-Stator Alcare Foamed Alcohol | instaclean-4-oz-instant-hand-cleanser-anti-microbial-waterless-sanitizing-gel-f30.jpg
SKU: MDPD245 | Ameriderm Laboratories Instaclean 16 Oz. Instant Hand Cleanser Anti-Microbial WATERLESS Sanitizing Gel | Instant Hand Cleanser Anti-Microbial WATERLESS Sanitizing Gel, The Economical Alternative To Cal-Stator Alcare Foamed Alcohol | instaclean-16-oz-instant-hand-cleanser-anti-microbial-waterless-sanitizing-gel-f8a.jpg
SKU: MDPD246 | Ameriderm Laboratories Instaclean 800ML Instant Hand Cleanser Anti-Microbial WATERLESS Sanitizing Gel | Instant Hand Cleanser Anti-Microbial WATERLESS Sanitizing Gel, The Economical Alternative To Cal-Stator Alcare Foamed Alcohol | instaclean-800ml-instant-hand-cleanser-anti-microbial-waterless-sanitizing-gel-cd7.png
SKU: MDPD247 | Ameriderm Laboratories Instaclean 1000ML Instant Hand Cleanser Anti-Microbial WATERLESS Sanitizing Gel | Instant Hand Cleanser Anti-Microbial WATERLESS Sanitizing Gel, The Economical Alternative To Cal-Stator Alcare Foamed Alcohol | instaclean-1000ml-instant-hand-cleanser-anti-microbial-waterless-sanitizing-gel-92f.png
SKU: DIA84029G | Dial Liquid Soap Antimicrobial with Moisturizers 1 Liter | Broad spectrum antimicrobial effectiveness with extra moisturizers and conditioners to protect against dry skin. | liquid-soap-antimicrobial-with-moisturizers-1-liter--dac.jpg
SKU: CLO7760 | Clorox AloeGuard Antimicrobial Soap Pump Bottle | Triclosan-free antimicrobial soap contains 0.5% PCMX to kill germs on skin. Soothing aloe vera-infused formla moisturizes and softens skin. Pleasant fragrance. | aloeguard-antimicrobial-soap-pump-bottle-0c2.jpg
SKU: CLO7725 | Clorox Antimicrobial Soap Flip Top Cap | Triclosan-free antimicrobial soap contains 0.5% PCMX to kill germs on skin. Soothing aloe vera-infused formla moisturizes and softens skin. Pleasant fragrance. | antimicrobial-soap-flip-top-cap-ad3.jpg
SKU: MDPD200 | Ameriderm Laboratories AmeriWash 800ML Antimicrobial Lotion Soap with TRICLOSAN | AmeriWash Antimicrobial Lotion Soap with TRICLOSAN, The Economical Alternative To Calgon Vestal Medicated Lotion Soap. | ameriwash-800ml-antimicrobial-lotion-soap-with-triclosan-b45.png
SKU: MDPD265 | Ameriderm Laboratories Bodywash 8 Oz. Rinse Free Shampoo and Body Cleanser | Rinse Free Shampoo and Body Cleanser, The Economical Alternative To The Original Rinseless Body Wash | bodywash-8-oz-rinse-free-shampoo-and-body-cleanser-63e.jpg
SKU: MDPD268 | Ameriderm Laboratories Bodywash 1 Gal. Rinse Free Shampoo and Body Cleanser | Rinse Free Shampoo and Body Cleanser, The Economical Alternative To The Original Rinseless Body Wash | bodywash-1-gal-rinse-free-shampoo-and-body-cleanser-7f1.jpg
SKU: MDPD205 | Ameriderm Laboratories AmeriWash 1000ML Antimicrobial Lotion Soap with TRICLOSAN | AmeriWash Antimicrobial Lotion Soap with TRICLOSAN, The Economical Alternative To Calgon Vestal Medicated Lotion Soap. | ameriwash-1000ml-antimicrobial-lotion-soap-with-triclosan-b45.png
SKU: MDPD210 | Ameriderm Laboratories AmeriWash 1 Gallon Antimicrobial Lotion Soap with TRICLOSAN | AmeriWash Antimicrobial Lotion Soap with TRICLOSAN, The Economical Alternative To Calgon Vestal Medicated Lotion Soap. | ameriwash-1-gallon-antimicrobial-lotion-soap-with-triclosan-b45.png
SKU: SOAA17100 | Safetec Universal Precaution Kit in Poly Bag | Greatly reduce infectious risk factors your workers face every day from improper body-fluid spill clean up. Universal Precaution Compliance Kit (Bloodborne/Body Fluid Spill Kit) helps meet the OSHA Compliance 1910.1030 Bloodborne Pathogens Standard by combining personal protection and clean up items mandated by OSHA, CDC and State Health Departments. | universal-precaution-kit-in-poly-bag-4a8.png
SKU: SOAA17170 | Safetec Bio Scoop and Scraper | The scoop and scraper is an integral part of the safe disposal system for removing solidified bodily fluids and bio-hazardous spills. The scoop and scraper are attached with a perforated section to easily break apart and begin use. Once the spill has been collected and scraped into the scoop it should be disposed of in the proper receptacle or bio hazard bag. | bio-scoop-and-scraper-537.png
SKU: SOAA17400 | Safetec Safety Shield | The Safetec 17400 Face Mask with Safety Shield is designed to protect the eyes, nose, and mouth from potential hazards. The transparent eye shield allows for a clear view during procedures and the bendable nose bar helps make a custom fit. The mask features pleating and elastic ear loops, and is fluid resistant for added protection. Safetec Combo Mask and Safety Shields are proudly made in the USA. | safety-shield-359.png
SKU: SOAA17100 | Safetec Universal Precaution Kit in Poly Bag | Greatly reduce infectious risk factors your workers face every day from improper body-fluid spill clean up. Universal Precaution Compliance Kit (Bloodborne/Body Fluid Spill Kit) helps meet the OSHA Compliance 1910.1030 Bloodborne Pathogens Standard by combining personal protection and clean up items mandated by OSHA, CDC and State Health Departments. | universal-precaution-kit-in-poly-bag-4a8.png
SKU: SOAA17170G | Safetec Bio Scoop and Scraper, Sold by Each | The scoop and scraper is an integral part of the safe disposal system for removing solidified bodily fluids and bio-hazardous spills. The scoop and scraper are attached with a perforated section to easily break apart and begin use. Once the spill has been collected and scraped into the scoop it should be disposed of in the proper receptacle or bio hazard bag. | bio-scoop-and-scraper-sold-by-each-102.png
SKU: SOAA17400 | Safetec Safety Shield | The Safetec 17400 Face Mask with Safety Shield is designed to protect the eyes, nose, and mouth from potential hazards. The transparent eye shield allows for a clear view during procedures and the bendable nose bar helps make a custom fit. The mask features pleating and elastic ear loops, and is fluid resistant for added protection. Safetec Combo Mask and Safety Shields are proudly made in the USA. | safety-shield-359.png
SKU: SOAA48725 | Safetec Chemotherapy Spill Kit Poly Bag | Designed for the clean-up of spills involving cytotoxic drugs. This kit features Green-Z solidifier to solidify and contain hazardous chemical spills for quick and easy clean-up and disposal with minimal exposure. | chemotherapy-spill-kit-poly-bag-5e2.jpg
SKU: SOAA48630 | Safetec Formaldehyde Spill Response Kit Hard Case | A convenient emergency response kit for medical personnel using formalin or other formaldehyde-containing substances. Ideal for containing small-volume spills. (Where a significant volume of fluid must be contained, notify emergency response personnel in accordance with facility guidelines.) | formaldehyde-spill-response-kit-hard-case-9e1.jpg
SKU: SOAA15201 | Safetec Multi-Purpose Spill Kit Hard Case | This Multi-Purpose Spill Kit solidifies gallons of various spills. The easy to carry and store molded plastic case fits easily behind a truck seat, or spill response cart. | multi-purpose-spill-kit-hard-case-7f3.jpg
SKU: BMCIFD-062 | Bowman Respiratory Hygiene Station - Locking | Respiratory Hygiene Station - LockingHolds two boxes of face masks, 1-2 boxes of facial tissues, and one hand sanitizer bottleStation has a hinged locking lid, and a locking flexible lid to secure the hand sanitizer bottleOptional sign holders (MP-070 or MP-075) are sold separatelyOptional kiosk stand sold separately. | respiratory-hygiene-station-locking-7ae.jpg
SKU: SOAA15205 | Safetec Spill Leader Kit Featuring Red Z | This wall mounted spill kit featuring Red ZÂ®, is designed for emergency response or hazardous lab spills. The solid solutions neutralize, stabilize, and solidify a variety of aqueous spills wherever they occur. | spill-leader-kit-featuring-red-z-129.jpg
SKU: DKL900200 | Dukal Reflections Chem Kit | The DUKAL Reflections Chem Kit includes all of the disposables you need to perform a routine chemical facial. The Atmosphere Breathing Extender (patent pending) is included in the kit for ultimate patient satisfaction. The tray itself reduces prep time and presents an individualized experience for every patient. Everything you need is right at your fingertips with this unique kit! | reflections-chem-kit-f04.jpg
SKU: MAI3000 | Medical Action Industries Biohazard Spill Kit | Biohazard Spill Kit, Powder free Gloves, PDI-Sanicloth w/Germicidal, Red-Z 3/4 oz, Plastic Scoop, 3x5 Blank Label, 9x3x12 Kraft Box, 9x12x2 Red Zip Closure Bag, 24x33 Brown Bag | biohazard-spill-kit-5f9.jpg
SKU: CM5058 | Palmero Discide Disinfecting Towelettes 6 X 6.75 | Hospital-level, one-step, ready-to-use quaternary ammonium, intermediate high-level alcohol-based disinfectant. Effectively kills in 1 minute-MRSA VRE TB HIV HERPES ADENOVIRUS STAPH PSEUDO SALMONELLA and is a FUNGICIDAL. | discide-disinfecting-towelettes-6-x-675--722.jpg
SKU: REC04675 | Reckitt Benckiser Lysol Disinfectant Fresh Scent, 19 oz. Spray Aerosol Can | Hospital disinfectant/deodorant is highly effective against TB, MRSA, influenza A (H1N1), norovirus, hepatitis A, poliovirus type 1 and HIV-1 (AIDS virus). Virucidal, fungicidal, bactericidal. Prevents odors and growth of mold and mildew. Stock up and save! Application: All-Purpose; Applicable Material: Ceramic;Glass;Plastic;Stainless Steel;Tile; Chemical Compound: Ethanol. ~ Includes 12 aerosol cans of disinfectant. | lysol-disinfectant-fresh-scent-19-oz-spray-aerosol-can-e68.jpeg
SKU: CRAM204027 | Cramer Sports Medicine Tuf Skin 4 oz Spray Colorless | Helps secure tape, underwrap and elastic wraps, reducing blister-causing friction. | tuf-skin-4-oz-spray-colorless-f7d.jpg
SKU: CLO31584 | Clorox Disinfectant Wipes 7 x 8 | Easy on Surfaces, Tough on Germs. Designed to clean and disinfect surfaces throughout your practice, so you can focus on what matters most: your patients. | disinfectant-wipes-7-x-8-589.jpg
SKU: SOAA37006 | Safetec Device Wipes | Safetec has developed a quick, easy to use solution to keep your screens and surfaces clean, sanitized, and free from unwanted residue with their new Safetec Device Wipe.Each towelette is formulated to be non-corrosive and non-abrasive, making them suitable for daily use. The formula also dries quickly, leaving a lint-free, streak-free finish that prevents any moisture damage. The individual packaging allows you to easily throw these wipes in your purse, backpack, or even your pocket for a quick, refreshing clean wherever you go. Computers, cell phones, tablets, televisions, cameras, remote controls, are the perfect application for the new Device Wipe.These ready to use pre-moistened wipes provide a fast drying, streak-free finish and come individually packaged, making them easy to bring with you wherever you go!Safetec Device Wipes can be used on:ComputersCell PhonesTabletsTelevisionsCamerasAnd more! | device-wipes-192.png
SKU: SOAA37006G | Safetec Device Wipes 100 Box | Safetec has developed a quick, easy to use solution to keep your screens and surfaces clean, sanitized, and free from unwanted residue with their new Safetec Device Wipe.Each towelette is formulated to be non-corrosive and non-abrasive, making them suitable for daily use. The formula also dries quickly, leaving a lint-free, streak-free finish that prevents any moisture damage. The individual packaging allows you to easily throw these wipes in your purse, backpack, or even your pocket for a quick, refreshing clean wherever you go. Computers, cell phones, tablets, televisions, cameras, remote controls, are the perfect application for the new Device Wipe.These ready to use pre-moistened wipes provide a fast drying, streak-free finish and come individually packaged, making them easy to bring with you wherever you go!Safetec Device Wipes can be used on:ComputersCell PhonesTabletsTelevisionsCamerasAnd more! | device-wipes-100-box-82e.png
SKU: WNPSENF5 | Weiman Enzyclean II NS Dual Enzyme No Suds, 5G | Please alert your Burnishine customers to the brand name change so that they are aware of the newWeiman labels prior to shipment. We look forward to your continued support and to sales growth as wemove forward with this exciting change. | enzyclean-ii-ns-dual-enzyme-no-suds-5g-f60.jpg
SKU: MTRX13-3324 | Metrex Research Envirocide | Envirocide is a convenient, ready-to-use, intermediate-level surface disinfectant which is effective against TB, HBV, HCV, viruses (hydrophilic and lipophilic), bacteria (including MRSA and VRE) and fungi. It is safe for all areas of the facility including NICU, operating rooms, isolation rooms, patient care areas and laboratories. When used as directed, it will also effectively clean and decontaminate critical and semi-critical instrumentation. | envirocide-292.jpg
SKU: MTRX13-3324 | Metrex Research Envirocide | Envirocide is a convenient, ready-to-use, intermediate-level surface disinfectant which is effective against TB, HBV, HCV, viruses (hydrophilic and lipophilic), bacteria (including MRSA and VRE) and fungi. It is safe for all areas of the facility including NICU, operating rooms, isolation rooms, patient care areas and laboratories. When used as directed, it will also effectively clean and decontaminate critical and semi-critical instrumentation. | envirocide-292.jpg
SKU: MTRX13-3325 | Metrex Research Envirocide 2.5 Gallon Jug & Spout Instrument Cleaner | Envirocide is a convenient, ready-to-use, intermediate-level surface disinfectant which is effective against TB, HBV, HCV, viruses (hydrophilic and lipophilic), bacteria (including MRSA and VRE) and fungi. It is safe for all areas of the facility including NICU, operating rooms, isolation rooms, patient care areas and laboratories. When used as directed, it will also effectively clean and decontaminate critical and semi-critical instrumentation. | envirocide-25-gallon-jug-spout-instrument-cleaner-fe8.jpg
SKU: SOAA37000 | Safetec Lens Cleaner Wipe Surface Cleaner | Lens Cleaner Wipes are pre-moistened lens tissues for use on eyeglasses, computer screens, goggles and other glass or plastic surfaces that leave a crystal clear, streak-free finish. | lens-cleaner-wipe-surface-cleaner-e93.jpg
SKU: SNHI74983 | Sultan Healthcare Gallon Quarternary Disinfectant Cleaner (concentrate), | Concentrate. Effective cleaner and disinfectant that kills odor-causing bacteria. Highly concentrated, cost-effective formula dilutes at 1:256. Virucidal, fungicidal and bactericidal. Effective against HIV-1, VRE, MRSA and other gram-positive as well as gram-negative microorganisms. Neutral pH in use. | gallon-quarternary-disinfectant-cleaner-concentrate--f29.jpg
SKU: CRTLPSC128 | Certol ProSpray Surface Disinfectant Refill 1 Gallon | ProSpray is a ready-to-use surface disinfectant and cleaner in one product, approved for use in medical and dental settings. | prospray-surface-disinfectant-refill-1-gallon-88a.jpg
SKU: CRTLPSC60/32 | Certol Prospray C-60, Concentrated Surfaceh Disinfectant/Cleaner, 32 Oz. Tip & Pour Measuring Bottle | Prospray C-60 Is A Concentrated Surface Disinfectant And Cleaner In One Product, Approved For Use In Medical And Dental Settings | prospray-c-60-concentrated-surfaceh-disinfectant-cleaner-32-oz-tip-pour-measuring-bottle-4fa.jpg
SKU: CRTLPSC60/48 | Certol Prospray C-60, Concentrated Surfaceh Disinfectant/Cleaner, Operatory Pack, Unit Dose Tubes, (48) 1/2 Oz. | ProSpray C-60 is a concentrated surface disinfectant and cleaner in one product, approved for use in medical and dental settings. | prospray-c-60-concentrated-surfaceh-disinfectant-cleaner-operatory-pack-unit-dose-tubes-48-1-2-oz-e09.jpg
SKU: CRTLPSC60/INT | Certol Prospray C-60, Concentrated Surfaceh Disinfectant/Cleaner, Intro Kit, Unit Dose Tubes - (24) 1/2 Oz | ProSpray C-60 is a concentrated surface disinfectant and cleaner in one product, approved for use in medical and dental settings. | prospray-c-60-concentrated-surfaceh-disinfectant-cleaner-intro-kit-unit-dose-tubes-24-1-2-oz-06e.jpg
SKU: CRTLPSC050 | Certol ProSpray Disinfectant Refill 5 Gallon Refill with Spigot | ProSpray is a ready-to-use surface disinfectant and cleaner in one product, approved for use in medical and dental settings. | prospray-disinfectant-refill-5-gallon-refill-with-spigot-e08.jpg
SKU: MADA2P584 | MADA Medical Pump For 5 Gal & 55 Gal MadaCide | Pump for use with 7010, 7011, 7023, and 7024. | pump-for-5-gal-55-gal-madacide-87e.jpg
SKU: MTRX10-7506 | Metrex Research MetriGuard Surface Disinfectant - 32 oz Spray | MetriGuard is a ready-to-use, multi-purpose intermediate-level surface disinfectant which is effective against TB, HBV, HCV, viruses (hydrophilic and lipophilic), bacteria (including MRSA and VRE) and fungi. It is safe and compatible for use on the surfaces of non-critical inanimate objects. The large 32 oz spray offers an economical advantage. | metriguard-surface-disinfectant-32-oz-spray-442.jpg
SKU: MTRX10-9450 | Metrex Research Metridry Drying Agent 5 Gallon | MetriDry is a concentrated drying agent designed for use in cart and automated washers where quick drying action and reduction of water spotting are needed. MetriDry is compatible with stainless steel, brass, latex rubber, plastic and glass. | metridry-drying-agent-5-gallon-712.jpg
SKU: MTRX10-9415 | Metrex Research Metridry Drying Agent - 15 Gallon | MetriDry is a concentrated drying agent designed for use in cart and automated washers where quick drying action and reduction of water spotting are needed. MetriDry is compatible with stainless steel, brass, latex rubber, plastic and glass | metridry-drying-agent-15-gallon-3af.jpg
SKU: BMT633712927 | Beaumont Deodorizing Cleaner, 22 oz Spray Bottle, 12/cs | CITRUS II Germicidal Deodorizing Cleaner deodorizes, and disinfects surfaces, equipment, and non-critical instruments. A broad spectrum germicidal cleaner, effective as a bactericide, fungicide, and virucide, including Hepatitis B and C, HIV-1 (the Virus that causes AIDS) and Tuberculosis, with excellent residual biocide action. It | deodorizing-cleaner-22-oz-spray-bottle-12-cs-7af.jpg
SKU: MTRX13-3308 | Metrex Research Envirocide | Envirocide is a convenient, ready-to-use, intermediate-level surface disinfectant which is effective against TB, HBV, HCV, viruses (hydrophilic and lipophilic), bacteria (including MRSA and VRE) and fungi. It is safe for all areas of the facility including NICU, operating rooms, isolation rooms, patient care areas and laboratories. When used as directed, it will also effectively clean and decontaminate critical and semi-critical instrumentation | envirocide-7a0.jpg
SKU: SNHI95524 | Sultan Healthcare Foaming Disinfectant Cleaner, 24 oz | Ready-to-use quaternary formula cleans, disinfects and deodorizes. Effective against HIV-1, Poliovirus Type 1, Staphylococcus, Salmonella and Pseudomonas on hard, nonporous surfaces. Contains no harsh acids, abrasives or bleach. Clings to vertical surfaces. Fresh, pleasant fragrance. | foaming-disinfectant-cleaner-24-oz-9a0.jpg
SKU: CRTLVC338 | Certol V Cide Chemical Vapor Sterilant Solution 1 Liter | Liquid chemical sterilant solution designed for use in unsaturated chemical vapor sterilizers. Improved formula reduces odor-causing agents. Does not corrode, rust or dull instruments. Cost-effective alternative for your chemical vapor sterilizer. Equivalent in performance and efficacy to Vapo-Steril solution. Compatible with most materials used in the construction of medical and dental instruments. | v-cide-chemical-vapor-sterilant-solution-1-liter-539.jpg
SKU: CRTLPVAC128 | Certol Liquid Evacuation System Cleaner, 1 Gal Bottle, Pump | Liquid Evacuation System Cleaner, 1 Gal Bottle, Pump | liquid-evacuation-system-cleaner-1-gal-bottle-pump-c3c.jpg
SKU: CRTLPVACU24 | Certol ProE-Vac Liquid Evacuation System Cleaner, 1 Oz. Unit Dose | ProE-Vac Liquid Evacuation System Cleaner, 1 Oz. Unit Dose | proe-vac-liquid-evacuation-system-cleaner-1-oz-unit-dose-7ab.jpg
SKU: SNHI74650 | Sultan Healthcare Original Scent Disinfectant Spray,19 oz | Effective against HIV-1 (AIDS Virus) and hydrophilic viruses such as Poliovirus Type 1 and Hepatitis A. Kills germs and eliminates odors on hard, nonporous surfaces. Formula is tuberculocidal, virucidal, fungicidal and bactericidal. Prevents odors and growth of damaging mold and mildew. Meets AOAC efficacy standards for hospital aerosol disinfectants. Meets the requirements of the OSHA Bloodborne Pathogen Standard for Decontamination. | original-scent-disinfectant-spray19-oz-a12.jpg
SKU: SNHI74276 | Sultan Healthcare Country Scent Disinfectant Spray, 19 oz | Effective against HIV-1 (AIDS Virus) and hydrophilic viruses such as Poliovirus Type 1 and Hepatitis A. Kills germs and eliminates odors on hard, nonporous surfaces. Formula is tuberculocidal, virucidal, fungicidal and bactericidal. Prevents odors and growth of damaging mold and mildew. Meets AOAC efficacy standards for hospital aerosol disinfectants. Meets the requirements of the OSHA Bloodborne Pathogen Standard for Decontamination. | country-scent-disinfectant-spray-19-oz-ab5.jpg
SKU: CRTLBB-0312H | Certol Tube Sox - 3" x 12" | Tube Sox - 3â€™â€™ x 12â€™â€™ | tube-sox-3-x-12-5ab.jpg
SKU: BSWC01593 | Bosworth Disinfecting Wipes Canister, Fresh Scent | Easy-to-use disposable wipes and spray that clean, sanitize, and disinfect non-porous surfaces throughout the dental office, including metal surfaces. Simply wipe and allow the surface to air dry. Fresh scent, bleach-free, phenol-free, EPA-Registered Disinfectant. Sanitizes, disinfects, deodorizes. Kills and prevents the growth of molds and mildew. Convenient as a multi-purpose disinfectant throughout the dental office and operatory. Complies with OSHA guidelines for blood borne pathogens. Meets AOAC efficacy testing requirements. | disinfecting-wipes-canister-fresh-scent-ca9.jpg
SKU: MADA7040 | MADA Medical Steri Fab Disinfectant Insecticide 16 oz Bottle | For use on mattresses, bedding, furniture, carpets, recreational vehicles and most inanimate surfaces.Steri-Fab is a one-step ready-to-use disinfectant/insecticide that kills insects, fungus, germs and odors on porous and non-porous inanimate surfaces.11-Way Protection includes; Virucide, Bactericide, Sanitizer, Fungicide, Insecticide, Deodorant, Germicide, Disinfectant, Mildewcide, Bacteriostatic and Fungistatic. | steri-fab-disinfectant-insecticide-16-oz-bottle-566.jpg
SKU: MTRX50-5057 | Metrex Research Canister Express Solidifies up to 500cc with Flip Top Cap | Solidifying Beads with PremiGuard CapCanister Express is engineered to solidify liquid medical waste in suction canisters | canister-express-solidifies-up-to-500cc-with-flip-top-cap-a86.jpg
SKU: MTRX50-5054 | Metrex Research Canister Express Solidifies up to 1,200cc with Flip Top Cap | Solidifying Beads with PremiGuard CapCanister Express is engineered to solidify liquid medical waste in suction canisters | canister-express-solidifies-up-to-1200cc-with-flip-top-cap-77e.jpg
SKU: MTRX50-5053 | Metrex Research Canister Express Solidifies up to 1500cc with Flip Top Cap | Solidifying Beads with PremiGuard CapCanister Express is engineered to solidify liquid medical waste in suction canisters | canister-express-solidifies-up-to-1500cc-with-flip-top-cap-a04.jpg
SKU: MTRX50-5055 | Metrex Research Canister Express Solidifies up to 2,000cc with Flip Top Cap | Solidifying Beads with PremiGuard CapCanister Express is engineered to solidify liquid medical waste in suction canisters | canister-express-solidifies-up-to-2000cc-with-flip-top-cap-7d8.jpg
SKU: CM11052 | Complete Medical Staphene 16 Oz. Spray Can | Feature 16 oz Can Perfect for cleaning rental beds and other equipment (can not be used on leather or vinyl) A disinfectant phenolic / quat combination spray and air sanitizer that is serum effective tuberculocidal fungicidal and HIV effective germicide | staphene-16-oz-spray-can-e77.jpg
SKU: CM5063 | PCI Medical Sanicloth 'Super' Wipes 6 x 6.75 Tub/160 | Feature SUPER SANI-CLOTH 6 x 6 3/4 Tub/160 Classic sani-cloth plus kills a broad spectrum of mico-organisms and contains less alcohol than super sani-cloth Super Sani-Cloth is for use in hospitals doctors offices and other critical care areas For use on surface and equipment such as stainless steel formica glass carts baskets cabinets etc. Super Sani-Cloth kills Herpes Simplex Type II HIV-1 Influenza A2/Hong Kong Rhinovirus Candida alibcans Klebsiella pneumoniae Methicillin Staphylococcus aureus Mycobacterium bovis-Tuberculosis Pseudomonas aeruginosa Salmonella choleraesuis and | sanicloth-super-wipes-6-x-675-tub-160-869.jpg
SKU: CM5042A | Palmero DisAseptic XRQ Quart Pump Spray Bottle(Frmrly Discide V) | Feature 1 Quart Spray Bottle A quaternary based disinfectant cleaner and deodorizer designed for use in health care / physical therapy facilities Ready-to-use disinfectant Kills TB HIV POLIO BACTERCIDAL FUNGICIDAL and VIRUCIDAL E-COLI PARVO STAPHYLOCOCCUS AUREUS SALMONELLA CHOLERAESUIS and PSUEDOMONAS AERUGINOSA in 10 minutes Meets EPA requirements for hospital use and is EPA registered Meets the OSHA guidelines for bloodborne pathogen standards Meets requirements for hospital use | disaseptic-xrq-quart-pump-spray-bottlefrmrly-discide-v-1a4.jpg
SKU: MCRSMC28-04-128 | Micro-Scientific Industries Micro Cide 28 HLD | 28-Day Reusable Sterilizing and High-Level Disinfectant Solution for Medical, Surgical, Endoscopic, and Dental Instrumentation. Micro-Cideâ„¢ 28 HLD is a 3% glutaraldehyde solution with attached powder activator. Once activated, Micro-Cideâ„¢ 28 HLD can be used for 28 days to provide high level disinfection or sterilization, providing the solution is above the 1.8% minimum effective concentration and is used according to directions for use. | micro-cide-28-hld-b25.png
SKU: BDMI38385309 | Bunzl Distribution Germicidal Wipes | Effective against a wide range of microorganisms and engineered to meet the disinfecting needs of today's busy healthcare professionals. Provides real-world kill and contact times, convenient application methods, and a one-year shelf-stable, bleach-based formula. One minute contact kills Rotavirus, E. coli, Staphylococcus Aureus, and HIV Type 1. Contains 1:10 bleach solution recommended by the CDC in a ready-to-use formula. | germicidal-wipes-b44.jpg
SKU: PDIQ08472G | PDI HB Germicidal Disposable Wipe Large 6" x 6 3/4" 160/tub - Each | Alcohol free, quaternary formula is effective against 100+ organisms in 10 minutes, including: HBV, influenza A/Hong Kong (H3N2), Acinetobacter baumannii, Aspergillus niger and Trichophyton mentagrophytes. Compatible with a broad range of hard, non-porous surfaces and equipment commonly found in healthcare environments. Meets CDC, OSHA and CMS Tag F441 guidelines. | hb-germicidal-disposable-wipe-large-6-x-6-3-4-160-tub-each-d88.jpg
SKU: PDIQ85484G | PDI HB Germicidal Disposable Wipe X-Large 7 1/2" x 15" - 65 per Canister | Alcohol free, quaternary formula is effective against 100+ organisms in 10 minutes, including: HBV, influenza A/Hong Kong (H3N2), Acinetobacter baumannii, Aspergillus niger and Trichophyton mentagrophytes. Compatible with a broad range of hard, non-porous surfaces and equipment commonly found in healthcare environments. Meets CDC, OSHA and CMS Tag F441 guidelines. | hb-germicidal-disposable-wipe-x-large-7-1-2-x-15-65-per-canister-39a.jpg
SKU: MTRX10-7506G | Metrex Research MetriGuard 32 oz Spray - Each | The most effective, ready-to-use, multi-purpose tuberculocidal broad spectrum, safe and compatible solution for use on the surfaces of inanimate objects. Especially useful in hospital operating rooms, emergency departments, isolation areas, neonatal units, laboratories and other critical care areas. Safe for use on medical/surgical equipment. | metriguard-32-oz-spray-each-f05.jpg
SKU: SNHI74983G | Sultan Healthcare Quarternary Disinfectant Cleaner Gallon - Each | Concentrate. Effective cleaner and disinfectant that kills odor-causing bacteria. Highly concentrated, cost-effective formula dilutes at 1:256. Virucidal, fungicidal and bactericidal. Effective against HIV-1, VRE, MRSA and other gram-positive as well as gram-negative microorganisms. Neutral pH in use. | quarternary-disinfectant-cleaner-gallon-each-32f.jpg
SKU: SNHI95029G | Sultan Healthcare Disinfectant Spray - 19 Ounces | Hospital-grade disinfectant proven to kill harmful microorganisms, such as tuberculosis, poliovirus, HIV-1, hepatitis A, herpes simplex types 1 and 2. Control Floâ„¢ valve enhances the surface coverage while minimizing airborne particles. 77% less fragrance than regular Lysol spray. Unique formula for dental and medical practices -- not available in stores. | disinfectant-spray-19-ounces-14f.jpg
SKU: SNHI95524G | Sultan Healthcare Foaming Disinfectant Cleaner 24 Ounces | Ready-to-use quaternary formula cleans, disinfects and deodorizes. | foaming-disinfectant-cleaner-24-ounces-2b1.jpg
SKU: SNHI74650G | Sultan Healthcare Disinfectant Spray Original Scent - 19 Ounces | Effective against HIV-1 (AIDS Virus) and hydrophilic viruses such as Poliovirus Type 1 and Hepatitis A. Kills germs and eliminates odors on hard, nonporous surfaces. Formula is tuberculocidal, virucidal, fungicidal and bactericidal. Prevents odors and growth of damaging mold and mildew. Meets AOAC efficacy standards for hospital aerosol disinfectants. Meets the requirements of the OSHA Bloodborne Pathogen Standard for Decontamination. | disinfectant-spray-original-scent-19-ounces-84d.jpg
SKU: SNHI74675G | Sultan Healthcare Disinfectant Spray Fresh Scent - 19 Ounces | Effective against HIV-1 (AIDS Virus) and hydrophilic viruses such as Poliovirus Type 1 and Hepatitis A. Kills germs and eliminates odors on hard, nonporous surfaces. Formula is tuberculocidal, virucidal, fungicidal and bactericidal. Prevents odors and growth of damaging mold and mildew. Meets AOAC efficacy standards for hospital aerosol disinfectants. Meets the requirements of the OSHA Bloodborne Pathogen Standard for Decontamination. | disinfectant-spray-fresh-scent-19-ounces-84d.jpg
SKU: SNHI74828G | Sultan Healthcare Disinfectant Spray Crisp Linen Scent - 19 Ounces | Effective against HIV-1 (AIDS Virus) and hydrophilic viruses such as Poliovirus Type 1 and Hepatitis A. Kills germs and eliminates odors on hard, nonporous surfaces. Formula is tuberculocidal, virucidal, fungicidal and bactericidal. Prevents odors and growth of damaging mold and mildew. Meets AOAC efficacy standards for hospital aerosol disinfectants. Meets the requirements of the OSHA Bloodborne Pathogen Standard for Decontamination. | disinfectant-spray-crisp-linen-scent-19-ounces-84d.jpg
SKU: CRTLPSC60/32G | Certol Meter Dose Bottle 32 oz Makes 8 Gal - Each | A concentrated dual synthetic phenolic disinfectant/cleaner for environmental surfaces in healthcare settings. Broad spectrum intermediate level activity against TB, HIV meets CDC guidelines. Water based formula safe for repeated use on vinyls, plastics, metals. | meter-dose-bottle-32-oz-makes-8-gal-each-5c4.jpg
SKU: KCC06070G | Kimberly-Clark KIMTECH PURE W4 CL4 PreSat Alcohol Wipe White 9" x 11" | Ideally suited for ISO Class 4 or higher clean rooms. | kimtech-pure-w4-cl4-presat-alcohol-wipe-white-9-x-11--19e.jpg
SKU: CRTLPSWG | Certol Disinfectant Wipes Soft Pack 9" x 10" - 72 per Pack | Wipes are a disinfectant/cleaner in presaturated towelettes. Same reliable dual synthetic phenolic formula as liquid ProSpray. Broad spectrum intermediate level activity against TB, HIV meet CDC guidelines for disinfection in healthcare settings. Non alcohol actives and water based formula means wipes stay moist longer. Non-staining and non bleaching, safe for repeated use on vinyls, plastics and more. | disinfectant-wipes-soft-pack-9-x-10-72-per-pack-839.jpg
SKU: CRTLPSWCG | Certol Disinfectant Wipes 6" x 6 3/4" - 240 per Canister | Wipes are a disinfectant/cleaner in presaturated towelettes. Same reliable dual synthetic phenolic formula as liquid ProSpray. Broad spectrum intermediate level activity against TB, HIV meet CDC guidelines for disinfection in healthcare settings. Non alcohol actives and water based formula means wipes stay moist longer. Non-staining and non bleaching, safe for repeated use on vinyls, plastics and more. | disinfectant-wipes-6-x-6-3-4-240-per-canister-f14.jpg
SKU: BMT633712927G | Beaumont Deodorizing Cleaner 22 oz Spray Bottle - Each | CITRUS II Germicidal Deodorizing Cleaner deodorizes, and disinfects surfaces, equipment, and non-critical instruments. A broad spectrum germicidal cleaner, effective as a bactericide, fungicide, and virucide, including Hepatitis B and C, HIV-1 (the Virus that causes AIDS) and Tuberculosis, with excellent residual biocide action. Itâ€™s also effective against mold and mildew. An EPA-registered, non-alcohol formula contains no toxic chemicals such as phenols or glutaraldehydes, and is tested safe for a variety of surfaces including vinyl and naugahyde. Itâ€™s non-acidic, non-corrosive, and non-staining. Citrus II is ready-to-use so thereâ€™s no inconvenient mixing, dilution, or activation required as with concentrates. Refreshing citrus scent keeps the facility smelling clean and fresh. | deodorizing-cleaner-22-oz-spray-bottle-each-e64.jpg
SKU: BMT633712928G | Beaumont Deodorizing Cleaner Gallon Refill - Each | CITRUS II Germicidal Deodorizing Cleaner deodorizes, and disinfects surfaces, equipment, and non-critical instruments. A broad spectrum germicidal cleaner, effective as a bactericide, fungicide, and virucide, including Hepatitis B and C, HIV-1 (the Virus that causes AIDS) and Tuberculosis, with excellent residual biocide action. Itâ€™s also effective against mold and mildew. An EPA-registered, non-alcohol formula contains no toxic chemicals such as phenols or glutaraldehydes, and is tested safe for a variety of surfaces including vinyl and naugahyde. Itâ€™s non-acidic, non-corrosive, and non-staining. Citrus II is ready-to-use so thereâ€™s no inconvenient mixing, dilution, or activation required as with concentrates. Refreshing citrus scent keeps the facility smelling clean and fresh. | deodorizing-cleaner-gallon-refill-each-aa0.jpg
SKU: CRSTXJSSGPG | Crosstex Disinfectant Gal - Each | Kills TB in 6 min. HBV in 3 min. HIV in 30 sec. Active Ingredients: Quaternary Ammonium & alcohol. Low alcohol content (21%) provides excellent cleaning with rapid TB kill. Use for both cleaning and disinfecting steps on hard, non-porous surfaces and patient care equipment. | disinfectant-gal-each-de0.jpg
SKU: CRSTXSANLCG | Crosstex Wipes 6" x 6 3/4" Large 160/tub - Tub | Sanitex Plus Wipes are fast acting, effective, and easy-to-use. Effective against a wide range of gram-positive and gram-negative bacteria, including TB, HIV-1, and Herpes Virus. The antibacterial action disinfects environmental surfaces and equipment such as stainless steel, FormicaÂ®, glass, tables, carts, baskets, counters, cabinets, telephones, Plexiglas, lights, handpieces, non-critical medical/dental instruments and other nonporous surfaces. Does not leave a sticky residue when used as directed. | wipes-6-x-6-3-4-large-160-tub-tub-2b1.jpg
SKU: CRSTXSANXLC2G | Crosstex Wipes 8" x 14" X-Large 65/tub - Tub | Sanitex Plus Wipes are fast acting, effective, and easy-to-use. Effective against a wide range of gram-positive and gram-negative bacteria, including TB, HIV-1, and Herpes Virus. The antibacterial action disinfects environmental surfaces and equipment such as stainless steel, FormicaÂ®, glass, tables, carts, baskets, counters, cabinets, telephones, Plexiglas, lights, handpieces, non-critical medical/dental instruments and other nonporous surfaces. Does not leave a sticky residue when used as directed. | wipes-8-x-14-x-large-65-tub-tub-2b1.jpg
SKU: MTRX13-5100G | Metrex Research CaviWipes1â„¢ 6" x 6 3/4" 160 ct/can - Each | Allows for faster changeover time and decreases risks of cross contamination It has a 1 minute kill time and a 1 step cleaning and disinfecting. Compatible with most hard, non-porous surfaces. | caviwipes1trade-6-x-6-3-4-160-ct-can-each-d6d.jpg
SKU: MTRX13-5150G | Metrex Research CaviWipes1â„¢ 9" x 12" 65 ct/can - Each | Allows for faster changeover time and decreases risks of cross contamination It has a 1 minute kill time and a 1 step cleaning and disinfecting. Compatible with most hard, non-porous surfaces. | caviwipes1trade-9-x-12-65-ct-can-each-986.jpg
SKU: MCRSMC28-04-128G | Micro-Scientific Industries Micro-Cide Disinfectant 1 Gallon - Each | A 28-day, reusable, high-level disinfectant. It can be used as a standard soak or in automatic reprocessing units. | micro-cide-disinfectant-1-gallon-each-340.jpg
SKU: MTRX13-3324G | Metrex Research Instrument Cleaner 24 oz Bottle & Sprayer - Each | EPA registered disinfectant/cleaner kills HIV and TB. Meets OSHA regulations. Non-staining, non-corrosive formula is safe to use on all surfaces. Biodegradable. Non-aerosol. Use as an instrument pre-soak. | instrument-cleaner-24-oz-bottle-amp-sprayer-each-16e.jpg
SKU: MTRX13-3300G | Metrex Research Instrument Cleaner Gallon Refill - Gallon | EPA registered disinfectant/cleaner kills HIV and TB. Meets OSHA regulations. Non-staining, non-corrosive formula is safe to use on all surfaces. Biodegradable. Non-aerosol. Use as an instrument pre-soak. | instrument-cleaner-gallon-refill-gallon-16e.jpg
SKU: MTRX13-3325G | Metrex Research Instrument Cleaner 2.5 Gallon Jug & Spout - Each | EPA registered disinfectant/cleaner kills HIV and TB. Meets OSHA regulations. Non-staining, non-corrosive formula is safe to use on all surfaces. Biodegradable. Non-aerosol. Use as an instrument pre-soak. | instrument-cleaner-25-gallon-jug-amp-spout-each-c11.jpg
SKU: CRTLPSCPSG | Certol Accessories: Empty 16 oz Spray Bottle Labeled to Meet OSHA Guidelines Includes Spray Head & Squirt Top - Each | A ready-to-use dual synthetic phenolic disinfectant/cleaner for environmental surfaces in healthcare settings. Broad spectrum intermediate level activity against TB, HIV meets CDC guidelines. Water based formula safe for repeated use on vinyls, plastics, metals. | accessories-empty-16-oz-spray-bottle-labeled-to-meet-osha-guidelines-includes-spray-head-amp-squirt-top-each-431.jpg
SKU: CRTLPSC240G | Certol Disinfectant Pump Spray - 24 Ounces | A ready-to-use dual synthetic phenolic disinfectant/cleaner for environmental surfaces in healthcare settings. Broad spectrum intermediate level activity against TB, HIV meets CDC guidelines. Water based formula safe for repeated use on vinyls, plastics, metals. | disinfectant-pump-spray-24-ounces-43e.jpg
SKU: CRTLPSC128G | Certol Disinfectant Refill 1 Gal - Each | A ready-to-use dual synthetic phenolic disinfectant/cleaner for environmental surfaces in healthcare settings. Broad spectrum intermediate level activity against TB, HIV meets CDC guidelines. Water based formula safe for repeated use on vinyls, plastics, metals. | disinfectant-refill-1-gal-each-835.jpg
SKU: CLO30824 | Clorox Hydrogen Peroxide Disinfectant Wipes | 30-second to 1-minutes disinfecting contact times on most bacteria and viruses. Kills over 40 common HAI and outbreak-causing pathogens, like MRSA and Norovirus. One-step, ready to use. Stays wet for entire contact time. Non-flammable. No added fragrances or harsh odors. | hydrogen-peroxide-disinfectant-wipes-6b0.jpg
SKU: CLO31757 | Clorox Disinfectant Wipes Alcohol Free 6.75" x 9" | Disinfectant Wipes, Alcohol Free, 6.75" x 9", 85/can, 6 can/cs | disinfectant-wipes-alcohol-free-675-x-9-37f.jpg
SKU: VIRZSP-PA4 | Virus Zero Portable Air Sterilizer | TheÂ Virus Zero Portable Air SterilizerÂ uses award-winning Samsungâ€™s S-Plasma IonÂ Technology to sterilize rooms up to 231 square feet without the need for any replacement filters.The included car adapter allows you to keep the air in your car clean on your daily commutes and vacation road trips. Samsungâ€™s new S-Plasma ionÂ technology is capable of:Eliminating allergens, fungi, bacteria, and moldNeutralizing active oxygen radicalsQuickly eliminating airborne virusesFilterless air sterilization | portable-air-sterilizer-84a.jpg
SKU: MTRX13-5155 | Metrex Research CaviWipes1 Extra Large Singles 50 Count 9â€ x 12â€ | The all new, exceptionally fast end effective CaviWipes1 is Metrexâ€™s next generation surface disinfectant. CaviWipes1, a multi-purpose disinfectant/decontaminant wipe, can be used on hard, non-porous surfaces. The improvements found in the latest formulation are effective in killing 99.9% of bacteria, viruses and fungi in 1-minute including TB, MDR A. baumannii, HIV-1, HBV,HCV and many more. When used as directed, the fragrance free CaviWipes1 will effectively clean and disinfect surfaces and can help reduce the risk of cross contamination. | caviwipes1-extra-large-singles-50-count-9-x-12-a50.jpg
SKU: CRTLPSWCT-1 | Certol ProSpray wipes Tall Canister 8-1/2â€ x 12â€ | Reliable ProSpray formula with non-alcohol actives. Wipes stay moist longer, Protect people AND equipment: Reduce aerosols with ProSpray wipes, Ideal for disinfection around electronics, keyboards, digital radiographic sensors and switches, Perfect for â€œhigh touchâ€ surfaces in public areas implicated in transmission of C. difficile and Norovirus: locker rooms, exercise equipment, TV controls, door knobs, faucets and phones, Clean non-submersible power equipment prior to sterilization. | prospray-wipes-tall-canister-8-1-2-x-12-321.png
SKU: MCRSMOCW-001 | Micro-Scientific Industries Metal Wall Bracket for Opti-Cide | The Micro Scientific Industries metal wall bracket for Opti-Cide wipe canisters are high quality and reliable brackets that you can count on. Designed as a single bracket, this canister holder is convenient and easy to use. | metal-wall-bracket-for-opti-cide-f56.jpg
SKU: MDPD605 | Ameriderm Laboratories Odor Eliminator Spray Refill 1 Gallon | The MedPride AmeriDerm AirCareâ„¢ Odor Eliminator is a deodorizer designed to immediately eliminate obnoxious and offensive odors on contact. This odor eliminator is available in two sizes: 8 oz. and 1 gallon. The 8 oz. bottle has a pump which quickly dispenses the spray in a convenient fashion. The AirCareâ„¢ spray has a non-aerosol formula. The MedPride AirCareâ„¢ odor eliminator has the ability to freshen the surrounding air in addition to destroying odors. This air odor eliminator is perfect for institutional, industrial and household use. MedPride AirCareâ„¢ is sold by the case. | odor-eliminator-spray-refill-1-gallon-90a.jpg
SKU: CRTLPSW | Certol Prospray Wipes, Surface Disinfectant/Cleaner Towelettes, Soft Pack - 9" X 10" | Wipes Are A Disinfectant/Cleaner In Presaturated Towelettes. Same Reliable Dual Synthetic Phenolic Formula As Liquid Prospray. Broad Spectrum Intermediate Level Activity Against Tb, Hiv Meet Cdc Guidelines For Disinfection In Healthcare Settings. Non Alcohol Actives And Water Based Formula Means Wipes Stay Moist Longer. Non-Staining And Non Bleaching, Safe For Repeated Use On Vinyls, Plastics And More. | prospray-wipes-surface-disinfectant-cleaner-towelettes-soft-pack-9-x-10-f7e.jpg
SKU: CRTLPSWC | Certol ProSpray Wipes, Surface Disinfectant, Canister, 6" x 6.75" | Wipes are a disinfectant/cleaner in presaturated towelettes. Same reliable dual synthetic phenolic formula as liquid ProSpray. Broad spectrum intermediate level activity against TB, HIV meet CDC guidelines for disinfection in healthcare settings. Non alcohol actives and water based formula means wipes stay moist longer. Non-staining and non bleaching, safe for repeated use on vinyls, plastics and more. | prospray-wipes-surface-disinfectant-canister-6-x-675-7ae.jpg
SKU: MKS28844100 | McKesson Multi-Purpose Disinfectant McKesson Liquid 16 oz. | Multi-Purpose Disinfectant McKesson Liquid 16 oz. | multi-purpose-disinfectant-mckesson-liquid-16-oz-07a.jpg
SKU: DYNRP-Q85084 | Dynarex Sani Cloth Plus XL | Use on surfaces and equipment such as stainless steel, formica, glass, carts, baskets, counters, cabinets and other hard non-porous surfaces | sani-cloth-plus-xl-4f3.png
SKU: RBW62 | R & B Wire Air-Cushion Bumper Adhesive | This adhesive attaches bumpers to baskets securely. It will accommodate both 59 and 63 bumpers. Enough adhesive for 3-4 bumpers to be secured to baskets. | air-cushion-bumper-adhesive-adc.jpg
SKU: CRTLPREZ128 | Certol ProEZ 2, Dual Enzymatic Detergent with Pump, 1 Gallon | ProEZ 2 is a low foaming dual enzymatic detergent for cleaning medical and dental instruments. It is especially useful for cleaning flexible endoscopes and delicate instruments with complex surfaces including serrations, box locks and channels. | proez-2-dual-enzymatic-detergent-with-pump-1-gallon-1c5.jpg
SKU: CM6386A | Complete Medical Liquid Push Down Alcohol Dispenser Labeled | Press down and fluid comes up, Safe, One Touch operation, Perfect for alcohol dispensing on cotton ball, swabs, brushes, Convenient Swing Lid, reduces odors, maintains purity, Large opening for easy filling, 8 oz Polyethylene bottle with Alcohol imprint. | liquid-push-down-alcohol-dispenser-labeled-515.jpg
SKU: CM208A | Complete Medical Betadine Scrub 16 Ounce | Betadine Surgical Scrub Solution. | betadine-scrub-16-ounce-207.jpg
SKU: CM6374A | Complete Medical Sundry Jars- Labeled Glass (Set/5) 7 x 4 1/2 | Feature GLASS Labeled Set/5 Set of 5 labeled as: Cotton Gauze Tongue Depressors Applicators and Bandages The glass jars are 7 deep x 4 1/4 diameter and feature a stainless steel cover Shipping Carton Size: 18 L x 16 W x 10 H | sundry-jars-labeled-glass-set-5-7-x-4-1-2-aab.jpg
SKU: CM6374B | Complete Medical Sundry Jars - Unlabeled Glass Set/6 7 x 4 1/2 | Feature GLASS Unlabeled Set/6 The glass jars are 7 deep x 4 1/4 diameter and feature a stainless steel cover | sundry-jars-unlabeled-glass-set-6-7-x-4-1-2-a41.jpg
SKU: CM3035-1 | Complete Medical Suture Removal Kit | Disposable sterile suture removal kits offer convenience and extra protection against cross infection | suture-removal-kit-a77.jpg
SKU: MLTXV930-61 | Miltex Extra Large Vaginal Speculum | VANTAGE PEDERSON Vaginal Speculum, extra-large. | extra-large-vaginal-speculum-713.jpg
SKU: OMNI350311 | Omnimed Infection Prevention Stand | The Infection Prevention Stand is sold in conjunction with infection organizers. The stand has a weighted base to provide a low center of gravity within a small footprint. The stand comes with a 5â€ x 13â€ platform to mount an assortment of organizers. Dual Lock is provided to secure the organizer to the platform. Example of items that can be secured to the platform are â€“ 304000 Sanitation Station, 304005 Infection Prevention Station, 304006 Hygienic Station, 304007 Glove and Mask Station, 304100 Single Tier Suture Rack, 304101 Double Tier Suture Rack, 304102 Triple Tier Suture Rack and 304200 Face Mask Holder. The column can also support the addition of baskets. The 350002 Transport Basket and the 350005 Wire Basket can be secured to the column for supplemental storage. Organizers and baskets are sold separately. | infection-prevention-stand-340.png
SKU: OMNI350002 | Omnimed Transport Basket for the Infection Prevention Stand | The OmniMed Transport Basket for the Infection Prevention Stand. promotes organization and efficinecy. | transport-basket-for-the-infection-prevention-stand-90c.png
SKU: OMNI304006 | Omnimed Hygienic Station for the Infection Prevention Stand | The OmniMed Hygienic Station for the Infection Prevention Stand promotes organization and efficiency. | -hygienic-station-for-the-infection-prevention-stand-063.png
SKU: OMNI304005 | Omnimed Infection Prevention Station for the Infection Prevention Stand | The OmniMed Infection Prevention Station for the Infection Prevention Stand promotes organization and efficiency. | -infection-prevention-station-for-the-infection-prevention-stand-467.png
SKU: JON12407 | Johnson & Johnson TyvekÂ® Roll with SterradÂ® Chemical Indicator 3" x 228" | Pouches and rolls feature a convenient built-in STERRAD Chemical Indicator. Chemical Indicators (CI) provide confirmation that instruments have been exposed to hydrogen peroxide. | tyvekreg-roll-with-sterradreg-chemical-indicator-3quot-x-228quot-a33.jpg
SKU: CM5676 | Complete Medical Plastic Disposable Vaginal Speculum Large | Ready for one time use. Perforated polybags for easy dispensing. | plastic-disposable-vaginal-speculum-large-a65.jpg
SKU: CM5674 | Complete Medical Plastic Disposable Vaginal Speculum Small | Ready for one time use, Perforated polybags for easy dispensing. Wide range adjustment. | plastic-disposable-vaginal-speculum-small-171.jpg
SKU: CM5671 | Complete Medical Graves Vaginal Speculum Stainless Steel Medium | Graves Vaginal Speculum Stainless Steel Medium. | graves-vaginal-speculum-stainless-steel-medium-0f8.jpg
SKU: CM5672 | Complete Medical Graves Vaginal Speculum St/S Large | Feature Large Stainless Steel | graves-vaginal-speculum-st-s-large-734.jpg
SKU: CM5675 | Complete Medical Plastic Disposable Vaginal Speculum Medium | Ready for one time use. Perforated polybags for easy dispensing. Clear, non-toxic, FDA grade plastic resin. Wide range adjustment. One hand operation. Reduced risk of cross contamination. Disposable. | plastic-disposable-vaginal-speculum-medium-d76.jpg
SKU: BMT632112923G | Beaumont Odor Eliminator 7 oz Spray Original Blend - Each | Citrus II Odor- Eliminator Air Fragrance can transform a room, or an entire building, into a healthy, fresh smelling environment by eliminating foul odors on contact! With this unique air fragrance, you can create a positive, relaxing atmosphere for patients, staff personnel and visitors... naturally! Citrus II is 100% natural and contains only the pure essential oils of tree ripened citrus fruit specially formulated to preserve their distinctive fragrance in an environmentally safe, non-aerosol container. Totally effective for hospitals, physicians, dentist offices and nursing homes. Environmentally safe, Citrus II eliminates the harsh odors of dental drilling, urine, feces, decubitus ulcers, oncology departments, cancer and diabetic wards, labs and exam rooms. Citrus II is safe to use everywhere - it's non-toxic, hypo-allergenic and biodegradable so it's safe for asthmatics and allergy sensitive patients. | odor-eliminator-7-oz-spray-original-blend-each-71d.jpg
SKU: BMT632112924G | Beaumont Odor Eliminator 7 oz Spray Natural Lemon - Each | Citrus II Odor- Eliminator Air Fragrance can transform a room, or an entire building, into a healthy, fresh smelling environment by eliminating foul odors on contact! With this unique air fragrance, you can create a positive, relaxing atmosphere for patients, staff personnel and visitors... naturally! Citrus II is 100% natural and contains only the pure essential oils of tree ripened citrus fruit specially formulated to preserve their distinctive fragrance in an environmentally safe, non-aerosol container. Totally effective for hospitals, physicians, dentist offices and nursing homes. Environmentally safe, Citrus II eliminates the harsh odors of dental drilling, urine, feces, decubitus ulcers, oncology departments, cancer and diabetic wards, labs and exam rooms. Citrus II is safe to use everywhere - it's non-toxic, hypo-allergenic and biodegradable so it's safe for asthmatics and allergy sensitive patients. | odor-eliminator-7-oz-spray-natural-lemon-each-f6c.jpg
SKU: BMT632112925G | Beaumont Odor Eliminator 4 oz Spray Original Blend - Each | Citrus II Odor- Eliminator Air Fragrance can transform a room, or an entire building, into a healthy, fresh smelling environment by eliminating foul odors on contact! With this unique air fragrance, you can create a positive, relaxing atmosphere for patients, staff personnel and visitors... naturally! Citrus II is 100% natural and contains only the pure essential oils of tree ripened citrus fruit specially formulated to preserve their distinctive fragrance in an environmentally safe, non-aerosol container. Totally effective for hospitals, physicians, dentist offices and nursing homes. Environmentally safe, Citrus II eliminates the harsh odors of dental drilling, urine, feces, decubitus ulcers, oncology departments, cancer and diabetic wards, labs and exam rooms. Citrus II is safe to use everywhere - it's non-toxic, hypo-allergenic and biodegradable so it's safe for asthmatics and allergy sensitive patients. | odor-eliminator-4-oz-spray-original-blend-each-261.jpg
SKU: BMT632112943G | Beaumont Odor Eliminator 1.5 oz Spray Original Blend - Each | Citrus II Odor- Eliminator Air Fragrance can transform a room, or an entire building, into a healthy, fresh smelling environment by eliminating foul odors on contact! With this unique air fragrance, you can create a positive, relaxing atmosphere for patients, staff personnel and visitors... naturally! Citrus II is 100% natural and contains only the pure essential oils of tree ripened citrus fruit specially formulated to preserve their distinctive fragrance in an environmentally safe, non-aerosol container. Totally effective for hospitals, physicians, dentist offices and nursing homes. Environmentally safe, Citrus II eliminates the harsh odors of dental drilling, urine, feces, decubitus ulcers, oncology departments, cancer and diabetic wards, labs and exam rooms. Citrus II is safe to use everywhere - it's non-toxic, hypo-allergenic and biodegradable so it's safe for asthmatics and allergy sensitive patients. | odor-eliminator-15-oz-spray-original-blend-each-e76.jpg
SKU: BMT636471430G | Beaumont Air Freshener 8 oz Solid Lemon Scent - Each | Citrus II Solid Air Freshener quickly absorbs odors, and freshens the air with a lemon scent, using a unique formula that utilizes activated charcoal. It provides convenient, continuous odor control that freshens up to 60 days and is effective in areas up to 350 square feet. | air-freshener-8-oz-solid-lemon-scent-each-7fd.jpg
SKU: MADA7055 | MADA Medical MadaGel 4 Ounces Instant Hand Sanitizer with Moisturizers | Instant Hand Sanitizer with Moisturizers. | madagel-4-ounces-instant-hand-sanitizer-with-moisturizers-048.jpg
SKU: GOJ9021-1M | GOJO Industries PURELL Sanitizing Hand Wipes | Enhance guest experience and satisfaction with economical towelettes that clean and sanitize. Individually wrapped, on-the-go amenity item for a wide variety of markets, including foodservice, travel and hospitality. | purell-sanitizing-hand-wipes-cc0.jpg
SKU: GOJ9657-12 | GOJO Industries Original Hand Sanitizer Refill 800mL Clear | PURELLÂ® Advanced Hygienic Hand Rub 800 mL Refill for GOJOÂ® Bag-in-Box Dispenser. | original-hand-sanitizer-refill-800ml-clear-767.jpg
SKU: MKS80322700 | McKesson Medi-Pak Performance Instant Hand Sanitizer - 4 oz. | Medi-Pak performance hand sanitizer - 4 oz. | medi-pak-performance-instant-hand-sanitizer-4-oz--b94.jpg
SKU: PDIA276BL | PDI Belt Pak For Use with A580FW | Professional Disposables, Intl. A276BL Belt Pak For Use with A580FW. | belt-pak-for-use-with-a580fw-9ab.jpg
SKU: SOAA18360 | Safetec 800 Ml ABHC Instant Hand Sanitizer Citrus Scent Dispenser Refill | Kills 99.99% of germs in 15 seconds without the use of soap and water. Our formula evaporates completely with no rinsing required. (a.b.h.c.) Instant Hand Sanitizer contains aloe vera to add moisture with each use, thus encouraging frequent hand-washing to aid in reducing the risk of cross-contamination. (a.b.h.c.) Instant Hand Sanitizer is available in convenient pump dispensers, single use pouches and flip top dispenser bottles. Our hand sanitizer helps you meet OSHA, APIC and CDC hand washing recommendations in the absence of soap and water. Instant Hand Sanitizer has demonstrated virucidal activity against HIV-1 and Avian Flu A in 15 seconds.* | 800-ml-abhc-instant-hand-sanitizer-citrus-scent-dispenser-refill-a36.jpg
SKU: SOAA2510101 | Safetec Citrus Scent Wall Mount 16 ounce Pump Bottle | Safetec Instant Hand Sanitizer (Citrus Scent) kills 99.99% of germs in 15 seconds and evaporates completely to leave hands not feeling sticky. | citrus-scent-wall-mount-16-ounce-pump-bottle-777.jpg
SKU: MKS46002700 | McKesson Fresh Moment Alcohol Gel Hand Sanitizer - 4 oz. | Fresh moment alcohol gel hand sanitizer - 4 oz. | fresh-moment-alcohol-gel-hand-sanitizer-4-oz-8c1.jpg
SKU: MKS46012700 | McKesson Fresh Moment Alcohol Gel Hand Sanitizer - 8 oz | Fresh moment alcohol gel hand sanitizer - 8 oz. | fresh-moment-alcohol-gel-hand-sanitizer-8-oz-d7a.jpg
SKU: MKS80332700 | McKesson Medi-Pak Performance Hand Sanitizer - 8 oz. | Medi-pak performance hand sanitizer - 8 oz. ethanol pump bottle | medi-pak-performance-hand-sanitizer-8-oz--2b6.jpg
SKU: MKS80372700 | McKesson Medi Pak Performance Instant Hand Sanitizer with Aloe 15 oz. | Medi-Pak performance hand sanitizer with aloe - 15 oz. ethanol pump bottle, A no-rinse, moisturizing hand gel with Vitamin E, to decrease bacteria on the skin. | medi-pak-performance-instant-hand-sanitizer-with-aloe-15-oz-fde.jpg
SKU: GOJ1919-04 | GOJO Industries GOJO LTX-12 Dispenser Chrome | High capacity 1200mL dispenser is ideal for high traffic areas. Lifetime Performance Guarantee; including batteries. GOJO SMART ELECTRONICS technology minimizes energy use per actuation, eliminating need to change batteries over the life of the system in most installations. Large sight window, skylight and clear refill bottles make it easy to check fill status. CONTROLLED COLLAPSE refills hold their shape as they empty for a more attractive appearance. Easily converts to locking dispenser. Removable pump makes recycling easy. SANITARY SEALED refills made of durable, recyclable PET material, using 30% less plastic than rigid HDPE bottles. Fully ADA compliant. | gojo-ltx-12-dispenser-chrome-f3c.jpg
SKU: GOJ1986-04 | GOJO Industries GOJO LTX-12 Dispenser Black | High capacity 1200mL dispenser is ideal for high traffic areas. Lifetime Performance Guarantee; including batteries. GOJO SMART ELECTRONICS technology minimizes energy use per actuation, eliminating need to change batteries over the life of the system in most installations. Large sight window, skylight and clear refill bottles make it easy to check fill status. CONTROLLED COLLAPSE refills hold their shape as they empty for a more attractive appearance. Easily converts to locking dispenser. Removable pump makes recycling easy. SANITARY SEALED refills made of durable, recyclable PET material, using 30% less plastic than rigid HDPE bottles. Fully ADA compliant. | gojo-ltx-12-dispenser-black-715.jpg
SKU: GOJ1984-04 | GOJO Industries GOJO LTX-12 Dispenser Grey | High capacity 1200mL dispenser is ideal for high traffic areas. Lifetime Performance Guarantee; including batteries. GOJO SMART ELECTRONICS technology minimizes energy use per actuation, eliminating need to change batteries over the life of the system in most installations. Large sight window, skylight and clear refill bottles make it easy to check fill status. CONTROLLED COLLAPSE refills hold their shape as they empty for a more attractive appearance. Easily converts to locking dispenser. Removable pump makes recycling easy. SANITARY SEALED refills made of durable, recyclable PET material, using 30% less plastic than rigid HDPE bottles. Fully ADA compliant. | gojo-ltx-12-dispenser-grey-20e.jpg
SKU: GOJ1388-04 | GOJO Industries GOJO LTX-7 Dispenser Brushed Chrome Black | Compact 700mL dispenser is ideal for tight spaces. Lifetime Performance Guarantee; including batteries. GOJO SMART ELECTRONICS technology minimizes energy use per actuation, eliminating need to change batteries over the life of the system in most installations. Large sight window, skylight and clear refill bottles make it easy to check fill status. CONTROLLED COLLAPSE refills hold their shape as they empty for a more attractive appearance. Easily converts to locking dispenser. Removable pump makes recycling easy. SANITARY SEALED refills made of durable, recyclable PET material, using 30% less plastic than rigid HDPE bottles. Fully ADA compliant. | gojo-ltx-7-dispenser-brushed-chrome-black-9d5.jpg
SKU: GOJ1386-04 | GOJO Industries GOJO LTX-7 Dispenser Black | Compact 700mL dispenser is ideal for tight spaces. Lifetime Performance Guarantee; including batteries. GOJO SMART ELECTRONICS technology minimizes energy use per actuation, eliminating need to change batteries over the life of the system in most installations. Large sight window, skylight and clear refill bottles make it easy to check fill status. CONTROLLED COLLAPSE refills hold their shape as they empty for a more attractive appearance. Easily converts to locking dispenser. Removable pump makes recycling easy. SANITARY SEALED refills made of durable, recyclable PET material, using 30% less plastic than rigid HDPE bottles. Fully ADA compliant. | gojo-ltx-7-dispenser-black-bf6.jpg
SKU: GOJ1384-04 | GOJO Industries GOJO LTX-7 Dispenser Grey White | Compact 700mL dispenser is ideal for tight spaces. Lifetime Performance Guarantee; including batteries. GOJO SMART ELECTRONICS technology minimizes energy use per actuation, eliminating need to change batteries over the life of the system in most installations. Large sight window, skylight and clear refill bottles make it easy to check fill status. CONTROLLED COLLAPSE refills hold their shape as they empty for a more attractive appearance. Easily converts to locking dispenser. Removable pump makes recycling easy. SANITARY SEALED refills made of durable, recyclable PET material, using 30% less plastic than rigid HDPE bottles. Fully ADA compliant. | gojo-ltx-7-dispenser-grey-white-821.jpg
SKU: KCC33958 | Kimberly-Clark KLEENEX Moisturizing Instant Hand Sanitizer White | KLEENEX Moisturizing Instant Hand Sanitizer is an advanced hand sanitizer scientifically formulated to heal dry skin and soften hands. This dermatologist tested proprietary formula contains Aloe, Vitamin E and other moisturizers to hydrate the skin. KLEENEX Moisturizing Instant Hand Sanitizer contains 62% Ethyl Alcohol, providing fast acting broad spectrum antimicrobial efficacy; it kills 99.99% of germs and is latex compatible. | kleenex-moisturizing-instant-hand-sanitizer-white-33b.jpg
SKU: KCC34089 | Kimberly-Clark KLEENEX Moisturizing Foam Hand Sanitizer Clear | KLEENEX Moisturizing Foam Hand Sanitizer is effective against a wide range of microorganisms. This clear 62% Ethyl Alcohol formula dispenses as a luxury foam with a light fresh fragrance. It effectively kills 99.99% of germs on hands in less than 15 seconds, without the use of water. Our proprietary formula contains moisturizers and conditioners to hydrate the skin. | kleenex-moisturizing-foam-hand-sanitizer-clear-d1d.jpg
SKU: KCC34089 | Kimberly-Clark KLEENEX Moisturizing Foam Hand Sanitizer Clear | KLEENEX Moisturizing Foam Hand Sanitizer is effective against a wide range of microorganisms. This clear 62% Ethyl Alcohol formula dispenses as a luxury foam with a light fresh fragrance. It effectively kills 99.99% of germs on hands in less than 15 seconds, without the use of water. Our proprietary formula contains moisturizers and conditioners to hydrate the skin. | kleenex-moisturizing-foam-hand-sanitizer-clear-d1d.jpg
SKU: KCC34089 | Kimberly-Clark KLEENEX Moisturizing Foam Hand Sanitizer Clear | KLEENEX Moisturizing Foam Hand Sanitizer is effective against a wide range of microorganisms. This clear 62% Ethyl Alcohol formula dispenses as a luxury foam with a light fresh fragrance. It effectively kills 99.99% of germs on hands in less than 15 seconds, without the use of water. Our proprietary formula contains moisturizers and conditioners to hydrate the skin. | kleenex-moisturizing-foam-hand-sanitizer-clear-d1d.jpg
SKU: GOJ3639-12 | GOJO Industries PURELL Advanced With Aloe Instant Hand Sanitizer 12 fl oz Bottle | PURELL Advanced With Aloe is enhanced with four different skin-conditioning agents that help maintain skin health â€” skin moisture and improves overall skin feel. This PURELL hand sanitizer is specially formulated with moisturizers that leave hands feeling soft and refreshed without stickiness or residue. America's #1 instant hand sanitizer kills more than 99.99% of most common germs. PURELL Advanced With Aloe works in as little as 15 seconds, with no water or towels needed. It provides unprecedented germ kill while soothing hands and maintaining skin health. | purell-advanced-with-aloe-instant-hand-sanitizer-12-fl-oz-bottle-710.jpg
SKU: GOJ1380-04 | GOJO Industries GOJO LTX-7 Dispenser White | Compact 700mL dispenser is ideal for tight spaces. Lifetime Performance Guarantee; including batteries. GOJO SMART ELECTRONICS technology minimizes energy use per actuation, eliminating need to change batteries over the life of the system in most installations. Large sight window, skylight and clear refill bottles make it easy to check fill status. CONTROLLED COLLAPSE refills hold their shape as they empty for a more attractive appearance. Easily converts to locking dispenser. Removable pump makes recycling easy. SANITARY SEALED refills made of durable, recyclable PET material, using 30% less plastic than rigid HDPE bottles. Fully ADA compliant. | gojo-ltx-7-dispenser-white-52d.jpg
SKU: GOJ1980-04 | GOJO Industries GOJO LTX-12 Dispenser White | High capacity 1200mL dispenser is ideal for high traffic areas. Lifetime Performance Guarantee; including batteries. GOJO SMART ELECTRONICS technology minimizes energy use per actuation, eliminating need to change batteries over the life of the system in most installations. Large sight window, skylight and clear refill bottles make it easy to check fill status. CONTROLLED COLLAPSE refills hold their shape as they empty for a more attractive appearance. Easily converts to locking dispenser. Removable pump makes recycling easy. SANITARY SEALED refills made of durable, recyclable PET material, using 30% less plastic than rigid HDPE bottles. Fully ADA compliant. | gojo-ltx-12-dispenser-white-794.jpg
SKU: GOJ9111-12 | GOJO Industries Santizing Wipes, 100 Ct Canister, 12/cs | Enhance guest experience and satisfaction with economical towelettes that clean and sanitize. Individually wrapped, on-the-go amenity item for a wide variety of markets, including foodservice, travel and hospitality. Made with 62% ethyl alcohol the same active ingredient as PURELL Instant Hand Sanitizer. | santizing-wipes-100-ct-canister-12-cs-38d.jpg
SKU: MTRX10-1510 | Metrex Research VioNex Antiseptic Towelette | VioNex Antiseptic Towelettes are intended to be used in the field, office, vehicle, clinic, hospital and anywhere else where handwashing with soap and water are not available. The towelettes are formulated with a non-flammable, non-irritating, skin cleansing and moisturizing solution that will leave your skin feeling soft. VioNexÂ® Antiseptic Towelettes are widely used by fire fighters and police officers. | vionex-antiseptic-towelette-0fa.jpg
SKU: KCC91590 | Kimberly-Clark KLEENEX Moisturizing Foam Hand Sanitizer | KLEENEXÂ® Moisturizing Foam Hand Sanitizer is effective against a wide range of microorganisms. This clear 62% Ethyl Alcohol formula dispenses as a luxury foam with a light fresh fragrance. It effectively kills 99.99% of germs on hands in less than 15 seconds, without the use of water. Our proprietary formula contains moisturizers and conditioners to hydrate the skin. | kleenex-moisturizing-foam-hand-sanitizer-3be.jpg
SKU: BMCIFD-111 | Bowman Respiratory Hygiene Station | Holds two boxes of face masks, two thin or one large box of tissues and one hand sanitizer gel pump dispenser or one hand sanitizing foam canister. Fits most brand name boxes: 2 boxes of face masks no larger than 7 3/4"W x 4"H x 4 3/4"D, 1 large or two small boxes of tissue no larger than 5 1/2"W x 10"H x 4 3/4"D, 1 hand sanitizing pump or foam dispenser with a mountable area of 6"W x 13 3/4"H x 4 3/4"D | respiratory-hygiene-station-6a3.jpg
SKU: BMCIFD-111 | Bowman Respiratory Hygiene Station | Holds two boxes of face masks, two thin or one large box of tissues and one hand sanitizer gel pump dispenser or one hand sanitizing foam canister. Fits most brand name boxes: 2 boxes of face masks no larger than 7 3/4"W x 4"H x 4 3/4"D, 1 large or two small boxes of tissue no larger than 5 1/2"W x 10"H x 4 3/4"D, 1 hand sanitizing pump or foam dispenser with a mountable area of 6"W x 13 3/4"H x 4 3/4"D | respiratory-hygiene-station-6a3.jpg
SKU: BMCIFD-068 | Bowman Infection Prevention Organizer | Infection Prevention OrganizerHolds two boxes of gloves, one box of face masks, and one hand sanitizer bottle. | infection-prevention-organizer-94b.png
SKU: BMCIMD-015 | Bowman Hand Gel Bottle Holder | Hand Gel Bottle HolderHolds one bottle of hand sanitizerScrew holes for wall mountingWhite ABS plastic. | hand-gel-bottle-holder-05d.png
SKU: 3M9222 | 3M Health Care Instant Hand Sanitizer Antiseptic Pump Bottle 500mL | Instand hand antiseptic with moisturizers provides rapid bactericidal action against a broad spectrum of microorganisms while helping to maintain the skin's integrity and prevent skin breakdown. Uniquely formulated to be non-drying and non-irritating to skin, even with multiple daily use. Contains 61% ethyl alcohol in an emollient-rich moisturizing base. Helps improve hand hygiene compliance in any health care environment. | instant-hand-sanitizer-antiseptic-pump-bottle-500ml-05d.jpg
SKU: MTRX10-1628 | Metrex Research VioNex No Rinse Gel 18 Ounce with Pump | VioNex No Rinse Gel antiseptic handwash provides a convenient and economical way to cleanse and kill germs on your hands when soap and water are not available. It is formulated with cleansers, skin conditioners and the active ingredient chloroxylenol, which provides germ-killing effectiveness that is non-flammable and will not dry the skin. It is recommended for critical care areas, EMS, professional and administrative areas. | vionex-no-rinse-gel-18-ounce-with-pump-930.jpg
SKU: NWWIHS4 | New World Imports Hand Sanitizer 4 oz | Effective at eliminating 99.9% of many common harmful germs and bacteria. | hand-sanitizer-4-oz--170.jpg
SKU: MTRX10-1624 | Metrex Research VioNex No Rinse Gel 4 Ounce Flip Top | VioNex No Rinse Gel antiseptic handwash provides a convenient and economical way to cleanse and kill germs on your hands when soap and water are not available. It is formulated with cleansers, skin conditioners and the active ingredient chloroxylenol, which provides germ-killing effectiveness that is non-flammable and will not dry the skin. It is recommended for critical care areas, EMS, professional and administrative areas. | vionex-no-rinse-gel-4-ounce-flip-top-c1b.jpg
SKU: NWWIHS2 | New World Imports Hand Sanitizer 2 oz | Hand Sanitizer 2 oz | hand-sanitizer-2-oz-d94.jpg
SKU: GOJ5491-04 | GOJO Industries PURELL Green Certified Instant Hand Sanitizer, TFX 1200 ml Refill | The world's first Green Certified Hand Sanitizer! Made from 100% naturally renewable ethanol. Meets the USDA BioPreferred program for biobased content. Readily biodegradable gel formula. Meets the EcoLogo hand sanitizer standard CCD-170 for environmental leadership and proven performance. Dispenser refills feature GOJO SMART FLEX technology â€” the lightweight, recyclable PET bottle made with 30% less material and the same durability as a standard rigid HDPE bottle. | purell-green-certified-instant-hand-sanitizer-tfx-1200-ml-refill-f8c.jpg
SKU: GOJ5391-02 | GOJO Industries PURELL Green Certified Instant Hand Sanitizer Foam1, TFX 1250 ml Refill | The world's first Green Certified Hand Sanitizer!2 Made from 100% naturally renewable ethanol. Meets the USDA BioPreferred program for biobased content.3 Readily biodegradable non-aerosol foam formula.4 Meets the EcoLogo hand sanitizer standard CCD-170 for environmental leadership and proven performance. Dispenser refills feature GOJO SMART FLEX technology â€” the lightweight, recyclable PET bottle made with 30% less material and the same durability as a standard rigid HDPE bottle. | purell-green-certified-instant-hand-sanitizer-foam1-tfx-1250-ml-refill-1ea.jpg
SKU: GOJ5398-02 | GOJO Industries PURELL Advanced Skin Nourishing Instant Hand Sanitizer Foam, TFX 1200 ml Refill | PURELL Advanced Skin Nourishing Instant Hand Sanitizer Foam provides advanced antimicrobial germ kill and this green certified formula meets EcoLogo hand sanitizer standard CCD-170 for environmental leadership and proven performance. PURELL Advanced is made from 100% naturally renewable ethanol, meeting the USDA BioPreferred program biobased content standards. Readily biodegradable non-aerosol foam formula provides broad-spectrum antimicrobial efficacy. With six moisturizers for optimal skin conditioning, itâ€™s clinically proven to improve skin condition in 14 days. This PURELL Advanced formula is fragrance free, dye free and compatible with latex, nitrile and vinyl gloves, and CHG. Meets CDC and APIC recommendations. | purell-advanced-skin-nourishing-instant-hand-sanitizer-foam-tfx-1200-ml-refill-2d4.jpg
SKU: GOJ5798-04 | GOJO Industries PURELL Advanced Skin Nourishing Instant Hand Sanitizer Foam, 535 ml Pump Bottle | PURELL Advanced Skin Nourishing Instant Hand Sanitizer Foam provides advanced antimicrobial germ kill and this green certified formula meets EcoLogo hand sanitizer standard CCD-170 for environmental leadership and proven performance. PURELL Advanced is made from 100% naturally renewable ethanol, meeting the USDA BioPreferred program biobased content standards. Readily biodegradable non-aerosol foam formula provides broad-spectrum antimicrobial efficacy. With six moisturizers for optimal skin conditioning, it's clinically proven to improve skin condition in 14 days. This PURELL Advanced formula is fragrance free, dye free and compatible with latex, nitrile and vinyl gloves, and CHG. Meets CDC and APIC recommendations. | purell-advanced-skin-nourishing-instant-hand-sanitizer-foam-535-ml-pump-bottle-30f.jpg
SKU: GOJ5698-24 | GOJO Industries PURELL Advanced Skin Nourishing Instant Hand Sanitizer Foam, 45 ml Pump Bottle | PURELL Advanced Skin Nourishing Instant Hand Sanitizer Foam provides advanced antimicrobial germ kill and this green certified formula meets EcoLogo hand sanitizer standard CCD-170 for environmental leadership and proven performance. PURELL Advanced is made from 100% naturally renewable ethanol, meeting the USDA BioPreferred program biobased content standards. Readily biodegradable non-aerosol foam formula provides broad-spectrum antimicrobial efficacy. With six moisturizers for optimal skin conditioning, it's clinically proven to improve skin condition in 14 days. This PURELL Advanced formula is fragrance free, dye free and compatible with latex, nitrile and vinyl gloves, and CHG. Meets CDC and APIC recommendations. | purell-advanced-skin-nourishing-instant-hand-sanitizer-foam-45-ml-pump-bottle-1a2.jpg
SKU: GOJ2740-12 | GOJO Industries TFX Touch Free For 1200mL Refills | TFX Touch Free For 1200mL Refills. | tfx-touch-free-for-1200ml-refills-280.jpg
SKU: GOJ2145-06 | GOJO Industries SHIELD Floor & Wall Protector for NXT | SHIELD Floor & Wall Protector helps maintain wall and floor appearance by attaching to the bottom of any 1000ml NXT dispenser. Protects floor, wall and countertop. ADA-compliant; simple and easy to install. Works with previously installed systems. | shield-floor-wall-protector-for-nxt-cb8.jpg
SKU: GOJ5362-02 | GOJO Industries Premium Foam Antibacterial Handwash, TFX 1200 ml Refill | Kills germs on hands while providing a rich, luxurious lather. Gentle on hands. Contains vitamin E and aloe. Fresh fruit fragrance. Translucent apricot color. | premium-foam-antibacterial-handwash-tfx-1200-ml-refill-cbe.jpg
SKU: GOJ5361-02 | GOJO Industries Premium Foam Handwash with Skin Conditioners, TFX 1200 ml Refill | Provides rich, thick lather for a luxurious handwashing experience. Gentle on skin. Pleasant cranberry fragrance. Translucent purple color. | premium-foam-handwash-with-skin-conditioners-tfx-1200-ml-refill-f44.jpg
SKU: GOJ5120-06 | GOJO Industries PURELL FMX-12 Dispenser, Dove Gray | Holds a 1200 mL sealed refill in a remarkably small footprint. Great for locations where a smaller, more traditional dispenser is preferred. Features skylight with an extra-large site window. One hand push operation. Optional key lock included. | purell-fmx-12-dispenser-dove-gray-dee.jpg
SKU: GOJ9022-10 | GOJO Industries PURELL Sanitizing Hand Wipes, 100 Count Box | Enhance guest and patient experience and satisfaction with economical towelettes that clean and sanitize. Individually wrapped, â€œon-the-goâ€ amenity item for a wide variety of markets, including foodservice, healthcare, travel and hospitality. Made with 62% ethyl alcohol â€“ the same active ingredient as original formula PURELL Instant Hand Sanitizer. | purell-sanitizing-hand-wipes-100-count-box-992.jpg
SKU: GOJ9020-4M | GOJO Industries PURELL Individual Wrapped Sanitizing Hand Wipes Bulk Packed | Enhance guest and patient experience and satisfaction with economical towelettes that clean and sanitize. Individually wrapped, â€œon-the-goâ€ amenity item for a wide variety of markets, including foodservice, healthcare, travel and hospitality. Made with 62% ethyl alcohol â€“ the same active ingredient as original formula PURELL Instant Hand Sanitizer. | purell-individual-wrapped-sanitizing-hand-wipes-bulk-packed-6b6.jpg
SKU: GOJ2424-DS | GOJO Industries PURELL Touch Free Floor Stand | Freestanding stations makes PURELL Instant Hand Sanitizer available anywhere. Great for high traffic areas or wherever crowds gather. For use with TFX and LTX-12 dispensers. Available in Matte Silver, Mineral Gray or Monarch Black finish. Dispenser sold separately. | purell-touch-free-floor-stand-f66.jpg
SKU: GOJ9699-12 | GOJO Industries PURELL APX Aerosol Dispensing System Dove Gray | PURELL APX Aerosol Dispensing System, Dove Gray | purell-apx-aerosol-dispensing-system-dove-gray-684.jpg
SKU: GOJ9698-12 | GOJO Industries PURELL Foaming Hand Sanitizer 15 oz Canister | Kills 99.99% of most common germs that may cause illness. Works in as little as 15 seconds. No water or towels needed. Rich, gentle aerosol foaming formula. Unique 15 oz canister can be placed on a shelf or used with the PURELL APX Aerosol Foam Dispenser. | purell-foaming-hand-sanitizer-15-oz-canister-086.jpg
SKU: GOJ9651-24 | GOJO Industries PURELL Advanced Instant Hand Sanitizer, 4 fl oz Bottle | America's #1 instant hand sanitizer delivers advanced antimicrobial germ kill while being very kind to the skin. PURELL Advanced Instant Hand Sanitizer kills more than 99.99% of most common germs. This alcohol-based hand sanitizer works in as little as 15 seconds, with no water or towels needed. Provides unprecedented germ kill while soothing hands and maintaining skin health. PURELL Advanced is enhanced with four different skin conditioning agents that help maintain skin healthâ€”skin moisture and improves overall skin feel. | purell-advanced-instant-hand-sanitizer-4-fl-oz-bottle-f1f.jpg
SKU: GOJ2156-08 | GOJO Industries PURELL Advanced Instant Hand Sanitizer, NXT 1000 ml Refill | America's #1 instant hand sanitizer delivers advanced antimicrobial germ kill while being very kind to the skin. PURELL Advanced Instant Hand Sanitizer kills more than 99.99% of most common germs. This alcohol-based hand sanitizer works in as little as 15 seconds, with no water or towels needed. Provides unprecedented germ kill while soothing hands and maintaining skin health. PURELL Advanced is enhanced with four different skin conditioning agents that help maintain skin healthâ€”skin moisture and improves overall skin feel. | purell-advanced-instant-hand-sanitizer-nxt-1000-ml-refill-8cc.jpg
SKU: GOJ2237-04 | GOJO Industries PURELL Advanced With Aloe Instant Hand Sanitizer, NXT 2000 ml Refill | PURELL Advanced With Aloe is enhanced with four different skin-conditioning agents that help maintain skin health â€” skin moisture and improves overall skin feel. This PURELL hand sanitizer is specially formulated with moisturizers that leave hands feeling soft and refreshed without stickiness or residue. America's #1 instant hand sanitizer kills more than 99.99% of most common germs. PURELL Advanced With Aloe works in as little as 15 seconds, with no water or towels needed. It provides unprecedented germ kill while soothing hands and maintaining skin health. | purell-advanced-with-aloe-instant-hand-sanitizer-nxt-2000-ml-refill-fa1.jpg
SKU: GOJ2137-08 | GOJO Industries PURELL Advanced With Aloe Instant Hand Sanitizer, NXT 1000 ml Refill | PURELL Advanced With Aloe is enhanced with four different skin-conditioning agents that help maintain skin health â€” skin moisture and improves overall skin feel. This PURELL hand sanitizer is specially formulated with moisturizers that leave hands feeling soft and refreshed without stickiness or residue. America's #1 instant hand sanitizer kills more than 99.99% of most common germs. PURELL Advanced With Aloe works in as little as 15 seconds, with no water or towels needed. It provides unprecedented germ kill while soothing hands and maintaining skin health. | purell-advanced-with-aloe-instant-hand-sanitizer-nxt-1000-ml-refill-4f2.jpg
SKU: GOJ9605-24 | GOJO Industries Purell Advanced Instant Hand Sanitizer 2 fl oz Personal Squeeze Bottle with Flip Top | PURELLÂ® Advanced Hand Sanitizer Gel 2 fl oz Portable Flip Cap Bottle. | purell-advanced-instant-hand-sanitizer-2-fl-oz-personal-squeeze-bottle-with-flip-top-fed.jpg
SKU: GOJ9674-12 | GOJO Industries PURELL Instant Hand Sanitizer, Opaque Lime, 8 oz Pump Bottle | America's #1 instant hand sanitizer. Kills 99.99% of most common germs that may cause illness. Works in as little as 15 seconds. No water or towels needed. Contains aloe and specially formulated moisturizers that leave hands feeling soft and refreshed without stickiness or residue. Alcohol-based formula. | purell-instant-hand-sanitizer-opaque-lime-8-oz-pump-bottle-850.jpg
SKU: GOJ9625-04 | GOJO Industries PURELL Advanced Instant Hand Sanitizer, 2 Liter Economy Size Pump Bottle | America's #1 instant hand sanitizer delivers advanced antimicrobial germ kill while being very kind to the skin. PURELL Advanced Instant Hand Sanitizer kills more than 99.99% of most common germs. This alcohol-based hand sanitizer works in as little as 15 seconds, with no water or towels needed. Provides unprecedented germ kill while soothing hands and maintaining skin health. PURELL Advanced is enhanced with four different skin conditioning agents that help maintain skin healthâ€”skin moisture and improves overall skin feel. | purell-advanced-instant-hand-sanitizer-2-liter-economy-size-pump-bottle-388.jpg
SKU: GOJ9682-24 | GOJO Industries PURELL Advanced With Aloe Instant Hand Sanitizer, 2 fl oz Squeeze Bottle | PURELL Advanced With Aloe is enhanced with four different skin-conditioning agents that help maintain skin health â€” skin moisture and improves overall skin feel. This PURELL hand sanitizer is specially formulated with moisturizers that leave hands feeling soft and refreshed without stickiness or residue. America's #1 instant hand sanitizer kills more than 99.99% of most common germs. PURELL Advanced With Aloe works in as little as 15 seconds, with no water or towels needed. It provides unprecedented germ kill while soothing hands and maintaining skin health. | purell-advanced-with-aloe-instant-hand-sanitizer-2-fl-oz-squeeze-bottle-50e.jpg
SKU: GOJ2151-08 | GOJO Industries PURELL Advanced Skin Nourishing Instant Hand Sanitizer, NXT 1000 ml Refill | This advanced hand sanitizer gel formula combines the broad spectrum efficacy of PURELL with DERMAGLYCERIN SYSTEM. PURELL Advanced Skin Nourishing Instant Hand Sanitizer is clinically proven to improve skin condition in 14 days. Dermatologist tested and compatible with CHG, latex, nitrile and vinyl, this formula meets CDC Guideline and JCAHO compliance standards. | purell-advanced-skin-nourishing-instant-hand-sanitizer-nxt-1000-ml-refill-7c8.jpg
SKU: GOJ3023-12 | GOJO Industries PURELL Advanced Instant Hand Sanitizer, 20 fl oz Pump Bottle | America's #1 instant hand sanitizer delivers advanced antimicrobial germ kill while being very kind to the skin. PURELL Advanced Instant Hand Sanitizer kills more than 99.99% of most common germs. This alcohol-based hand sanitizer works in as little as 15 seconds, with no water or towels needed. Provides unprecedented germ kill while soothing hands and maintaining skin health. PURELL Advanced is enhanced with four different skin conditioning agents that help maintain skin healthâ€”skin moisture and improves overall skin feel. | purell-advanced-instant-hand-sanitizer-20-fl-oz-pump-bottle-94c.jpg
SKU: GOJ5456-04 | GOJO Industries PURELL Advanced Instant Hand Sanitizer TFX 1200 mL Refill | America's #1 instant hand sanitizer delivers advanced antimicrobial germ kill while being very kind to the skin. PURELL Advanced Instant Hand Sanitizer kills more than 99.99% of most common germs. This alcohol-based hand sanitizer works in as little as 15 seconds, with no water or towels needed. Provides unprecedented germ kill while soothing hands and maintaining skin health. PURELL Advanced is enhanced with four different skin conditioning agents that help maintain skin healthâ€”skin moisture and improves overall skin feel. | purell-advanced-instant-hand-sanitizer-tfx-1200-ml-refill-fe1.jpg
SKU: GOJ5457-04 | GOJO Industries PURELL Advanced With Aloe Instant Hand Sanitizer, TFX 1200 ml Refill | PURELL Advanced With Aloe is enhanced with four different skin-conditioning agents that help maintain skin health â€” skin moisture and improves overall skin feel. This PURELL hand sanitizer is specially formulated with moisturizers that leave hands feeling soft and refreshed without stickiness or residue. America's #1 instant hand sanitizer kills more than 99.99% of most common germs. PURELL Advanced With Aloe works in as little as 15 seconds, with no water or towels needed. It provides unprecedented germ kill while soothing hands and maintaining skin health. | purell-advanced-with-aloe-instant-hand-sanitizer-tfx-1200-ml-refill-c27.jpg
SKU: GOJ5192-03 | GOJO Industries PURELL Advanced Instant Hand Sanitizer Foam, FMX-12 1200 ml Refill | Puts the power of PURELL, America's #1 instant hand sanitizer, in an advanced non-aerosol foaming formula. PURELL Advanced Instant Hand Sanitizer Foam kills more than 99.99% of most common germs. The patent-pending 70% ethyl alcohol formula is free of fluorinated chemicals, and milder on skin than hand washing. The thick, rich foam formula stays on your hand. PURELL Advanced is enhanced with four different skin-conditioning agents that help maintain skin healthâ€”skin moisture and improves overall skin feel. | purell-advanced-instant-hand-sanitizer-foam-fmx-12-1200-ml-refill-600.jpg
SKU: GOJ5692-24 | GOJO Industries PURELL Advanced Instant Hand Sanitizer Foam 45 ml Pump Bottle | Puts the power of PURELL, America's #1 instant hand sanitizer, in an advanced non-aerosol foaming formula. PURELL Advanced Instant Hand Sanitizer Foam kills more than 99.99% of most common germs. The patent-pending 70% ethyl alcohol formula is free of fluorinated chemicals, and milder on skin than hand washing. The thick, rich foam formula stays on your hand. PURELL Advanced is enhanced with four different skin-conditioning agents that help maintain skin healthâ€”skin moisture and improves overall skin feel. | purell-advanced-instant-hand-sanitizer-foam-45-ml-pump-bottle-f31.jpg
SKU: GOJ5190-03 | GOJO Industries PURELL Advanced Instant Hand Sanitizer Foam, FMX-12 1000 ml Refill | Puts the power of PURELL, America's #1 instant hand sanitizer, in an advanced non-aerosol foaming formula. PURELL Advanced Instant Hand Sanitizer Foam kills more than 99.99% of most common germs. The patent-pending 70% ethyl alcohol formula is free of fluorinated chemicals, and milder on skin than hand washing. The thick, rich foam formula stays on your hand. PURELL Advanced is enhanced with four different skin-conditioning agents that help maintain skin healthâ€”skin moisture and improves overall skin feel. | purell-advanced-instant-hand-sanitizer-foam-fmx-12-1000-ml-refill-8e0.jpg
SKU: GOJ5592-02 | GOJO Industries PURELL Advanced Instant Hand Sanitizer Foam, TFX 1000 ml Refill | Puts the power of PURELL, America's #1 instant hand sanitizer, in an advanced non-aerosol foaming formula. PURELL Advanced Instant Hand Sanitizer Foam kills more than 99.99% of most common germs. The patent-pending 70% ethyl alcohol formula is free of fluorinated chemicals, and milder on skin than hand washing. The thick, rich foam formula stays on your hand. PURELL Advanced is enhanced with four different skin-conditioning agents that help maintain skin healthâ€”skin moisture and improves overall skin feel. | purell-advanced-instant-hand-sanitizer-foam-tfx-1000-ml-refill-971.jpeg
SKU: GOJ5451-04 | GOJO Industries PURELL Instant Hand Sanitizer with DERMAGLYCERIN SYSTEM, TFX 1200 ml Refill | A breakthrough hand sanitizer formula that combines the broad spectrum efficacy of PURELL with high-performance moisturizing. Clinically proven to improve skin condition in 14 days.1 CHG, latex, nitrile and vinyl compatible. Dermatologist-tested. Meets CDC Guideline and JCAHO compliance standards. | purell-instant-hand-sanitizer-with-dermaglycerin-system-tfx-1200-ml-refill-f36.jpg
SKU: GOJ2156-04 | GOJO Industries PURELL Advanced Instant Hand Sanitizer, NXT 1000 ml Refill | America's #1 instant hand sanitizer delivers advanced antimicrobial germ kill while being very kind to the skin. PURELL Advanced Instant Hand Sanitizer kills more than 99.99% of most common germs. This alcohol-based hand sanitizer works in as little as 15 seconds, with no water or towels needed. Provides unprecedented germ kill while soothing hands and maintaining skin health. PURELL Advanced is enhanced with four different skin conditioning agents that help maintain skin healthâ€”skin moisture and improves overall skin feel. | purell-advanced-instant-hand-sanitizer-nxt-1000-ml-refill-36f.jpg
SKU: KCC91595 | Kimberly-Clark KLX , E-2 Foam, Soap, Clear, FMECAS, 2 | Sealed system to eliminate threat of contamination. High capacity 1200mL refills. Easy load, cassette, clicks into place. Easy recycling once pump clicks into place. | klx-e-2-foam-soap-clear-fmecas-2-c68.jpg
SKU: KCC91594 | Kimberly-Clark Antibacterial Foam Skin Cleanser | KLEENEXÂ® Antibacterial Foam Skin Cleanser kills harmful germs such as E. coli, Staphylococcus aureaus and Salmonella. It contains 0.5% Triclosan with moisturizers such as Aloe Vera, Glycerin, and Provitamin B5. These emollients provide a smooth, creamy feel, and moisturize the skin. KLEENEXÂ® Antibacterial Foam Skin Cleanser is mild and designed for everyday use. | antibacterial-foam-skin-cleanser-95b.jpg
SKU: KCC08474 | Kimberly-Clark Kimberly-Clark Respiratory Hygiene Station | Station Includes: 21400 Kleenex Tissue, 47127 Childs Face Mask Featuring Disney Characters, 93056 8 oz Moisturizing Instant Hand Sanitizer & 47090 Procedure Mask | kimberly-clark-respiratory-hygiene-station-2f7.jpg
SKU: KCC93050 | Kimberly-Clark KLEENEX Moisturizing Instant Hand Sanitizer, 2 oz, White | KLEENEX Moisturizing Instant Hand Sanitizer is an advanced hand sanitizer scientifically formulated to heal dry skin and soften hands. This dermatologist tested proprietary formula contains Aloe, Vitamin E and other moisturizers to hydrate the skin. KLEENEX Moisturizing Instant Hand Sanitizer contains 62% Ethyl Alcohol, providing fast acting broad spectrum antimicrobial efficacy; it kills 99.99% of germs and is latex compatible. | kleenex-moisturizing-instant-hand-sanitizer-2-oz-white-1f1.jpg
SKU: DIA95862 | Dial Dial Hand Sanitizer With Moisturizers, 800 ml, 24 lb | Provides convenient, effective germ-kill that works to kill harmful disease-causing germs, yet is gentle on the hands. | dial-hand-sanitizer-with-moisturizers-800-ml-24-lb-d10.jpg
SKU: 3M9221 | 3M Health Care Avagard D Instant Hand Antiseptic with Moisturizers, White, 3 fl. oz | 3M Avagard D Instant Hand Antiseptic is uniquely formulated to be non-drying and non-irritating to skin, even with multiple daily use. Emollient-rich formulation to help improve hand hygiene compliance Fits easily into health care environment | avagard-d-instant-hand-antiseptic-with-moisturizers-white-3-fl-oz-9b7.jpg
SKU: GOJ5384-02 | GOJO Industries PURELL SF607 Instant Hand Sanitizing Foam, 1200 ml TFX Refill | PURELL SF607 Instant Hand Sanitizing Foam kills 99.99% of most common germs that may cause illness. Perfect for use in facilities that require a non-alcohol solution. Thick foam formula clings to your hands. Fragrance-free; Dye-free; Dermatologist tested. | purell-sf607-instant-hand-sanitizing-foam-1200-ml-tfx-refill-028.jpg
SKU: KCC91600 | Kimberly-Clark Moisturizing Instant Hand Sanitizer, 1200mL | Sealed system to eliminate threat of contamination. High capacity 1200mL refills. Easy load, cassette, clicks into place. Easy recycling once pump clicks into place. | moisturizing-instant-hand-sanitizer-1200ml-cc2.jpg
SKU: GOJ9113-06 | GOJO Industries PURELL Sanitizing Wipes, 270 Count Canister | All the germ-killing benefits of PURELL, Americaâ€™s #1 instant hand sanitizer, in a non-linting, durable wipe. Textured for superior cleaning. Sanitizes hands while wiping away light soils and dirt. Kills 99.99% of most common germs that may cause illness. Convenient, easy to use and ideal for offices, restaurants, health clubs or anywhere else germs may be. | purell-sanitizing-wipes-270-count-canister-f8d.jpg
SKU: DKLHS3787 | Dukal Dawnmist Instant Hand Sanitizer Bottle with Dispensing Cap 4 oz | Dawnmist Instant Hand Sanitizer, Bottle with Dispensing Cap, 4 oz. | dawnmist-instant-hand-sanitizer-bottle-with-dispensing-cap-4-oz-838.jpg
SKU: MKS70361800 | McKesson Hand Sanitizer with Aloe Medi-Pak Performance 1000 mL Ethanol Dispenser Bag | Hand Sanitizer with Aloe Medi-Pak Performance 1000 mL Ethanol Dispenser Bag. | hand-sanitizer-with-aloe-medi-pak-performance-1000-ml-ethanol-dispenser-bag-0b1.png
SKU: MKS80361800 | McKesson Hand Sanitizer Performance 1000 mL Ethanol Dispenser Bag | Hand Sanitizer Performance 1000 mL Ethanol Dispenser Bag. | hand-sanitizer-performance-1000-ml-ethanol-dispenser-bag-801.png
SKU: MKS70361800 | McKesson Hand Sanitizer with Aloe Medi-Pak Performance 1000 mL Ethanol Dispenser Bag | Hand Sanitizer with Aloe Medi-Pak Performance 1000 mL Ethanol Dispenser Bag. | hand-sanitizer-with-aloe-medi-pak-performance-1000-ml-ethanol-dispenser-bag-0b1.png
SKU: MKS70361800 | McKesson Hand Sanitizer with Aloe Medi-Pak Performance 1000 mL Ethanol Dispenser Bag | Hand Sanitizer with Aloe Medi-Pak Performance 1000 mL Ethanol Dispenser Bag. | hand-sanitizer-with-aloe-medi-pak-performance-1000-ml-ethanol-dispenser-bag-0b1.png
SKU: MKS27332700 | McKesson Hand Sanitizer with Aloe Medi-Pak Performance 8 oz. Ethanol Pump Bottle | Hand Sanitizer with Aloe Medi-Pak Performance 8 oz. Ethanol Pump Bottle. A no-rinse, moisturizing hand gel with Vitamin E to decrease bacteria on the skin. Kills more than 99% of most bacteria on skin to help protect against cross contamination. | hand-sanitizer-with-aloe-medi-pak-performance-8-oz-ethanol-pump-bottle-23b.jpg
SKU: MKS27392701 | McKesson Hand Sanitizer with Aloe Medi-Pak Performance 2.5 oz. Ethanol Pump Bottle | Hand Sanitizer with Aloe Medi-Pak Performance 2.5 oz. Ethanol Pump Bottle | hand-sanitizer-with-aloe-medi-pak-performance-25-oz-ethanol-pump-bottle-448.png
SKU: MKS28312700 | McKesson Hand Sanitizer Medi-Pak Performance 1000 mL Ethanol Dispenser Bag | Hand Sanitizer Medi-Pak Performance 1000 mL Ethanol Dispenser Bag | hand-sanitizer-medi-pak-performance-1000-ml-ethanol-dispenser-bag-a27.png
SKU: MKS70372700 | McKesson Hand Sanitizer 15 oz. Ethanol Pump Bottle | Medi-pak performance hand sanitizer 15 oz. ethanol pump bottle, A no-rinse hand gel to decrease bacteria on the skin. | hand-sanitizer-15-oz-ethanol-pump-bottle-29d.jpg
SKU: EGN009-128 | Elgin Instant Hand Sanitizer 1 Gallon | Not your typical retail hand sanitizer, Elgin's waterless, tact-free formula Instant Hand Sanitizer kills germs in seconds without water. | instant-hand-sanitizer-1-gallon-073.jpg
SKU: KCC34604 | Kimberly-Clark Kleenex Hand Sanitizer Foam 1.5oz | KLEENEX ULTRA Moisturizing Foam Hand Sanitizer â€” Clinically proven to improve skin condition in less than 5 days. Now you can get the 70% alcohol formulation that delivers the clinical efficacy that healthcare demands, with the luxurious feel and performance you expect from the KLEENEX Brand â€“ with new KLEENEX ULTRA Moisturizing Foam Hand Sanitizer. | kleenex-hand-sanitizer-foam-15oz-3cc.jpg
SKU: KCC34610 | Kimberly-Clark Kleenex Hand Sanitizer Foam 8oz | KLEENEX ULTRA Moisturizing Foam Hand Sanitizer â€” Clinically proven to improve skin condition in less than 5 days. Now you can get the 70% alcohol formulation that delivers the clinical efficacy that healthcare demands, with the luxurious feel and performance you expect from the KLEENEX Brand â€“ with new KLEENEX ULTRA Moisturizing Foam Hand Sanitizer. | kleenex-hand-sanitizer-foam-8oz-182.jpg
SKU: KCC34643 | Kimberly-Clark Kleenex Hand Sanitizer Foam 1.2 Liter | KLEENEX ULTRA Moisturizing Foam Hand Sanitizer â€” Clinically proven to improve skin condition in less than 5 days. Now you can get the 70% alcohol formulation that delivers the clinical efficacy that healthcare demands, with the luxurious feel and performance you expect from the KLEENEX Brand â€“ with new KLEENEX ULTRA Moisturizing Foam Hand Sanitizer. | kleenex-hand-sanitizer-foam-12-liter-618.jpg
SKU: KCC34618 | Kimberly-Clark Ultra Moisturizing Foam Hand Sanitizer 16 oz | Kleenex ultra moisturizing foam hand sanitizer. | ultra-moisturizing-foam-hand-sanitizer-16-oz-95c.jpg
SKU: PDIP811WS | PDI Sani-Bracket Floorstand Dispensing System | Floor Stand For Large & X-Large Canisters (220 ct/65 ct) | sani-bracket-floorstand-dispensing-system-bfc.jpg
SKU: GOJ1920-04 | GOJO Industries PURELL LTX-12 Dispenser White 1200ml | High capacity 1200mL dispenser is ideal for high traffic areas. Lifetime Performance Guarantee; including batteries. GOJO SMART ELECTRONICS technology minimizes energy use per actuation, eliminating need to change batteries over the life of the system in most installations. Large sight window, skylight and clear refill bottles make it easy to check fill status. CONTROLLED COLLAPSE refills hold their shape as they empty for a more attractive appearance. Easily converts to locking dispenser. Removable pump makes recycling easy. SANITARY SEALED refills made of durable, recyclable PET material, using 30% less plastic than rigid HDPE bottles. Fully ADA | purell-ltx-12-dispenser-white-1200ml-229.jpg
SKU: GOJ1928-04 | GOJO Industries PURELL LTX-12 Dispenser Chrome-Black 1200ml | High capacity 1200mL dispenser is ideal for high traffic areas. Lifetime Performance Guarantee; including batteries. GOJO SMART ELECTRONICS technology minimizes energy use per actuation, eliminating need to change batteries over the life of the system in most installations. Large sight window, skylight and clear refill bottles make it easy to check fill status. CONTROLLED COLLAPSE refills hold their shape as they empty for a more attractive appearance. Easily converts to locking dispenser. Removable pump makes recycling easy. SANITARY SEALED refills made of durable, recyclable PET material, using 30% less plastic than rigid HDPE bottles. Fully ADA compliant. | purell-ltx-12-dispenser-chrome-black-1200ml-d48.jpg
SKU: GOJ1971-04 | GOJO Industries PROVON LTX-12 Dispenser Grey-White 1200ml | High capacity 1200mL dispenser is ideal for high traffic areas. Lifetime Performance Guarantee; including batteries. GOJO SMART ELECTRONICS technology minimizes energy use per actuation, eliminating need to change batteries over the life of the system in most installations. Large sight window, skylight and clear refill bottles make it easy to check fill status. CONTROLLED COLLAPSE refills hold their shape as they empty for a more attractive appearance. Easily converts to locking dispenser. Removable pump makes recycling easy. SANITARY SEALED refills made of durable, recyclable PET material, using 30% less plastic than rigid HDPE bottles. Fully ADA compliant. | provon-ltx-12-dispenser-grey-white-1200ml-004.jpg
SKU: GOJ1972-04 | GOJO Industries PROVON LTX-12 Dispenser Chrome-Black 1200ml | High capacity 1200mL dispenser is ideal for high traffic areas. Lifetime Performance Guarantee; including batteries. GOJO SMART ELECTRONICS technology minimizes energy use per actuation, eliminating need to change batteries over the life of the system in most installations. Large sight window, skylight and clear refill bottles make it easy to check fill status. CONTROLLED COLLAPSE refills hold their shape as they empty for a more attractive appearance. Easily converts to locking dispenser. Removable pump makes recycling easy. SANITARY SEALED refills made of durable, recyclable PET material, using 30% less plastic than rigid HDPE bottles. Fully ADA compliant. | provon-ltx-12-dispenser-chrome-black-1200ml-40f.jpg
SKU: BMCIED-097 | Bowman Infection Prevention Organizer | Holds one - two boxes of facial tissues or one box of gloves, one hand sanitizer bottle, and one wet wipe canister. | infection-prevention-organizer-1ea.jpg
SKU: MNUS1260-500R | Medicom Microban Hand Sanitizer, 17 fl oz, Original | An emollient-rich, non-irritating, waterless hand sanitizer. It contains 70% ethyl alcohol to help reduce risk of infection, with added aloe vera and glycerin to moisturize and prevents dryness. Kills 99.9% of germs. Leaves hands feeling soft, smooth and non-sticky due to the emollient-enriched, dye-free formulation with a pleasant scent. | microban-hand-sanitizer-17-fl-oz-original-4dd.jpg
SKU: BMCIKS102-0029 | Bowman Hand Sanitizer Stand Plus | Hand Sanitizer Kiosk Stand PlusStandard back plate for use with hand sanitizer, hand lotion, or foam dispensersNo tools required to assembleSelf-righting base, up to 40 degrees past center (without dispenser). | hand-sanitizer-stand-plus-b01.jpg
SKU: DIA00685G | Dial Hand Sanitizer w/ Moisturizers Flip Top Cap - 4 Ounces | Provides convenient, effective germ-kill that works to kill harmful disease-causing germs, yet is gentle on the hands. Kills 99.999% of pathogenic germs in as little as 15 seconds. Effective against bacteria, yeast and molds. Latex and non-latex compatible. Dermatologist tested and hypoallergenic. Fragrance and dye-free. Contains added moisturizers and skin conditioners to soften and smooth the hands. | hand-sanitizer-w-moisturizers-flip-top-cap-4-ounces-a6c.jpg
SKU: DIA95862G | Dial Hand Sanitizer w/ Moisturizers 800ml - Each | Provides convenient, effective germ-kill that works to kill harmful disease-causing germs, yet is gentle on the hands. Kills 99.999% of pathogenic germs in as little as 15 seconds. Effective against bacteria, yeast and molds. Latex and non-latex compatible. Dermatologist tested and hypoallergenic. Fragrance and dye-free. Contains added moisturizers and skin conditioners to soften and smooth the hands. | hand-sanitizer-w-moisturizers-800ml-each-cb0.jpg
SKU: DIA01585G | Dial Hand Sanitizer w/ Moisturizers Pump - 7.5 Ounces | Provides convenient, effective germ-kill that works to kill harmful disease-causing germs, yet is gentle on the hands. Kills 99.999% of pathogenic germs in as little as 15 seconds. Effective against bacteria, yeast and molds. Latex and non-latex compatible. Dermatologist tested and hypoallergenic. Fragrance and dye-free. Contains added moisturizers and skin conditioners to soften and smooth the hands. | hand-sanitizer-w-moisturizers-pump-75-ounces-ed2.jpg
SKU: 3M9221G | 3M Health Care Instant Hand Sanitizer Antiseptic 88mL - Each | Provides rapid bactericidal action against a broad spectrum of microorganisms while helping to prevent skin breakdown and maintaining the skin's integrity. Contains 61% w/w/ethyl alcohol in a moisturizing base. Kills more than 99% of harmful bacteria within 15 seconds. Unique rich emollient base feels smooth on hands. Doesn't leave hands sticky or impact glove performance. | instant-hand-sanitizer-antiseptic-88ml-each-6b4.jpg
SKU: 3M9222G | 3M Health Care Instant Hand Sanitizer Antiseptic Pump Bottle 500mL - Each | Provides rapid bactericidal action against a broad spectrum of microorganisms while helping to prevent skin breakdown and maintaining the skin's integrity. Contains 61% w/w/ethyl alcohol in a moisturizing base. Kills more than 99% of harmful bacteria within 15 seconds. Unique rich emollient base feels smooth on hands. Doesn't leave hands sticky or impact glove performance. | instant-hand-sanitizer-antiseptic-pump-bottle-500ml-each-6b4.jpg
SKU: NWWIHS4G | New World Imports Hand Sanitizer - 4 Ounces | NEW WORLD IMPORTS FRESHSCENTâ„¢ HAND SANITIZER | hand-sanitizer-4-ounces-e56.jpg
SKU: NWWIHS2G | New World Imports 2 oz. Freshscent Hand Sanitizer | 2 oz. Freshscent Hand Sanitizer | 2-oz-freshscent-hand-sanitizer-e4e.jpg
SKU: KCC31294G | Kimberly-Clark KleenexÂ® Instant Hand Sanitizer - 8 Ounces | A 62% alcohol formula that contains aloe and skin conditioners to a moisturize and prevent dry skin. Dermatologist tested. | kleenexreg-instant-hand-sanitizer-8-ounces-d9d.jpg
SKU: GOJ9621-12G | GOJO Industries PurellÂ® 800 Series Bag-in-Box Dispenser - Each | Compact hand sanitizer dispenser. | purellreg-800-series-bag-in-box-dispenser-each-4bb.jpg
SKU: GOJ2120-06G | GOJO Industries PurellÂ® NXTÂ® Space Saverâ„¢ Dispenser - Each | GOJO PURELLÂ® DISPENSERS & ACCESSORIES | purellreg-nxtreg-space-savertrade-dispenser-each-942.jpg
SKU: GOJ9608-24G | GOJO Industries PurellÂ® Personal Gear Retractable Clip - Each | GOJO PURELLÂ® DISPENSERS & ACCESSORIES | purellreg-personal-gear-retractable-clip-each-d6c.jpg
SKU: GOJ9699-12G | GOJO Industries PurellÂ® APXâ„¢ Aerosol Dispensing System - Each | GOJO PURELLÂ® DISPENSERS & ACCESSORIES | purellreg-apxtrade-aerosol-dispensing-system-each-4f8.jpg
SKU: GOJ2720-12G | GOJO Industries PurellÂ® TFXâ„¢ Touch Free For 1200mL Refills Gray - Each | GOJO PURELLÂ® DISPENSERS & ACCESSORIES | purellreg-tfxtrade-touch-free-for-1200ml-refills-gray-each-6be.jpg
SKU: GOJ9022-10G | GOJO Industries Wipes Individually Wrapped 100 Ct Box - Box | Enhance guest experience and satisfaction with economical towelettes that clean and sanitize. Individually wrapped, on-the-go amenity item for a wide variety of markets, including foodservice, travel and hospitality. Made with 62% ethyl alcohol the same active ingredient as PURELL Instant Hand Sanitizer. | wipes-individually-wrapped-100-ct-box-box-647.jpg
SKU: GOJ9113-06G | GOJO Industries Durable Textured Wipes For Superior Cleaning | Enhance guest experience and satisfaction with economical towelettes that clean and sanitize. Individually wrapped, on-the-go amenity item for a wide variety of markets, including foodservice, travel and hospitality. | durable-textured-wipes-for-superior-cleaning--aca.jpg
SKU: CRSTXJWGPG | Crosstex Sanitizer - 18 Ounces | Profound antimicrobial action in 15 seconds - as it dries. Kills up to 99% of bacteria without water. 61% Ethanol: recommended by CDC for maximum skin protection and best activity against viruses*. Long lasting: inhibits bacteria re-growth. Aloe Vera & Vitamin E - Latex compatible emollients prevents skin dryness and glove damage. One-Touch dispensing system to promote easy compliance. | sanitizer-18-ounces-9e3.jpg
SKU: GOJ5120-06G | GOJO Industries FMX-12â„¢ Dispenser Manual For Refill 5192 Only Dove Gray - Each | GOJO PURELLÂ® FMX-12â„¢ MANUAL DISPENSER | fmx-12trade-dispenser-manual-for-refill-5192-only-dove-gray-each-b4f.jpg
SKU: GOJ5362-02G | GOJO Industries Premium Foam Antibacterial Handwash - Each | Kills germs on hands while providing a rich, luxurious lather. Gentle on bands. Contains Vitamin E and aloe. Fresh fruit fragrance. Translucent apricot color. | premium-foam-antibacterial-handwash-each-209.jpg
SKU: GOJ5361-02G | GOJO Industries Premium Foam Handwash with Skin Conditioners - Each | Kills germs on hands while providing a rich, luxurious lather. Gentle on bands. Contains Vitamin E and aloe. Fresh fruit fragrance. Translucent apricot color. | premium-foam-handwash-with-skin-conditioners-each-c0a.jpg
SKU: GOJ2145-06G | GOJO Industries Shield Floor & Wall Protector for NXT | Attachment for Bottom of Dispenser. | shield-floor-wall-protector-for-nxt-f9f.jpg
SKU: PROP779114G | Pro Advantage Hand Sanitizer 4 oz Oval Bottle Flip Cap Gel | Kills germs with 62% alcohol. | hand-sanitizer-4-oz-oval-bottle-flip-cap-gel-ad6.png
SKU: PROP779118G | Pro Advantage Hand Sanitizer 10 oz Bottle with Pump Gel - Each | Kills germs with 62% alcohol. Rubs into skin quickly for clean, sanitized hands and skin. Skin conditioners prevent skin from drying out. | hand-sanitizer-10-oz-bottle-with-pump-gel-each-458.jpg
SKU: GOJ5398-02G | GOJO Industries TFXâ„¢ Hand Sanitizer 1200mL Instant Refill - Each | Clinically proven to improve skin condition in 14 days. Now Green Certified. Meets EcoLogoâ„¢ hand sanitizer standard CCD-170 for environment leadership and proven performance. Made from 100% naturally renewable ethanol. Meets the USDA BioPreferred program for biobased content. Readily biodegradable non-aerosol foam formula. Alcohol-based foam sanitizer with the exclusive Dermaglycerin Systemâ„¢. Provides broad-spectrum antimicrobial efficacy. Contains seven moisturizers for optimal skin conditioning. Fragrance free, dye free. Compatible with latex, nitrile and vinyl gloves, and CHG. Meets CDC and APIC recommendations. | tfxtrade-hand-sanitizer-1200ml-instant-refill-each-252.jpg
SKU: GOJ3691-12G | GOJO Industries Hand Sanitizer 12 fl oz Pump Bottle - Each | GOJO PURELLÂ® GREEN CERTIFIED HAND SANITIZER | hand-sanitizer-12-fl-oz-pump-bottle-each-57e.jpg
SKU: GOJ5491-04G | GOJO Industries TFXâ„¢ Hand Sanitizer 1200mL - Each | GOJO PURELLÂ® GREEN CERTIFIED HAND SANITIZER | tfxtrade-hand-sanitizer-1200ml-each-e9b.jpg
SKU: GOJ5391-02G | GOJO Industries TFXâ„¢ Foam Hand Sanitizer 1200mL - Each | GOJO PURELLÂ® GREEN CERTIFIED HAND SANITIZER | tfxtrade-foam-hand-sanitizer-1200ml-each-75b.jpg
SKU: KCC91595G | Kimberly-Clark Foam E-2 Skin Cleanser 1200mL - Each | Sealed system to eliminate threat of contamination. High capacity 1200mL refills. Easy load, cassette, clicks into place. Easy recycling once pump clicks into place. | foam-e-2-skin-cleanser-1200ml-each-09a.jpg
SKU: GOJ5384-02G | GOJO Industries Instant Hand Sanitizing Foam TFXâ„¢ 1200mL Refill - Each | Kills 99.99% of most common germs that may cause illness. Perfect for use in facilities that require a non-alcohol solution. Thick foam formula clings to your hands. Fragrance-free. Dye-free. Dermatologist tested. | instant-hand-sanitizing-foam-tfxtrade-1200ml-refill-each-66a.jpg
SKU: GOJ5784-04G | GOJO Industries Instant Hand Sanitizing Foam 535mL Counter Top Pump Bottle - Each | Kills 99.99% of most common germs that may cause illness. Perfect for use in facilities that require a non-alcohol solution. Thick foam formula clings to your hands. Fragrance-free. Dye-free. Dermatologist tested. | instant-hand-sanitizing-foam-535ml-counter-top-pump-bottle-each-273.jpg
SKU: GOJ5798-04G | GOJO Industries Hand Sanitizer 535mL Counter Top Pump Bottle - Each | GOJO PURELLÂ® ADVANCED SKIN NOURISHING FOAM | hand-sanitizer-535ml-counter-top-pump-bottle-each-b5e.jpg
SKU: GOJ9656-06G | GOJO Industries Instant Hand Sanitizer Traditional Bag-in-Box 800mL Original - Each | GOJO PURELLÂ® ADVANCED INSTANT HAND SANITIZER | instant-hand-sanitizer-traditional-bag-in-box-800ml-original-each-f4c.jpg
SKU: GOJ9656-06G | GOJO Industries Instant Hand Sanitizer Traditional Bag-in-Box 800mL Original - Each | GOJO PURELLÂ® ADVANCED INSTANT HAND SANITIZER | instant-hand-sanitizer-traditional-bag-in-box-800ml-original-each-f4c.jpg
SKU: GOJ9651-24G | GOJO Industries Instant Hand Sanitizer 4 fl oz Bottle with Flip-Cap Original - Each | GOJO PURELLÂ® ADVANCED INSTANT HAND SANITIZER | instant-hand-sanitizer-4-fl-oz-bottle-with-flip-cap-original-each-cb3.jpg
SKU: GOJ9631-24G | GOJO Industries Instant Hand Sanitizer with Aloe 4 fl oz Bottle with Flip-Cap - Each | GOJO PURELLÂ® ADVANCED INSTANT HAND SANITIZER | instant-hand-sanitizer-with-aloe-4-fl-oz-bottle-with-flip-cap-each-9fb.jpg
SKU: GOJ2156-08G | GOJO Industries NXTÂ® Instant Hand Sanitizer 1000mL - Each | GOJO PURELLÂ® ADVANCED INSTANT HAND SANITIZER | nxtreg-instant-hand-sanitizer-1000ml-each-99a.jpg
SKU: GOJ2237-04G | GOJO Industries NXTÂ® Instant Hand Sanitizer with Aloe 2000mL - Each | GOJO PURELLÂ® ADVANCED INSTANT HAND SANITIZER | nxtreg-instant-hand-sanitizer-with-aloe-2000ml-each-bcc.jpg
SKU: GOJ2137-08G | GOJO Industries NXTÂ® Instant Hand Sanitizer with Aloe 1000mL - Each | GOJO PURELLÂ® ADVANCED INSTANT HAND SANITIZER | nxtreg-instant-hand-sanitizer-with-aloe-1000ml-each-f17.jpg
SKU: GOJ9605-24G | GOJO Industries Instant Hand Sanitizer 2 fl oz PERSONALâ„¢ Bottle with Flip-Cap - Each | GOJO PURELLÂ® ADVANCED INSTANT HAND SANITIZER | instant-hand-sanitizer-2-fl-oz-personaltrade-bottle-with-flip-cap-each-944.jpg
SKU: GOJ9674-12G | GOJO Industries Instant Hand Sanitizer with Aloe 8 fl oz Pump Bottle - Each | GOJO PURELLÂ® ADVANCED INSTANT HAND SANITIZER | instant-hand-sanitizer-with-aloe-8-fl-oz-pump-bottle-each-aa5.jpg
SKU: GOJ9625-04G | GOJO Industries Instant Hand Sanitizer 2 Liter Pump Bottle - Each | GOJO PURELLÂ® ADVANCED INSTANT HAND SANITIZER | instant-hand-sanitizer-2-liter-pump-bottle-each-e68.jpg
SKU: GOJ9682-24G | GOJO Industries Instant Hand Sanitizer with Aloe 2 fl oz Bottle with Flip-Cap - Each | GOJO PURELLÂ® ADVANCED INSTANT HAND SANITIZER | instant-hand-sanitizer-with-aloe-2-fl-oz-bottle-with-flip-cap-each-3aa.jpg
SKU: GOJ2151-08G | GOJO Industries NXTÂ® Instant Hand Sanitizer Skin Nourishing 1000mL - Each | GOJO PURELLÂ® ADVANCED INSTANT HAND SANITIZER | nxtreg-instant-hand-sanitizer-skin-nourishing-1000ml-each-a00.jpg
SKU: GOJ3023-12G | GOJO Industries Instant Hand Sanitizer 20 fl oz Pump Bottle - Each | GOJO PURELLÂ® ADVANCED INSTANT HAND SANITIZER | instant-hand-sanitizer-20-fl-oz-pump-bottle-each-73b.jpg
SKU: GOJ5457-04G | GOJO Industries TFXâ„¢ Instant Hand Sanitizer with Aloe 1200mL - Each | GOJO PURELLÂ® ADVANCED INSTANT HAND SANITIZER | tfxtrade-instant-hand-sanitizer-with-aloe-1200ml-each-e29.jpg
SKU: GOJ5192-03G | GOJO Industries FMX-12â„¢ Instant Foam Hand Sanitizer 1200mL - Each | GOJO PURELLÂ® ADVANCED INSTANT HAND SANITIZER | fmx-12trade-instant-foam-hand-sanitizer-1200ml-each-02f.jpg
SKU: GOJ5692-24G | GOJO Industries Instant Foam Hand Sanitizer 1.5 fl oz Pump Bottle - Each | GOJO PURELLÂ® ADVANCED INSTANT HAND SANITIZER | instant-foam-hand-sanitizer-15-fl-oz-pump-bottle-each-236.jpg
SKU: GOJ2156-08G | GOJO Industries NXTÂ® Instant Hand Sanitizer 1000mL - Each | GOJO PURELLÂ® ADVANCED INSTANT HAND SANITIZER | nxtreg-instant-hand-sanitizer-1000ml-each-99a.jpg
SKU: GOJ3639-12G | GOJO Industries Instant Hand Sanitizer with Aloe 12 fl oz Pump Bottle | PURELL Advanced Hand Sanitizer Aloe Gel 12 fl oz Table Top Pump Bottle. | instant-hand-sanitizer-with-aloe-12-fl-oz-pump-bottle--9e4.jpg
SKU: GOJ8704-04G | GOJO Industries ADXâ„¢ Instant Foam Hand Sanitizer 700mL - Each | GOJO PURELLÂ® ADX-7â„¢ ADVANCED GREEN CERTIFIED INSTANT HAND SANITIZER | adxtrade-instant-foam-hand-sanitizer-700ml-each-315.jpg
SKU: GOJ1920-04G | GOJO Industries Dispenser 1200mL White/ White - Each | Dispensers use patent-pending technology to optimize energy use. Engineered to use a minimal amount of energy per actuation, eliminating the need to change batteries during the life of the dispenser in most installation. The batteries are included and pre-installed, allowing for easy activation of the system. | dispenser-1200ml-white-white-each-8f4.jpg
SKU: GOJ1928-04G | GOJO Industries Dispenser 1200mL Chrome/ Black - Each | Dispensers use patent-pending technology to optimize energy use. Engineered to use a minimal amount of energy per actuation, eliminating the need to change batteries during the life of the dispenser in most installation. The batteries are included and pre-installed, allowing for easy activation of the system. | dispenser-1200ml-chrome-black-each-75a.jpg
SKU: GOJ1928-04G | GOJO Industries Dispenser 1200mL Chrome/ Black - Each | Dispensers use patent-pending technology to optimize energy use. Engineered to use a minimal amount of energy per actuation, eliminating the need to change batteries during the life of the dispenser in most installation. The batteries are included and pre-installed, allowing for easy activation of the system. | dispenser-1200ml-chrome-black-each-75a.jpg
SKU: GOJ1971-04G | GOJO Industries Dispenser 1200mL Grey/ White - Each | Dispensers use patent-pending technology to optimize energy use. Engineered to use a minimal amount of energy per actuation, eliminating the need to change batteries during the life of the dispenser in most installation. The batteries are included and pre-installed, allowing for easy activation of the system. | dispenser-1200ml-grey-white-each-9f3.jpg
SKU: GOJ1303-03G | GOJO Industries PURELL Advanced Green Certified Instant Hand Sanitizer Gel 700 ml | PURELL Advanced Green Certified Instant Hand Sanitizer Gel 700 mL. | purell-advanced-green-certified-instant-hand-sanitizer-gel-700-ml-7a3.jpg
SKU: GOJ1905-02G | GOJO Industries LTXâ„¢ Instant Foam Hand Sanitizer 1200mL - Each | The scientifically advanced, patent-pending formulations outperform other hand sanitizers ounce for ounce. Clinically proven to help maintain skin health. Nothing is harder on germs or easier on hands. | ltxtrade-instant-foam-hand-sanitizer-1200ml-each-7bf.jpg
SKU: GOJ1906-02G | GOJO Industries LTXâ„¢ Instant Foam Hand Sanitizer Skin Nourishing 1200mL - Each | The scientifically advanced, patent-pending formulations outperform other hand sanitizers ounce for ounce. Clinically proven to help maintain skin health. Nothing is harder on germs or easier on hands. | ltxtrade-instant-foam-hand-sanitizer-skin-nourishing-1200ml-each-50f.jpg
SKU: GOJ1306-03G | GOJO Industries LTXâ„¢ Instant Foam Hand Sanitizer Skin Nourishing 700mL - Each | The scientifically advanced, patent-pending formulations outperform other hand sanitizers ounce for ounce. Clinically proven to help maintain skin health. Nothing is harder on germs or easier on hands. | ltxtrade-instant-foam-hand-sanitizer-skin-nourishing-700ml-each-399.jpg
SKU: DKLHS3794G | Dukal Instant Hand Sanitizer - 8 Ounces | Effective at eliminating 99% of harmful germs and bacteria. Contains Aloe Vera, Glycerin, and Vitamin E to help moisturize the skin. Contains 62%-70% of ethyl alcohol - less damaging to hands than isopropyl alcohol. | instant-hand-sanitizer-8-ounces-001.jpg
SKU: DKLHS3817BG | Dukal Instant Hand Sanitizer with Pump - 8 Ounces, 12 per Pack | Effective at eliminating 99% of harmful germs and bacteria. Contains Aloe Vera, Glycerin, and Vitamin E to help moisturize the skin. Contains 62%-70% of ethyl alcohol - less damaging to hands than isopropyl alcohol. | instant-hand-sanitizer-with-pump-8-ounces-12-per-pack-001.jpg
SKU: GOJ8804-03G | GOJO Industries Instant Hand Sanitizer Refill Foam 1200mL - Each | GOJO PURELLÂ® ADX-12â„¢ ADVANCED GREEN CERTIFIED INSTANT HAND SANITIZER | instant-hand-sanitizer-refill-foam-1200ml-each-d4a.jpg
SKU: GOJ8803-03G | GOJO Industries Instant Hand Sanitizer Refill 1200mL - Each | GOJO PURELLÂ® ADX-12â„¢ ADVANCED GREEN CERTIFIED INSTANT HAND SANITIZER | instant-hand-sanitizer-refill-1200ml-each-1cc.jpg
SKU: MTRX10-1510G | Metrex Research VioNex Wipe - 50 Boxes | Individual towelettes for easy hand cleaning when soap and water are not available. Kills germs and cleans skin. Non-flammable and non-irritating. Contains skin conditioners that leave hands soft. Active ingredient: chloroxylenol (PCMX) Sturdy, textured towelette. Individually packaged for convenience. | vionex-wipe-50-boxes-7e6.jpg
SKU: MTRX10-1624G | Metrex Research VioNex No Rinse Gel 4 oz Flip Top | A waterless gel for hand cleaning when soap and water are not available. | vionex-no-rinse-gel-4-oz-flip-top-9bd.jpg
SKU: MTRX10-1628G | Metrex Research VioNex No Rinse Gel 18 oz pump | A waterless gel for hand cleaning when soap and water are not available. | vionex-no-rinse-gel-18-oz-pump--314.jpg
SKU: CLO7775 | Clorox Healthlink Instant Hand Sanitizer Flip Top Cap 4 oz | In today's fast-paced healthcare environment, compliance with hand washing guidelines is a challenge. Let new GBG AloeGelâ„¢ solve the problem. GBG AloeGelâ„¢ is a readily accessible, effective, yet gentle hand sanitizer. | healthlink-instant-hand-sanitizer-flip-top-cap-4-oz-989.jpg
SKU: GOJ9630-12-125CT-NS | GOJO Industries Purell Advanced Instant Hand Sanitizer Single Use 0.04 oz Packet 125 ct | Purell Singles are designed for one-hand opening, simply by turning over the package and bending. The perfect amount for a single use prior to eating, dispensing medications, or interacting with others. Whenever you need 99.99% germ kill in a portable solution, Purell Advanced products makes it easy for you. | purell-advanced-instant-hand-sanitizer-single-use-004-oz-packet-125-ct-b08.png
SKU: GOJ9620-12-125CTG | GOJO Industries PURELL Advanced Hand Sanitizer Single Use | Enhance guest experience and satisfaction with economical towelettes that clean and sanitize. Individually wrapped, on-the-go amenity item for a wide variety of markets, including foodservice, travel and hospitality. Made with 62% ethyl alcohol the same active ingredient as PURELL Instant Hand Sanitizer. | purell-advanced-hand-sanitizer-single-use-099.jpg
SKU: MKS81611109 | McKesson Procedure Towel McKesson 13 X 18 Inch White | TOWEL TISSUE 13X18 2-PLY D/S 500/CS MCK BRAND. | procedure-towel-mckesson-13-x-18-inch-white-d82.jpg
SKU: MKS88671100 | McKesson Procedure Towel 13 X 18 Inch Blue | Procedure Towel 13 X 18 Inch Blue. | procedure-towel-13-x-18-inch-blue-05b.jpg
SKU: MKS98601100 | McKesson Procedure Towel 13 X 18 Inch White | Procedure Towel McKesson 13 X 18 Inch White, TOWEL TISSUE 13X18 3PLY 500EA/CS MCK BRAND. | procedure-towel-13-x-18-inch-white--5a6.jpg
SKU: MKS18861200 | McKesson Procedure Towel 13 X 18 Inch White | Procedure Towel McKesson 13 X 18 Inch White. | procedure-towel-13-x-18-inch-white--d10.jpg
SKU: MKS82001200 | McKesson Facial Tissue White 5.7 X 6 Inch | Facial Tissue White 5.7 X 6 Inch/ | facial-tissue-white-57-x-6-inch-72f.jpg
SKU: MKS82001201 | McKesson Facial Tissue Medi-Pak White 5.7 X 6 Inch | Facial Tissue Medi-Pak White 5.7 X 6 Inch. | facial-tissue-medi-pak-white-57-x-6-inch-aa2.jpg
SKU: MKS88821200 | McKesson Facial Tissue Sniffles, White, 5.6 X 8 Inch | Facial Tissue Sniffles, White, 5.6 X 8 Inch | facial-tissue-sniffles-white-56-x-8-inch-ab1.jpg
SKU: MKS81971100 | McKesson Pillowcase Standard White Disposable | Tissue/poly pillowcases provide a soft tissue outside for patient comfort with an inner poly moisture barrier to protect the pillow. | pillowcase-standard-white-disposable-83e.jpg
SKU: MKS88671101 | McKesson Procedure Towel 13 X 18 Inch Blue | Procedure Towel 13 X 18 Inch Blue . | procedure-towel-13-x-18-inch-blue--11c.jpg
SKU: AMDR5004-B | AMD-Ritmed O.R. Towels, Sterile, Premium Soft Cotton, Blue, 17" x 26" | O.R. Towels, Sterile, Premium Soft Cotton, Blue, 17" x 26" | or-towels-sterile-premium-soft-cotton-blue-17-x-26-660.jpg
SKU: 3M1000 | 3M Health Care Steri-Drape Towel Drape, Small, Sterile | Drapes made from clear polyethylene plastic with a matte finish, and include an adhesive strip for secure adhesion. Polyethylene film helps create a barrier to inhibit fluid strike-through and help provide a resistance to fluid strike through layer around the sterile field. Adheres to dry skin to help prevent fluids from running under drape and patient, minimizing the risk of body fluid exposure to healthcare personnel and making clean up easier. Conformable adhesive strip helps secure the drape, especially in hard-to-drape areas. Matte finish helps reduce glare from drape surface. Available in two lengths to accommodate a variety of procedures. | steri-drape-towel-drape-small-sterile-2fe.jpg
SKU: KCC10502 | Kimberly-Clark Absorbent Tray Liners / Towels, 20"X 25" | Absorbent Tray Liners / Towels, 20"X 25". | absorbent-tray-liners-towels-20x-25-5e2.jpg
SKU: PDCN-5(1-17) | Precision Dynamics Patient Chart Tape | Patient chart tape are imprinted with Room No., Patient, Doctor and available in 17 colors. | patient-chart-tape-466.jpg
SKU: OMNMD205025 | Omnimed 2.5" Med Treatment Book Med Book | Increase documentation efficiency. The Med and Treatment Books help organize and record dispensed medications and patient treatments. | 25-med-treatment-book-med-book-ed5.jpg
SKU: OMNMD291706 | Omnimed 6-8" Flag System | Keep your medical office efficient and organized with Room Status ID Flag Systems. Available in standard color scheme or customize to create a unique organization system to meet your specific needs. | 6-8-flag-system-2fc.jpg
SKU: OMNMD291708 | Omnimed 6-4" Flag System | Keep your medical office efficient and organized with Room Status ID Flag Systems. Available in standard color scheme or customize to create a unique organization system to meet your specific needs. | 6-4-flag-system-73c.jpg
SKU: BD326895 | BD Alcohol Swabs 1 x 3/4 inch | Thicker and softer than some other swabs, BD Alcohol Swabs ensure reliable site preparation for safe, hygienic insulin injections. BDâ„¢ Alcohol Swabs are also excellent for many other household uses. | alcohol-swabs-1-x-3-4-inch-7ff.jpeg
SKU: MKS24101200 | McKesson General Purpose Swabstick Cotton Wood 6 Inch | McKesson Cotton-Tipped Applicators. | general-purpose-swabstick-cotton-wood-6-inch-23a.png
SKU: MKS24131200 | McKesson Swabstick Cotton Wood 3 Inch, Wood Shaft | Swabstick Cotton Wood 3 Inch, Wood Shaft. | swabstick-cotton-wood-3-inch-wood-shaft-c0e.jpg
SKU: MKS24611200 | McKesson Swabstick Cotton Wood 6 Inch, Non-Sterile | Swabstick Cotton Wood 6 Inch, Non-Sterile. | swabstick-cotton-wood-6-inch-non-sterile-728.jpg
SKU: MKS24871200 | McKesson Swabstick Wood Plain Wood 6 Inch | McKesson Wooden Applicators | swabstick-wood-plain-wood-6-inch-211.jpg
SKU: TIDI969153G | TIDI Products Cotton Balls Medium Non-Sterile - 2000 per Bag | TIDI COTTON BALLS | cotton-balls-medium-non-sterile-2000-per-bag-005.jpg
SKU: TIDI969152G | TIDI Products Cotton Balls Large Non-Sterile - 1000 per Bag | TIDI COTTON BALLS | cotton-balls-large-non-sterile-1000-per-bag-005.jpg
SKU: TIDI969164G | TIDI Products Cotton Balls X-Large Non-Sterile - 500 per Bag | TIDI COTTON BALLS | cotton-balls-x-large-non-sterile-500-per-bag-005.jpg
SKU: TIDI969163G | TIDI Products Rayon Balls Medium Non-Sterile - 2000 per Bag | TIDI RAYON BALLS | rayon-balls-medium-non-sterile-2000-per-bag-005.jpg
SKU: TIDI969162G | TIDI Products Rayon Balls Large Non-Sterile - 1000 per Bag | TIDI RAYON BALLS | rayon-balls-large-non-sterile-1000-per-bag-005.jpg
SKU: CRSTXDNCG | Crosstex Roll Non-Sterile #2 Medium 1 1/2" x 3/8" - 2000 per Box | Recognized as the industry standard, these cotton rolls are soft, pliable, non-linting, non-irritating - absorbing up to 10 times their weight, thus minimizing the amount needed during a procedure. Made from 100% cotton. No cellulose or rayon fibers. Highly absorbent. Will not adhere to mucous membranes. Maintain shape when wet. Polywrapped box to protect contents | roll-non-sterile-2-medium-1-1-2-x-3-8-2000-per-box-27f.jpg
SKU: CRSTXDNACG | Crosstex Roll Non-Sterile #2 Medium 1 1/2" x 3/8" - 2000 per Box | Similar to our Premium brand, they are the perfect alternative for the price conscious practice. | roll-non-sterile-2-medium-1-1-2-x-3-8-2000-per-box-c4f.jpg
SKU: CRSTXDNCBG | Crosstex Roll Non-Sterile Braided #2 Medium 1 1/2" x 3/8" - 2000 per Box | Manufactured from pure, short fiber, 100% cotton and held together by thin strands of polyester filament, thus assures a very soft, non-irritating. Made from 100% cotton. Highly absorbent. Starch free for maximum softness. Will not adhere to mucous membranes. Tightly braided to maintain shape when wet. Polywrapped box to protect contents | roll-non-sterile-braided-2-medium-1-1-2-x-3-8-2000-per-box-c4f.jpg
SKU: CRSTXENCCG | Crosstex Sponge 2" x 2" Advantage Non-Sterile - 5000 per Carton | Made from USP cotton gauze. Pure, virgin white cotton with 100% cotton-fiber filling. Highly absorbent. | sponge-2-x-2-advantage-non-sterile-5000-per-carton-3c0.jpg
SKU: CRSTXENACCG | Crosstex Sponge 2" x 2" Advantage PlusÂ® Non-Sterile - 5000 per Carton | CROSSTEX ADVANTAGE PLUSÂ® COTTON FILLED EXODONTIA SPONGES | sponge-2-x-2-advantage-plusreg-non-sterile-5000-per-carton-3c0.jpg
SKU: CRSTXESCCG | Crosstex Sponge 2" x 2" Premium Sterile - Carton | CROSSTEX PREMIUM COTTON FILLED EXODONTIA SPONGES | sponge-2-x-2-premium-sterile-carton-3c0.jpg
SKU: GESDUSC03180 | Geiss Destin and Dunn Good Sense Cotton Swabs | Good Sense Cotton Swabs safe, hygienic, white paper sticks have a myriad of uses and are made with 100% cotton. | good-sense-cotton-swabs-a6c.gif
SKU: ISG807 | Invacare Cotton Tip Applicators, Sterile, 6" | Versatile applicators have many uses, including specimen collection, wound measurement and application of medications. Perfect for home, physicians' office, clinic, and hospital settings. Sterile 3" and 6" lengths available in sealed packs of two. Non-sterile 6" also available in bulk packaging. | cotton-tip-applicators-sterile-6-72a.jpg
SKU: CVN41535 | Covidien Kendall Minor Wet Skin Scrub Pack | Kendall Wet Skin Scrub Prep Packs are available with winged-grip sponges or sponge sticks saturated with Povidone-Iodine scrub solution and/or paint solution packaged in pouches with convenient finger holes for easy opening. | kendall-minor-wet-skin-scrub-pack-b3c.jpg
SKU: CVN41529 | Covidien Kendall Wet Skin Scrub Pack | Kendall Wet Skin Scrub Prep Packs are available with winged-grip sponges or sponge sticks saturated with Povidone-Iodine scrub solution and/or paint solution packaged in pouches with convenient finger holes for easy opening. | kendall-wet-skin-scrub-pack-5ee.jpg
SKU: CVN41529 | Covidien Kendall Wet Skin Scrub Pack | Kendall Wet Skin Scrub Prep Packs are available with winged-grip sponges or sponge sticks saturated with Povidone-Iodine scrub solution and/or paint solution packaged in pouches with convenient finger holes for easy opening. | kendall-wet-skin-scrub-pack-5ee.jpg
SKU: CVN41529 | Covidien Kendall Wet Skin Scrub Pack | Kendall Wet Skin Scrub Prep Packs are available with winged-grip sponges or sponge sticks saturated with Povidone-Iodine scrub solution and/or paint solution packaged in pouches with convenient finger holes for easy opening. | kendall-wet-skin-scrub-pack-5ee.jpg
SKU: DYNR1108 | Dynarex Povidone Iodine Prep Pad Medium | Povidone Iodine Prep Pad | povidone-iodine-prep-pad-medium-617.jpg
SKU: DYNR4251 | Dynarex Gallant Dispoable Prep Razors | Stainless Steel Blade. Disposable. Ideal for prepping prior to procedures such as ECGs. | gallant-dispoable-prep-razors-79f.jpg
SKU: PDIB10800 | PDI Chlorascrub Swab 1.0 ML | Long-lasting, broad spectrum protection for effective antisepsis. | chlorascrub-swab-10-ml-5dd.jpg
SKU: QLCN20227 | Quidel Swabs Rayon 50 Per Pack | For use with QuickVue Dipstick Strep A test and QuickVue+ Strep A kit only. | swabs-rayon-50-per-pack-c27.jpg
SKU: 3M1256B | 3M Health Care Comply Label Applicator | 3M Healthcare's Comply Label Applicator is a hand-held applicator that prints and applies 3M Sterilization Load Labels directly where needed. Durable, and lightweight the applicator is easy to use. All load identification information is printed in one easy-to-read area, and the10 character format allows variety of lot and dating configurations. | comply-label-applicator-28c.jpg
SKU: DYNR4321 | Dynarex Large Tip 8" | Cotton Tipped Plastic Applicator Large Tip. Mouth/throat applicators are ideally suited for comfortable specimen sampling procedures. | large-tip-8-dfa.jpg
SKU: CVN9192A | Covidien TENDERSORB WET-PRUF Abdominal Pads 7-1/2" X 8" Sterile | The TENDERSORB WET-PRUF ABD Pad consists of three layers: soft outer nonwoven layer, fluff filler for absorbency, and a WET-PRUF barrier to prevent fluid strike-through. All four edges are sealed to prevent lint residue and leaking. | tendersorb-wet-pruf-abdominal-pads-7-1-2-x-8-sterile-62b.jpg
SKU: KCC12240 | Kimberly-Clark Kimvent Oral Care Swabs, Individually Wrapped | Designed to assist the practitioner in providing proper oral care and provide multiple packaging configurations for varying patient needs. | kimvent-oral-care-swabs-individually-wrapped-ea6.jpg
SKU: KCC12247 | Kimberly-Clark Kimvent Oral Care Swabs, Bulk Packaged, Dentrifrice | Designed to assist the practitioner in providing proper oral care and provide multiple packaging configurations for varying patient needs. | kimvent-oral-care-swabs-bulk-packaged-dentrifrice-23a.jpg
SKU: AMDR4002D | AMD-Ritmed Sterile, Calcium Alginate Tipped Swab with Serrated Plastic Shaft, 6" x 0.0100" | Sterile Swabs - Plastic Serrated Shaft - Continued, 6" x .0100" | sterile-calcium-alginate-tipped-swab-with-serrated-plastic-shaft-6-x-00100-733.jpg
SKU: AMDR4001R | AMD-Ritmed Sterile, Rayon Tipped Swab with Serrated Plastic Shaft, 6" x 0.0100" | Sterile, Rayon Tipped Swab with Serrated Plastic Shaft, 6" x 0.0100" | sterile-rayon-tipped-swab-with-serrated-plastic-shaft-6-x-00100-d97.jpg
SKU: AMDR4001D | AMD-Ritmed Sterile, Polyester Tipped Swab with Serrated Plastic Shaft, 6" x 0.0100" | Sterile, Polyester Tipped Swab with Serrated Plastic Shaft, 6" x 0.0100" | sterile-polyester-tipped-swab-with-serrated-plastic-shaft-6-x-00100-9f4.jpg
SKU: DMSGL232P | Derma Sciences Surgitube And Surgigrip Tubular Gauze Applicators, Size 2L | Used with certain styles of Surgitube Tubular Gauze so primary bandage is not dislodged. Also used with certain styles of SurgiGrip Tubular Elastic Support Bandages to eliminate possible irritation to sensitive areas. | surgitube-and-surgigrip-tubular-gauze-applicators-size-2l-b15.jpg
SKU: DMSGL234 | Derma Sciences Surgitube And Surgigrip Tubular Gauze Metal Case Applicators Size 3M | Used with certain styles of Surgitube Tubular Gauze so primary bandage is not dislodged. | surgitube-and-surgigrip-tubular-gauze-metal-case-applicators-size-3m-485.jpg
SKU: DMSGL234P | Derma Sciences Surgitube And Surgigrip Tubular Gauze Lucite Tube Applicators, Size 3L | Used with certain styles of Surgitube Tubular Gauze so primary bandage is not dislodged. Also used with certain styles of SurgiGrip Tubular Elastic Support Bandages to eliminate possible irritation to sensitive areas. | surgitube-and-surgigrip-tubular-gauze-lucite-tube-applicators-size-3l-b3e.jpg
SKU: DMSGL227 | Derma Sciences Surgitube and Surgigrip Tubular Gauze Applicators Sets 1,2,3 | Surgitube & Surgigrip Tubular Gauze Applicators Sets, 1,2,3. | surgitube-and-surgigrip-tubular-gauze-applicators-sets-123-28f.jpg
SKU: ETNDNX12 | Ethicon DERMABOND ADVANCED Topical Skin Adhesive,. 0.7ml | DERMABOND ADVANCED is intended for topical application only to hold closed easily approximated skin edges of wounds from surgical incisions, including punctures from minimally invasive surgery, and simple, thoroughly cleansed, trauma-induced lacerations. DERMABOND ADVANCED may be used in conjunction with, but not in place of, deep dermal stitches. | dermabond-advanced-topical-skin-adhesive-07ml-96b.jpg
SKU: QLCN20228 | Quidel Chlamydia Transport Swabs Rayon Sterile | 25 individually pouched sterile Rayon swabs. For use with QuickVue Chlamydia test only. | chlamydia-transport-swabs-rayon-sterile-dff.jpg
SKU: CVN9194A | Covidien Tendersorb Wet-Pruf Abdominal Pad | Abdominal pads can be used as a primary dressing over large incisions and trauma sites and as a secondary dressing over heavily exudating wounds to provide cushioning, protection, and absorbency. Consists of three layers: outer nonwoven layer, fluff filler, and wet-pruf backing. Outer nonwoven layer is soft, quickly wicking fluid away from the wound. Fluff filler absorbs and disperses moisture, using 65% of the pad to act as a reservoir, capturing exudates and helping to prevent contamination of the wound. Wet-pruf backing retards fluid strike-through, protecting both the patient and caretaker. All four sides are sealed to prevent leaking and lint residue, as well as to prevent possible wound contamination. | tendersorb-wet-pruf-abdominal-pad--1cb.jpg
SKU: NDU2121 | Nikomed U.S.A. Nikoprep | Easy to use. Improves trace quality by quickly removing lotions and gels. Perfect prep for diagnostic and monitoring. Cost effective. | nikoprep-89b.png
SKU: PRO70000 | Pro Advantage Tongue Depressor Junior 5 1/2" x 5/8" Non-Sterile | Tongue Depressor, Junior 5 1/2" x 5/8", Non-Sterile, 500/bx, 10 bx/cs | tongue-depressor-junior-5-1-2-x-5-8-non-sterile-2f9.jpg
SKU: PRO76900 | Pro Advantage Tongue Depressor Adult 6" x 11/16" Sterile | Tongue Depressor, Adult 6" x 11/16", Sterile, 1/pk, 100 pk/bx, 10 bx/cs | tongue-depressor-adult-6-x-11-16-sterile-c7d.jpg
SKU: PRO72000 | Pro Advantage Tongue Depressor Adult 6" x 11/16" Non-Sterile | Tongue Depressor, Adult 6" x 11/16", Non-Sterile, 500/bx, 10 bx/cs (50 cs/plt) | tongue-depressor-adult-6-x-11-16-non-sterile-2f9.jpg
SKU: AMDR59200G | AMD-Ritmed Cervical Scraper 7" Non-Sterile - 250 per Box | AMD MEDICOM SOLON CERVICAL SCRAPERS | cervical-scraper-7-non-sterile-250-per-box-2dc.jpg
SKU: PRO70000G | Pro Advantage Tongue Depressor Junior 5 1/2" x 5/8" Non-Sterile - 500 per Box | PRO ADVANTAGEÂ® TONGUE DEPRESSORS | tongue-depressor-junior-5-1-2-x-5-8-non-sterile-500-per-box-2f9.jpg
SKU: PRO76900G | Pro Advantage Tongue Depressor Adult 6" x 11/16" Sterile - 1 per Pack, 100 Packs per Box | PRO ADVANTAGEÂ® TONGUE DEPRESSORS | tongue-depressor-adult-6-x-11-16-sterile-1-per-pack-100-packs-per-box-c7d.jpg
SKU: PRO77000G | Pro Advantage Tongue Depressor Junior 5 1/2" x 5/8" Sterile - 1 per Pack, 100 Packs per Box | PRO ADVANTAGEÂ® TONGUE DEPRESSORS | tongue-depressor-junior-5-1-2-x-5-8-sterile-1-per-pack-100-packs-per-box-2f9.jpg
SKU: PRO72000G | Pro Advantage Tongue Depressor Adult 6" x 11/16" Non-Sterile - 500 per Box | PRO ADVANTAGEÂ® TONGUE DEPRESSORS | tongue-depressor-adult-6-x-11-16-non-sterile-500-per-box-2f9.jpg
SKU: MYDTTD-9000 | Mydent Adult Tongue Depressors | Made of 100% wood; smooth and splinter-free. 6? in length; Non-sterile. | adult-tongue-depressors-cc6.jpg
SKU: PDTLAN-120 | Precision Dynamics Midazolam Syringe Labels | Precison Dynamics presents Midazolam syringe labels for use as TimeMed anethesia drug syringe labels. | midazolam-syringe-labels-787.jpg
SKU: PDTLAN-7 | Precision Dynamics Fentanyl Syringe Labels | Precison Dynamics presents Fentanyl syringe labels for use as TimeMed anethesia drug syringe labels. | fentanyl-syringe-labels-b66.jpg
SKU: TCMD4236 | Tech-Med Thermometer Jars 4" | Stainless steelware is constructed without seams to prevent bacteria growth and to allow for easy cleaning. | thermometer-jars-4-f15.jpg
SKU: PDC500P | Precision Dynamics Plastic Multiple Roll Dispensers Flip Top Covers and Bottom Suction Cups For 1" Core Rolls | Can hold multiple rolls of tape and label products up to a total of 22,8 cm. | plastic-multiple-roll-dispensers-flip-top-covers-and-bottom-suction-cups-for-1quot-core-rolls-920.jpg
SKU: PDCAN-1 | Precision Dynamics Atropine Syringe Labels | Precison Dynamics presents Atropine syringe labels for use as TimeMed anethesia drug syringe labels. | atropine-syringe-labels-ba6.jpg
SKU: PDCAN-101 | Precision Dynamics Valium Syringe Labels Orange | Valium Syringe Labels Orange. | valium-syringe-labels-orange-ddb.jpg
SKU: PDCAN-103 | Precision Dynamics Vecuronium Syringe Labels Fluorescent Red | 500" roll on a 1" core. Black imprint. | vecuronium-syringe-labels-fluorescent-red-aee.jpg
SKU: PDCAN-109 | Precision Dynamics Benadryl Syringe Labels | Precison Dynamics presents Benadryl syringe labels for use as TimeMed anethesia drug syringe labels. | benadryl-syringe-labels-623.jpg
SKU: PDCAN-113 | Precision Dynamics Dobutamine Syringe Labels | Precison Dynamics presents Dobutamine syringe labels for use as TimeMed anethesia drug syringe labels. | dobutamine-syringe-labels-dff.jpg
SKU: PDCAN-13 | Precision Dynamics Morphine Syringe Labels Blue | 500" roll on a 1" core. | morphine-syringe-labels-blue-3c4.jpg
SKU: PDCAN-132 | Precision Dynamics Dexamethasone Syringe Labels | Precison Dynamics presents Dexamethasone syringe labels for use as TimeMed anethesia drug syringe labels. | dexamethasone-syringe-labels-2ee.jpg
SKU: PDCAN-134 | Precision Dynamics Furosemide Syringe Labels White 500"/rl | 500" roll on a 1" core. | furosemide-syringe-labels-white-500-rl-4e5.jpg
SKU: PDCAN-161 | Precision Dynamics Rocuronium Syringe Labels Fluorescent Red | 500" roll on a 1" core. | rocuronium-syringe-labels-fluorescent-red-106.jpg
SKU: PDCAN-35 | Precision Dynamics Antibiotic Syringe Labels | Precison Dynamics presents Antibiotic syringe labels for use as TimeMed anethesia drug syringe labels. | antibiotic-syringe-labels-139.jpg
SKU: PDCAN-42 | Precision Dynamics Bupivacaine Syringe Labels | 1 1/2" x 1/2". 500" roll on a 1" core. Black imprint.Precison Dynamics presents Bupivacaine syringe labels for use as TimeMed anethesia drug syringe labels. | bupivacaine-syringe-labels-e9f.jpg
SKU: PDCAN-46 | Precision Dynamics Demerol Syringe Labels Blue | Demerol Syringe Labels Blue. | demerol-syringe-labels-blue--ff0.jpg
SKU: PDCAN-79 | Precision Dynamics Pentothal Syringe Labels | Precison Dynamics' presents a line pf high quality syringe labels. This label is of miscellaneous category, and is labeled as the drug Pentothal. The label displays Pre-Printed Concentration, (25mg/mL ) as well as the date. | pentothal-syringe-labels-2d1.png
SKU: PDCAN-9 | Precision Dynamics Glycopyrrolate Syringe Labels Green | Precision Dynamics Glycopyrrolate Syringe Labels. | glycopyrrolate-syringe-labels-green--090.jpg
SKU: PDCANS-14 | Precision Dynamics Naloxone Syringe Labels White Blue Stripes | 500" roll on a 1" core. | naloxone-syringe-labels-white-blue-stripes-aa6.jpg
SKU: PDCCS-YP | Precision Dynamics Piggyback Labels 5/8" x 15/16" Autoclavable Adhesive Yellow | Label compatible with CS-2-Guns Piggyback Paper permanent 1" Core 15/16" x 5/8" Yello 700 Per roll, 24 rolls per box. | piggyback-labels-5-8-x-15-16-autoclavable-adhesive-yellow--b83.jpg
SKU: PDCMSS-78 | Precision Dynamics Paper Stock Slide Labels 7/8" x 7/8" Thin Sheet Form | Slide label Paper Permanent | paper-stock-slide-labels-7-8-x-7-8-thin-sheet-form-1e3.jpg
SKU: PDCN-260 | Precision Dynamics Intravenous Solution Additives IV Labels | Nursing Label | intravenous-solution-additives-iv-labels-5de.jpg
SKU: DKL9007-M | Dukal Medicine Cup 1 oz Metric Only | Medicine Cup, 1 oz, Metric Only, 100/slv, 50 slv/cs | medicine-cup-1-oz-metric-only--dac.jpg
SKU: MMPL10906 | Medegen Medical Products Replacement Lid for H208-10 | Ideal for patient bedside, extended care and home health use. | replacement-lid-for-h208-10-a30.jpg
SKU: PDTLWTBH-212 | Precision Dynamics TimeMed WTBH-212 Hazard Warning Labels Biohazard | These hazard labels are In accordance with OSHA regulations, and are visible from a distance of at least 5 feet. They are printed in bright, attention-getting colors and with appropriate corresponding symbols, giving adequate time to react and respond. Available in Litho stock with a removable adhesive. | timemed-wtbh-212-hazard-warning-labels-biohazard-9f4.jpg
SKU: PDTLWTF-412 | Precision Dynamics Flammable Hazard Warning Label Yellow, 500"/rl |  | flammable-hazard-warning-label-yellow-500-rl-022.jpg
SKU: PDTLWTCT-412 | Precision Dynamics Contaminated Hazard Warning Label 4" x 1/2" Green | Hazard Warning Labels Contaminated. | contaminated-hazard-warning-label-4-x-1-2-green-2b6.jpg
SKU: PDTLDPS-MLA | Precision Dynamics Labeling For PATHLAB (3M/Medlab) Laboratory Systems For Dot Matrix Printers, 1 5/16" x 8 3/16" (Glove AdhesiveÂ® Label), (9 1/4" carrier width), 5,000/bx | Feature MED LAB EDP LABEL 1-5/16 X 8-3/16 WHITE Size: 1-5/16 X 8-3/16 Core Size: Color: WHITE Adhesive: SM Flexo Glove Carrier Width: 9-1/4 Max OD: N/A Qty: 5000/BX | labeling-for-pathlab-3m-medlab-laboratory-systems-for-dot-matrix-printers-1-5-16-x-8-3-16-glove-adhesivereg-label-9-1-4-carrier-width-5000-bx-6ef.jpg
SKU: PDTLN-19 | Precision Dynamics Isolation Patient Chart Labels, 2" x 6", White, 83/rl | Patient chart tape are imprinted with Room No., Patient, Doctor and available in 17 colors; please specify when ordering: 1-White; 2-Yellow; 3-Green; 4-Pink; 5-Red; 6-Orange; 7-Blue; 8-Tan; 9-Salmon; 10-Copper; 11-Rose; 12-Violet; 13-Lavender; 14-Grey; 15-Lime; 16-Aqua; 17-Chartreuse. Supplied on a 500" roll with 1" core, removable adhesive for easy removal from charts. | isolation-patient-chart-labels-2-x-6-white-83-rl-b49.jpg
SKU: PDTLPC6-PLA-V | Precision Dynamics Piggyback Labels Violet 750/rl 12 rl/bx | Widest selection of labeling products for your hospital and medical needs. | piggyback-labels-violet-750-rl-12-rl-bx-345.jpg
SKU: ADI40216 | ADI Medical Bedside Bag | The polyethylene Bedside Waste Bags can be attached to any bed or furniture surface with the two attached self-adhesive tabs at the top of the bag. | bedside-bag-a4b.jpg
SKU: PDTLWTR-412 | Precision Dynamics Radioactive Hazard Warning Label 4" x 1/2" Yellow 500"/rl | When dealing with any radioactive material or possible biohazard contamination, Hazard Communication Labels from PDC insure safety and efficiency. In accordance with various federal and state regulations, these hazard communication labels quickly identify containers, rooms and materials. Any hazard communication label can be customized in the size and design that you require. | radioactive-hazard-warning-label-4-x-1-2-yellow-500quot-rl-902.jpg
SKU: PDTLDPSL12-2 | Precision Dynamics Single Ply Labels White On 8 1/2" x 11" Sheets 1/2" x 2", 8000/bx | Feature 80 LBL/LASER SHEET 11 X 8-1/2 WHITE Size: 11 X 8-1/2 Color: WHITE Adhesive: Laser Perm Carrier Width: 8-1/2 Max OD: N/A Qty: 8M/BX - 100 SHTS/BX | single-ply-labels-white-on-8-1-2-x-11-sheets-1-2-x-2-8000-bx-646.jpg
SKU: PDTLDPSL78-78 | Precision Dynamics Single Ply Labels White 7/8" x 7/8" | TimeMedÂ® has a wide variety of labeling products in stock for your laser printers. These labels are designed for multi-purpose applications throughout your facility. | single-ply-labels-white-7-8-x-7-8-29f.jpg
SKU: BRSLBR83-13927 | BR Surgical Emesin Basin (Kidney Bowl), Stainless Steel, 10" x 4 1/2" x 2 1/8" | Feature Emesin Basin, (Kidney Bowl), Stainless Steel, 10" X 4 1/2" X 2 1/8" | emesin-basin-kidney-bowl-stainless-steel-10-x-4-1-2-x-2-1-8-8e2.jpg
SKU: NWWIDSPB1 | New World Imports Personal Belongings Drawstring Bag | Clear Bag with Blue Imprinting | personal-belongings-drawstring-bag-d93.jpg
SKU: NWWIBELC | New World Imports Belongings Bag, 18.5" x 20" | Belongings Bag, 18.5" x 20" | belongings-bag-185-x-20-e4c.jpg
SKU: NWWIDS500 | New World Imports Drawstring Bag, 18" x 20.5" 1.5 ml | Drawstring Bag, 18" x 20.5" 1.5 ml | drawstring-bag-18-x-205-15-ml--5dc.jpg
SKU: NWWIBELB | New World Imports Belongings Bag, 18 1/2" x 20", White/ Blue, 250/cs | FeatureCase Packaging bulkWeight 16 lbs | belongings-bag-18-1-2-x-20-white-blue-250-cs-2de.jpg
SKU: TIDI950232 | TIDI Products TIDI Bed Chair Bedside Bag | White. Dual pressure-sensitive tabs. | tidi-bed-chair-bedside-bag-b07.jpg
SKU: MMPL16110 | Medegen Medical Products Pitcher 1 Qt 9 oz Cup Cover Rose | Pitcher 1 Qt 9 oz Cup Cover Rose. | pitcher-1-qt-9-oz-cup-cover-rose-22f.jpg
SKU: MMPL16111 | Medegen Medical Products Cup Cover 9 oz For 16110 Rose | Cup Cover 9 oz For 16110 Rose. | cup-cover-9-oz-for-16110-rose-057.jpg
SKU: MMPL81100 | Medegen Medical Products Stainless Steel Bedside Service Tray | The Medegen Medical Products Stainless Steel Bedside Service Tray is a high quality and convenient stainless steel bedside service tray. | stainless-steel-bedside-service-tray-e2a.jpg
SKU: MMPLH101-05 | Medegen Medical Products Fracture Bedpan Large Gold | Designed with immobile patients in mind with a tapered end for improved comfort and placement ease. | fracture-bedpan-large-gold-da5.jpg
SKU: CM1069 | Complete Medical Suction Assist Handle for Travel Bathroom & Shower | Feature Portable balance assist for shower or tub! Easy to remove or relocate Suction cup design attaches easily to tub rail or shower wall Can be used horizontally or vertically To be used only as a balancing assist not for body weight leverage No Tools Required | suction-assist-handle-for-travel-bathroom-shower-609.jpg
SKU: CM3104 | Complete Medical Nail Clipper Magnifying | Feature Easy to use 3X magnifier Bright LED light makes it easy to see ABS Plastic stainless steel clipper 3 button cell batteries included Attractive Display card Angle adjustment | nail-clipper-magnifying-2b7.jpg
SKU: CM2109 | Wahl Clipper Corporation Deep Tissue Percussion Therapeutic Massager | For that pain that just won't budge, you need the Wahl Deep Tissue Percussion Therapeutic Massager. This massager's variable speed feature allows you to adjust the massage intensity from light to intense. The massager comes with four unique attachments that get down to the bone and relieve even the most rooted pain and tension. | deep-tissue-percussion-therapeutic-massager-bf3.jpg
SKU: MMPLH113-10G | Medegen Medical Products Commode Stackable Bedpan Mauve - Each | Great space savers. To maximize storage options, units nest nicely together. Select from original or commode styles. Both provide comfort, convenience and fit standard commodes/toilets. | commode-stackable-bedpan-mauve-each-cef.jpg
SKU: MMPLH113-05G | Medegen Medical Products Commode Stackable Bedpan Gold - Each | Great space savers. To maximize storage options, units nest nicely together. Select from original or commode styles. Both provide comfort, convenience and fit standard commodes/toilets. | commode-stackable-bedpan-gold-each-cef.jpg
SKU: MMPLH113-11G | Medegen Medical Products Commode Stackable Bedpan Pewter - Each | Great space savers. To maximize storage options, units nest nicely together. Select from original or commode styles. Both provide comfort, convenience and fit standard commodes/toilets. | commode-stackable-bedpan-pewter-each-cef.jpg
SKU: MMPLH111-10G | Medegen Medical Products Bed Pan Rose Commode Style Stackable Disposable - Each | Great space savers. To maximize storage options, units nest nicely together. Select from original or commode styles. Both provide comfort, convenience and fit standard commodes/toilets. | bed-pan-rose-commode-style-stackable-disposable-each-cef.jpg
SKU: MMPLH114-05G | Medegen Medical Products Bed Pan Gold Large Commode Style Stackable Disposable - Each | Great space savers. To maximize storage options, units nest nicely together. Select from original or commode styles. Both provide comfort, convenience and fit standard commodes/toilets. | bed-pan-gold-large-commode-style-stackable-disposable-each-cef.jpg
SKU: MMPLH208-11G | Medegen Medical Products Gray Pitcher Lid Straw & Handle Gray - Each | Ideal for patient bedside, extended care and home health use. 34 oz. Double-wall thermo design keeps drinks cold and minimizes the need to add ice. Dual access lid can be completely sealed for maximum infection control. Jumbo straw and safety tips are held snugly in place for easy patient use and straw does not have to be removed for pouring. Dishwasher safe and reusable. | gray-pitcher-lid-straw-amp-handle-gray-each-83a.jpg
SKU: MMPLH208-10G | Medegen Medical Products Pitcher Lid Straw & Handle Rose - Each | Ideal for patient bedside, extended care and home health use. 34 oz. Double-wall thermo design keeps drinks cold and minimizes the need to add ice. Dual access lid can be completely sealed for maximum infection control. Jumbo straw and safety tips are held snugly in place for easy patient use and straw does not have to be removed for pouring. Dishwasher safe and reusable. | pitcher-lid-straw-amp-handle-rose-each-83a.jpg
SKU: MMPLH208-08G | Medegen Medical Products Pitcher Lid Straw and Handle Ivory 34 Ounces | Double-wall thermo design keeps drinks cold and minimizes the need to add ice. | pitcher-lid-straw-and-handle-ivory-34-ounces-83a.jpg
SKU: MMPL10906G | Medegen Medical Products Replacement Lid for H208-10 - Each | Ideal for patient bedside, extended care and home health use. 34 oz. Double-wall thermo design keeps drinks cold and minimizes the need to add ice. Dual access lid can be completely sealed for maximum infection control. Jumbo straw and safety tips are held snugly in place for easy patient use and straw does not have to be removed for pouring. Dishwasher safe and reusable. | replacement-lid-for-h208-10-each-83a.jpg
SKU: MMPL10606G | Medegen Medical Products Accessories: Lid For H207-10 - Each | Ideal for patient bedside, extended care and home health use. 34 oz. Double-wall thermo design keeps drinks cold and minimizes the need to add ice. Dual access lid can be completely sealed for maximum infection control. Jumbo straw and safety tips are held snugly in place for easy patient use and straw does not have to be removed for pouring. Dishwasher safe and reusable. | accessories-lid-for-h207-10-each-83a.jpg
SKU: MMPLH207-10G | Medegen Medical Products Pitcher Insulated Straw & Lid Rose - 22 Ounces | Ideal for patient bedside, extended care and home health use. 34 oz. Double-wall thermo design keeps drinks cold and minimizes the need to add ice. Dual access lid can be completely sealed for maximum infection control. Jumbo straw and safety tips are held snugly in place for easy patient use and straw does not have to be removed for pouring. Dishwasher safe and reusable. | pitcher-insulated-straw-amp-lid-rose-22-ounces-83a.jpg
SKU: MMPLH207-11G | Medegen Medical Products Pitcher Insulated Straw & Lid Gray - 22 Ounces | Ideal for patient bedside, extended care and home health use. 34 oz. Double-wall thermo design keeps drinks cold and minimizes the need to add ice. Dual access lid can be completely sealed for maximum infection control. Jumbo straw and safety tips are held snugly in place for easy patient use and straw does not have to be removed for pouring. Dishwasher safe and reusable. | pitcher-insulated-straw-amp-lid-gray-22-ounces-83a.jpg
SKU: NWWIBELBG | New World Imports Belongings Bag with Handle 18 1/2" x 20" White Bag with Blue Imprint - Bag | NEW WORLD IMPORTS PERSONAL BELONGINGS BAG | belongings-bag-with-handle-18-1-2-x-20-white-bag-with-blue-imprint-bag-af1.jpg
SKU: NWWIDS600G | New World Imports Drawstring Bag 20" x 22" 1.5 ml - Bag | NEW WORLD IMPORTS PERSONAL BELONGINGS BAG | drawstring-bag-20-x-22-15-ml-bag-894.jpg
SKU: NWWIDSPB2G | New World Imports Personal Belongings Drawstring Bag 17" x 20" White Bag with Blue Imprinting - Bag | NEW WORLD IMPORTS PERSONAL BELONGINGS BAG | personal-belongings-drawstring-bag-17-x-20-white-bag-with-blue-imprinting-bag-fcc.jpg
SKU: IHCI72-200G | Innovative Healthcare Socks Medium Soft Terry Cloth with Slip-Resistant Tread 91% Polyester Elastic Cuffs Blue - Pair | Soxâ„¢ provide lightweight, comfortable, yet durable patient footwear, with gripper soles. Multidirectional stretchability, graduated sizing and elastic cuffs offer easy donning and comfort, even in cases of swelling. Easy to distinguish color-coded sizes. | socks-medium-soft-terry-cloth-with-slip-resistant-tread-91-polyester-elastic-cuffs-blue-pair-810.jpg
SKU: IHCI72-500G | Innovative Healthcare Socks Unisize Soft Terry Cloth with Slip-Resistant Tread 91% Polyester Elastic Cuffs Red - Pair | Soxâ„¢ provide lightweight, comfortable, yet durable patient footwear, with gripper soles. Multidirectional stretchability, graduated sizing and elastic cuffs offer easy donning and comfort, even in cases of swelling. Easy to distinguish color-coded sizes. | socks-unisize-soft-terry-cloth-with-slip-resistant-tread-91-polyester-elastic-cuffs-red-pair-115.jpg
SKU: TIDI8576G | TIDI Products Hi Riskâ„¢ Impervious Gown Open Back Thumbloop Cuff Universal Size - 15 per Box | TIDI HIRISKÂ® GOWNS | hi-risktrade-impervious-gown-open-back-thumbloop-cuff-universal-size-15-per-box-87d.jpg
SKU: DKLBB3305G | Dukal Bedside Bag Plastic with Tabs 6 1/2" x 12" x 3" - 100 per Pack | Bedside Bag has twin-tape tabs and nature design. Garment bag has black vinyl with zipper and a clear pouch for inserting patient information. | bedside-bag-plastic-with-tabs-6-1-2-x-12-x-3-100-per-pack-51f.jpg
SKU: MMPLH362-10G | Medegen Medical Products Wash Basin Rectangular 7 Qt 6.6L Dusty Rose Each | Made of high-grade polypropylene which combines thinner wall construction and strength for an economical shatter-resistant basin. | wash-basin-rectangular-7-qt-66l-dusty-rose-each-0d7.jpg
SKU: MMPLH362-05G | Medegen Medical Products Wash Basin Rectangular 7 Qt/ 6.6L Gold - Each | Made of high-grade polypropylene which combines thinner wall construction and strength for an economical shatter-resistant basin. | wash-basin-rectangular-7-qt-66l-gold-each-4a7.jpg
SKU: MMPLH362-11G | Medegen Medical Products Wash Basin Rectangular 7 Qt/ 6.6L Gray | Made of high-grade polypropylene which combines thinner wall construction and strength for an economical shatter-resistant basin. | wash-basin-rectangular-7-qt-66l-gray-0d7.jpg
SKU: MMPLH362-07G | Medegen Medical Products Wash Basin Rectangular 7 Qt/ 6.6L Turquoise - Each | Made of high-grade polypropylene which combines thinner wall construction and strength for an economical shatter-resistant basin. | wash-basin-rectangular-7-qt-66l-turquoise-each-dbe.jpg
SKU: ADI40216G | ADI Medical Bedside Bag - 100 per Bag | Disposable bags are made of white opaque polyethylene with blue floral print. Two tapes allow adherence to any surface. Bags measure 7â€ x 11â€. | bedside-bag-100-per-bag-0be.jpg
SKU: MMPLH222-10G | Medegen Medical Products Deluxe Carafe Straw Port Dusty Rose - Each | These durable pitchers/carafes feature an easy-to-grip handle for single-handed use. Liners and jackets are also available as sets or individually. This item includes a translucent lid with an ice guard to keep ice inside the pitcher. Translucent replacement lids are also available. Optional Liners and Jackets: H215-01 - Lightweight Liner, H216-01 - Heavy Liner, H217-02 - Foam Liner, H219-02 - Foam Jacket. These items can be purchased separately. | deluxe-carafe-straw-port-dusty-rose-each-8d0.jpg
SKU: MMPLH250-10G | Medegen Medical Products Tumbler 8 oz Mauve - Each | Complementing the carafe line, shatterproof tumblers make perfect drinking cups. Optimal styling allows for easy grasping and ingestion of fluids. Select disposable or reusable. | tumbler-8-oz-mauve-each-a02.jpg
SKU: MMPLH250-11G | Medegen Medical Products Tumbler 8 oz Pewter - Each | Complementing the carafe line, shatterproof tumblers make perfect drinking cups. Optimal styling allows for easy grasping and ingestion of fluids. Select disposable or reusable. | tumbler-8-oz-pewter-each-a02.jpg
SKU: MMPL00081G | Medegen Medical Products Fracture Bedpan Powder Blue Sterilizable - Each | Designed with immobile patients in mind with a tapered end for improved comfort and placement ease. Plastic guard prevents spills and built-in handles simplify placement and removal. Select disposable or reusable. | fracture-bedpan-powder-blue-sterilizable-each-613.jpg
SKU: MMPL00063G | Medegen Medical Products Emesis Basin 9" 700cc Powder Blue Sterilizable - Each | Rounded edges and flexible design facilitate handling and use. Ideal for containing fluids, measuring output and routine oral care. Select disposable or reusable. Graduated in 100 cc increments. | emesis-basin-9-700cc-powder-blue-sterilizable-each-55b.jpg
SKU: MMPLH140-01G | Medegen Medical Products Urinal Hang Handle & Cover Disposable - Each | Translucent urinals permit measuring ease, visualization of contents and are graduated in 25 cc and 1 oz increments up to 1000 cc's. | urinal-hang-handle-amp-cover-disposable-each-169.jpg
SKU: MMPL00195G | Medegen Medical Products Translucent Base Powder Blue Lid - Each | Translucent urinals permit measuring ease, visualization of contents and are graduated in 25 cc and 1 oz increments up to 1000 cc's. | translucent-base-powder-blue-lid-each-169.jpg
SKU: MMPLH140D-01G | Medegen Medical Products Natural | Translucent urinals permit measuring ease, visualization of contents and are graduated in 25 cc and 1 oz increments up to 1000 ccs. | natural--169.jpg
SKU: JON003434 | Johnson & Johnson Baby Take Along Pack Trial Sizes | Baby Take Along Pack Trial Sizes. | baby-take-along-pack-trial-sizes-468.jpg
SKU: ECGP45751-608 | Encompass Group Pediatric Gown Size 6-8 Sky Blue Kids in Space | Our Space Adventures line features fun and imaginative prints of koalas and kids in space | pediatric-gown-size-6-8-sky-blue-kids-in-space-cd8.png
SKU: KCC11957 | Kimberly-Clark Huggiesâ„¢ Ultratrim Diapers, Size 2 (12-18 lbs), 36/pk, 4 pk/cs | The Ultra Trim diapers have a super absorbent core that absorbs large amounts of wetness and offer excellent leakage protection. They feature a Baby Shaped design along with comfort stretch sides and easy grip tabs that adjust to any baby's shape for better fit. | huggiestrade-ultratrim-diapers-size-2-12-18-lbs-36-pk-4-pk-cs-3e5.jpg
SKU: DKLCB01 | Dukal DawnMist Crayons and Coloring Books, 5â€ x 7â€, 16 pages | DawnMist Crayons and Coloring Books, 5â€ x 7â€, 16 pages | dawnmist-crayons-and-coloring-books-5-x-7-16-pages--cab.jpg
SKU: DKLCR01 | Dukal DawnMist Crayons Multi Color | DawnMist Crayons and Coloring Books, Multi-Color | dawnmist-crayons-multi-color-f9d.jpg
SKU: KCC40581 | Kimberly-Clark Micro-Preemie Diapers Up to 6 lbs | An umbilical cord cut-out, perfectly shaped to gently protect your little one's belly button as it heals. Wetness indicator helps you keep track of wet diapers by changing color when wet. Pocketed back waistband to help keep in the runny mess. | micro-preemie-diapers-up-to-6-lbs-c90.jpg
SKU: CM7209 | Complete Medical Bed Pan Gold w/o Cover Disposable | Feature UNBOXED Disposable Gold w/o Cover Resistant to stains & cracks Dimensions: 14 L x 11 W x 2.5 D Weight capacity: 250 Lb | bed-pan-gold-w-o-cover-disposable-560.jpg
SKU: JON102073 | Johnson & Johnson Baby Creamy Oil with Shea and Cocoa Butter | Johnson & Johnson's line of Oil with Shea and Cocoa Butter Baby Cream is packed in 8 ounce bottles. The soothing and moisturizing formula will keep your baby's skin soft and smelling great! | baby-creamy-oil-with-shea-and-cocoa-butter-089.jpg
SKU: CVN2630 | Covidien Curity Nursing Pads | Appropriate for use with regular or nursing bras, disposable Curity nursing pads have soft, non-irritating edges, a moisture barrier and super absorbent polymer for maximum fluid retention and patient comfort | curity-nursing-pads-d29.jpg
SKU: KCC21718G | Kimberly-Clark Jumbo Underpants Girl Small/ Medium - 15 per Pack | Stretchable waist and sides for a comfortable fit. Discreet, cloth-like outer cover looks and feels like underwear. Thin, absorbent pad quickly draws wetness away from skin. Leak guards for all-night protection. | jumbo-underpants-girl-small-medium-15-per-pack-fce.jpg
SKU: KCC30721G | Kimberly-Clark Mega Pack Underpants Boy Small/ Medium - 26 per Pack | Stretchable waist and sides for a comfortable fit. Discreet, cloth-like outer cover looks and feels like underwear. Thin, absorbent pad quickly draws wetness away from skin. Leak guards for all-night protection. | mega-pack-underpants-boy-small-medium-26-per-pack-dfc.jpg
SKU: SAJD7240005G | SAJ Distributors Antacid Mint Flavor 12 oz Compare to the Active Ingredient of MaaloxÂ® - Each | SAJ SELECT BRAND ANTACIDS-ANTIGAS | antacid-mint-flavor-12-oz-compare-to-the-active-ingredient-of-maaloxreg-each-da6.jpg
SKU: SAJD7240021G | SAJ Distributors Antacid Anti-Gas 12 oz Compare to the Active Ingredients of MylantaÂ® - Each | SAJ SELECT BRAND ANTACIDS-ANTIGAS | antacid-anti-gas-12-oz-compare-to-the-active-ingredients-of-mylantareg-each-baa.jpg
SKU: IHCI80-400G | Innovative Healthcare Wipes Cleansing Baby Spunlace Tub 7.1" x 7.9" 100 wipes/tub - Each | Premium cloth-like spunlace wipes are pre-moistened with a gentle cleansing lotion containing aloe and lanolin. Hypoallergenic and pH balanced for baby's sensitive skin. Convenient, stay-open lid. | wipes-cleansing-baby-spunlace-tub-71-x-79-100-wipes-tub-each-eb0.jpg
SKU: CVN70074AG | Covidien Youth Pants Unisex Large/ X-Large - 14 per Bag | Offers protection for children and teenagers suffering form nocturnal enuresis (nighttime bedwetting). For both the child and the parent, they provide a discreet, comfortable and dignified solution. Designed, engineered and manufactured to meet Covidien's exacting standards for quality and performance. They combine the look and feel of real underwear with maximum containment protection and provide features, benefits and performance comparable to the national brands. Colored band indicate back of youth pant. Stretchy sides and waist. Tear-away sides. Leg gathers. Leak barriers. Super-dry core. | youth-pants-unisex-large-x-large-14-per-bag-5f5.jpg
SKU: CVN70073AG | Covidien Youth Pants Unisex Small/ Medium - 17 per Bag | Offers protection for children and teenagers suffering form nocturnal enuresis (nighttime bedwetting). For both the child and the parent, they provide a discreet, comfortable and dignified solution. Designed, engineered and manufactured to meet Covidien's exacting standards for quality and performance. They combine the look and feel of real underwear with maximum containment protection and provide features, benefits and performance comparable to the national brands. Colored band indicate back of youth pant. Stretchy sides and waist. Tear-away sides. Leg gathers. Leak barriers. Super-dry core. | youth-pants-unisex-small-medium-17-per-bag-5f5.jpg
SKU: CVN70065BAG | Covidien Training Pants Boy X-Large 4T/5T - 19 per Bag | Combines the look and feel of real underwear with the protection needed or potty-training toddlers. Designed, engineered and manufactured to meet Covidien's exacting standards for quality and performance. They offer features, benefits and performance comparable to the national brands. Fits like real underwear. Advanced absorbency system. Easy pull-on and tear-away sides. Disappearing wetness indicator. | training-pants-boy-x-large-4t-5t-19-per-bag-d65.jpg
SKU: DKLBWS4258G | Dukal Baby Wipes Embossed Premium 6 1/2" x 8 1/2" 40/tub - Each | Extremely soft yet durable spunlace material. Pre-moistened with a gentle no rinse formula. Contains Aloe and Lanolin, Alcohol Free. | baby-wipes-embossed-premium-6-1-2-x-8-1-2-40-tub-each-feb.jpg
SKU: DKLBWU4024G | Dukal Baby Wipes Soft Pack Unscented 6 1/2" x 8 1/2" - 40 per Pack | Extremely soft yet durable spunlace material. Pre-moistened with a gentle no rinse formula. Contains Aloe and Lanolin, Alcohol Free. | baby-wipes-soft-pack-unscented-6-1-2-x-8-1-2-40-per-pack-feb.jpg
SKU: DKLBWU4340G | Dukal Baby Wipes Embossed Unscented 6 1/2" x 8 1/2" 80/tub - Each | Extremely soft yet durable spunlace material. Pre-moistened with a gentle no rinse formula. Contains Aloe and Lanolin, Alcohol Free. | baby-wipes-embossed-unscented-6-1-2-x-8-1-2-80-tub-each-feb.jpg
SKU: DKLCR01G | Dukal Crayons 4-Box - 12 Boxes per Pack | Crayons are non-toxic. Crayons are available in a 4 pack of classic colors. Coloring books come in a variety 4 pack. Great to keep young children entertained. | crayons-4-box-12-boxes-per-pack-71c.jpg
SKU: DKLCB01G | Dukal Childrens Coloring Book - 24 per Pack | Crayons are non-toxic. Crayons are available in a 4 pack of classic colors. Coloring books come in a variety 4 pack. Great to keep young children entertained. | childrens-coloring-book-24-per-pack-b64.jpg
SKU: PDIQ49636G | PDI Baby Wipes Resealable Travel Pack 7" x 8" 12/pouch - Pouch | Developed for babies' soft and delicate skin. Designed for extra comfort and strength. Soft cloths pre-moistened with mild cleansing solution. Gentle formula contains Aloe and Vitamin E. Hypoallergenic, alcohol and latex free. Tissue-like dispensing allows single-handed use. | baby-wipes-resealable-travel-pack-7-x-8-12-pouch-pouch-7d5.jpg
SKU: KCC52238G | Kimberly-Clark Newborn Diapers up to 10 lbs - 24 per Pack | The Ultra Trim diapers have a super absorbent core that absorbs large amounts of wetness and offer excellent leakage protection. They feature a Baby Shapedâ„¢ design along with comfort stretch sides and easy grip tabs that adjust to any baby's shape for better fit. | newborn-diapers-up-to-10-lbs-24-per-pack-da0.jpg
SKU: KCC47145 | Kimberly-Clark Nano Preemie Diapers Upt o 2 lbs | An umbilical cord cut-out, perfectly shaped to gently protect your little one's belly button as it heals. | nano-preemie-diapers-upt-o-2-lbs-b77.jpg
SKU: CAH80008A- | Cardinal Health Baby Diaper Size 1 Small | Provides the protection and comfort generations have relied on from Curity brand products. Stretchable side panels provide enhanced fit allowing baby to move freely and comfortably. Soft, cloth-like cover is gentle to the touch and kind to baby's skin. Comfort leak guards gently gather around baby's leg for soft leakage barrier. Super absorbent core quickly pulls moisture away form baby's skin. | baby-diaper-size-1-small--393.jpg
SKU: MKS75151100 | McKesson Medi Pak Performance Minor Procedure Drape Sterile Field Drape 18 W X 26 L Inch | Medi-Pak Performance Sterile Field Towel/Drape. | medi-pak-performance-minor-procedure-drape-sterile-field-drape-18-w-x-26-l-inch-e63.png
SKU: TIDI8251 | TIDI Products Autoclave Towel T/P/T White 19" x 30" | White tissue poly tissue autoclavable towels allow for use In kits and autoclaves | autoclave-towel-t-p-t-white-19-x-30-7a2.jpg
SKU: BHDI6710 | Busse Hospital Disposables Kaycel Towel Blue Non Sterile 19Â½" x 23" Absorbent General Purpose | Scrim-Reinforced Towels Blue, general purpose, scrim-reinforced towels. | kaycel-towel-blue-non-sterile-19frac12quot-x-23quot-absorbent-general-purpose--709.jpg
SKU: TIDI983914 | TIDI Products Durawick Barrier Towels Blue 13" x 18" | DuraWick towels were specially created to be used to last through several rounds of tools being placed on them from your ultrasonic cleaning. The top layer of material wicks away moisture, which is then absorbed into the middle layer of the product, keeping your sterilization area clean and sanitary. | durawick-barrier-towels-blue-13-x-18-b6f.jpg
SKU: AMDR5100-B | AMD-Ritmed O.R. Towels Blue 17" x 26" Pre-washed | Pre-washed, premium soft cotton. O.R. Towel, Non-Sterile, 17" x 26", Blue | or-towels-blue-17-x-26-pre-washed-cc9.jpg
SKU: CVN77702 | Covidien Devon Or Towel, Blue, Sterile, Maximum Absorbency | Devon Blue Operating Room Towels Are Manufactured From High Quality 100% Cotton, Pre-Washed, Sterile And Colorfast. They Are Designed For Maximum Absorbency. | devon-or-towel-blue-sterile-maximum-absorbency-862.jpg
SKU: CVN77704 | Covidien Devon Or Towel, Blue, Maximum Absorbency, Sterile | Devon Blue Operating Room Towels are manufactured from high quality 100% cotton, pre-washed, sterile and colorfast. They are designed for maximum absorbency. | devon-or-towel-blue-maximum-absorbency-sterile--ffb.jpg
SKU: GPC25081 | Georgia Pacific Brawny Industrial Medium weight HEF Disposable Shop Towel, White, 9.1" x 12.5'' | The Brawny Industrial medium weight, strong shop towel is made from hydro entangled fibers (HEF) making them super soft, yet durable enough to resist tears. These wipers are compatible with most commonly used industrial solvents and stand up well in many general manufacturing and maintenance applications including vehicle maintenance. These low lint wipers provide a cloth-like feel engineered to deliver consistent performance and fast and effective wiping, making them a terrific replacement for more expensive cloth shop towels and rags. These wipers come in a convenient dispenser box for added protection and quick and easy dispensing. | brawny-industrial-medium-weight-hef-disposable-shop-towel-white-91-x-125-fdf.jpg
SKU: DKL858 | Dukal Cleansing Towelettes - 5â€ x 8â€ | Cleansing Towelettes - 5â€ x 8â€ | cleansing-towelettes-5-x-8-634.jpg
SKU: KCC89701 | Kimberly-Clark Absorbent Towels Two Pack 15" X 22" Sterile | Absorbent Towels, Two Pack | absorbent-towels-two-pack-15-x-22-sterile-f68.jpg
SKU: AVDH8MEDQUIETKIT | AVID Healthcare Quiet Kit Includes: AE-08M Headphone Ear Plugs Eyeshade Zip Lock Vinyl Pouch | Enhancing the patient experience - helping patients to be more comfortable, relaxed and entertained is vital to today's HCAP centric healthcare system. Healthcare instutions are becoming more focused on treating the patients as consumers and are using various kits to provide the patients with an overall better experience to increase HCAP scores. Higher scores result in more government funding. | quiet-kit-includes-ae-08m-headphone-ear-plugs-eyeshade-zip-lock-vinyl-pouch-5c4.jpg
SKU: TIDI916114G | TIDI Products Cuff Barrier Fabricel T/P Adult Regular 18 1/8" x 6 3/4" White - 50 per Box | Reduces cross contamination between patient and cuff. Minimizes risk of hospital-acquired or clinic-acquired infections. | cuff-barrier-fabricel-t-p-adult-regular-18-1-8-x-6-3-4-white-50-per-box-b29.jpg
SKU: ALIN10317433987806 | Alliance Labs DocuSol 5ml Mini-Enema 283 mg Docusate Sodium | DocuSol 5ml Mini-Enema, 283 mg, Docusate Sodium, 5ct/bx, 24bx/cs (US ONLY) | image.jpg
SKU: ALIN10317433988479 | Alliance Labs DocuSol Kid's 5ml Mini-Enema Docusate Sodium 5ct/bx 24bx | DocuSol Kid's 5ml Mini-Enema, Docusate Sodium, 5ct/bx, 24bx (US ONLY) | image.jpg
SKU: CAHMI00575- | Cardinal Health Phototherapy Eye Protector Small Infants Less Than 1500 grams | Used in the treatment of infantile jaundice. Soft fabric shades gently adhere to infant's temples with our biocompatible hydrogel adhesive. | phototherapy-eye-protector-small-infants-less-than-1500-grams-efa.jpg
SKU: BHDI904 | Busse Hospital Disposables Post Mortem Kits, White, Straight Zipper, 3 White Tags, 10/cs | Made of strong, high grade plastic, 7 mil thick, with bound edges. Two styles of heavy duty, rustproof nylon zippers available: One runs full length of bag; the other has an extra wide, U-shaped zipper opening. Both permit easy access and storage of bodies, body parts, or cadavers. Each bag measures 36 x 90 (infant bag 18 1/2 x 30 1/2.) Kits include bag, chin strap, cellulose pads, two 60 ties, three 36 ties, and ID tags, all packed in polyethylene bag that can be used for storing personal effects. Individually bagged. Latex free. | post-mortem-kits-white-straight-zipper-3-white-tags-10-cs-977.jpg
SKU: TCMD4476 | Tech-Med Fox Eye Shield Aluminum | Tech-Med Fox Aluminum Eye Shield. | fox-eye-shield-aluminum-407.jpg
SKU: ELKP15F-1420 | Elkay Plastics Flat Bag Low Density 1.5 mil 14" x 20" | The most economical choice for storage and protection. | flat-bag-low-density-15-mil-14-x-20--c57.png
SKU: ELKP20G-201830 | Elkay Plastics Gusset Bag Low Density 20" x 18" x 30" | Gusseted bags feature creased sides that expand to accommodate bulky items. Low Density Polyethylene (LDPE) bags are the most commonly used plastic bag because they provide excellent protection and outstanding value. Elkay polyethylene bags are made from virgin materials, so they comply with FDA requirements for use in food applications. | gusset-bag-low-density-20-x-18-x-30-f36.png
SKU: TIDI950259G | TIDI Products Vinyl Body Bag Curved Zipper White 36" x 90" - Each | TIDI POST MORTEM BAG | vinyl-body-bag-curved-zipper-white-36-x-90-each-5cc.jpg
SKU: HARISO2825 | Harloff Wall or Door Mount Isolation Station Standard Package | Allows storage of PPE (personal protective equipment) in areas with space limitations. | wall-or-door-mount-isolation-station-standard-package--b98.jpg
SKU: KCC92145 | Kimberly-Clark Cassette Skin Care Dispenser 1000 mL Black | Soap dispenser maintenance is quick and easy! The new Kimcare Cassette Skin Care System dispenser offers easy, no fuss refill loading, and flexibility to refill with any Kimcare Cassette Skin Care foam or liquid formula. | cassette-skin-care-dispenser-1000-ml-black-286.jpg
SKU: BMCIBG001-0512 | Bowman Bag Dispenser Single Holds Single Roll of Bags | Bag Dispenser Single Holds Single roll of individual-sized biohazard, linen, or refuse bags. Roll no larger than 9.50"W x Ã˜3.40" (24.1 cm x 8.6 cm). | bag-dispenser-single-holds-single-roll-of-bags-60f.png
SKU: BMCIFM200-0212 | Bowman Face Mask Dispenser Universal Shield | Face Mask Dispenser - Universal - Shield. | face-mask-dispenser-universal-shield-781.jpg
SKU: BMCIGL100-0212 | Bowman Glovecatcher | GloveCatcherÂ® by BOWMANÂ®. | glovecatcher--4ee.jpg
SKU: BMCIRS004-0512 | Bowman Hygiene Dispensing Station Quartz Beige Aluminum Manual Wall Mount | BOWMANÂ® Hygiene Dispensing Station Quartz Beige Aluminum Manual Wall Mount. | hygiene-dispensing-station-quartz-beige-aluminum-manual-wall-mount-319.jpg
SKU: BMCIGP-014G | Bowman Glove Box Dispenser Holds Two Boxes of Gloves Two-Way Keyholes For Vertical or Horizontal Wall Mounting Clear PETG Plastic 10 11/16"W x 10 1/8"H x 3 15/16"D - Each | BOWMAN DOUBLE GLOVE DISPENSERS | glove-box-dispenser-holds-two-boxes-of-gloves-two-way-keyholes-for-vertical-or-horizontal-wall-mounting-clear-petg-plastic-10-11-16w-x-10-1-8h-x-3-15--1f2.jpg
SKU: BMCIGP-015G | Bowman Glove Box Dispenser Triple Holds Three Boxes of Gloves Two-Way Keyholes For Vertical or Horizontal Wall Mounting Clear PETG Plastic 15 13/16"W x 10"H x 3 13/16"D - Each | BOWMAN TRIPLE GLOVE DISPENSERS | glove-box-dispenser-triple-holds-three-boxes-of-gloves-two-way-keyholes-for-vertical-or-horizontal-wall-mounting-clear-petg-plastic-15-13-16w-x-10h-x--6dd.jpg
SKU: BMCIGP-107G | Bowman Glove Box Dispenser Triple Space Saver Holds Three Boxes of Gloves Two-Way Keyholes For Vertical or Horizontal Wall Mounting Clear PETG Plastic 5 1/2"W x 30 1/8"H x 3 15/16"D - Each | BOWMAN VERTICAL GLOVE DISPENSERS | glove-box-dispenser-triple-space-saver-holds-three-boxes-of-gloves-two-way-keyholes-for-vertical-or-horizontal-wall-mounting-clear-petg-plastic-5-1-2w-c49.jpg
SKU: TCMD4065G | Tech-Med Glove Dispenser Single Box 7 1/2" x 6" | Free up valuable counter space | glove-dispenser-single-box-7-1-2-x-6-8d8.jpg
SKU: TCMD4063G | Tech-Med Glove Dispenser Triple Box 7 1/2" x 17" - Each | Free up valuable counter space. Can be mounted horizontally or vertically on a wall or counter top (hardware included). Made of vinyl coated steel for durability. Regulatory compliance. | glove-dispenser-triple-box-7-1-2-x-17-each-44c.jpg
SKU: JON73444 | Johnson & Johnson Refreshing Shower & Bath Gel 1 fl Ounce | J&J Neutrogena Skin Care Refreshing Shower & Bath Gel. | refreshing-shower-amp-bath-gel-1-fl-ounce-2c0.jpeg
SKU: HPCHOTEL-500 | Hospeco Hotel/Motel Sanitary Napkin Disposal Bag | Courtesy bags allow for safe, sanitary disposal of personal care items | hotel-motel-sanitary-napkin-disposal-bag-82f.jpg
SKU: HRTM225600 | Hartmann USA Molicare Skin Pre Moistened Cleaning Washcloths 9" x 13" | MoliCare Skin Washcloths pre-moistened Adult Wipes. | molicare-skin-pre-moistened-cleaning-washcloths-9-x-13-d01.jpg
SKU: NWWISC1 | New World Imports Shower Cap 18.5" | Shower Cap 18.5" | shower-cap-185-38a.jpg
SKU: ALAD821218 | Albaad Plastic Pearlized Applicator Super Absorbency | Albaad Safe & Softâ„¢ Plastic Pearlized Applicator Tampons, Super Absorbency. | plastic-pearlized-applicator-super-absorbency--05d.png
SKU: DRC30037 | Procter & Gamble Fixodent Denture Adhesive Original .75 oz | Fixodent Denture Adhesive, Original, .75 oz | fixodent-denture-adhesive-original-75-oz-187.jpg
SKU: JON101051 | Johnson & Johnson Stress Relief Foaming Bath 10 fl oz | Stress Relief Foaming Bath. | stress-relief-foaming-bath-10-fl-oz--773.jpg
SKU: SAJD6563019 | SAJ Distributors Tampons Regular 20 ct Compare to Tampax | Regular Tampons, Compare to Tampax. | tampons-regular-20-ct-compare-to-tampax-d5e.jpg
SKU: JON11322 | Johnson & Johnson Mouthwash ListerineÂ® Smart RinseÂ® Anticavity 27mL | Mouthwash, ListerineÂ® Smart RinseÂ®, Anticavity, 27mL, 72/cs | mouthwash-listerinereg-smart-rinsereg-anticavity-27ml-51a.jpg
SKU: KCC40541 | Kimberly-Clark Cleansing Cloths Flushable 34 Per tub | Cleansing Cloths, Flushable. | cleansing-cloths-flushable-34-per-tub-457.jpg
SKU: JON116250 | Johnson & Johnson Smart Essentialsâ„¢ Nighttime Moisture Infusion | Smart Essentialsâ„¢ Nighttime Moisture Infusion, 1.7 oz, 3/bx, 4x/cs | smart-essentialstrade-nighttime-moisture-infusion-f63.jpg
SKU: JON116249 | Johnson & Johnson Positively RadiantÂ® Intensive Night Cream w/Vitamin B3 1.7oz | Positively RadiantÂ® Intensive Night Cream w/Vitamin B3, 1.7oz, 3/bx, 4bx/cs | positively-radiantreg-intensive-night-cream-w-vitamin-b3-17oz-815.jpg
SKU: JON11024 | Johnson & Johnson Shower & Bath Gel RainbathÂ® Replenishing Ocean Mist | Shower & Bath Gel, RainbathÂ® Replenishing Ocean Mist, 8.5 oz, 4/bx, 6bx/cs | shower-amp-bath-gel-rainbathreg-replenishing-ocean-mist-536.jpg
SKU: DIA1700012259 | Dial Pouch Refill Moisturizing Lotion | Pouch Refill, Moisturizing Lotion, 15 oz, 6/cs (Conversion Kit Required) | pouch-refill-moisturizing-lotion-688.jpg
SKU: NWWIFCS4 | New World Imports Conditioning Shampoo 4 Oz. | New World Imports Conditioning Shampoo is luxurious and cleansing. | conditioning-shampoo-4-oz-22f.jpg
SKU: NWWIPKS | New World Imports Shampoo/ Conditioner, .34 oz, 100/bx, 10 bx/cs | FeatureCase Packaging 10 boxes of 100Weight 26 lbs | shampoo-conditioner-34-oz-100-bx-10-bx-cs-7f7.jpg
SKU: NWWIFNC1 | New World Imports Fingernail Clipper No File | Fingernail Clipper, No File, 12/bx | fingernail-clipper-no-file-793.jpg
SKU: JON116349 | Johnson & Johnson Daily Moisturizing Lotion Baby Travel Size | Daily Moisturizing Lotion, Baby, Travel Size, 1 oz, 24/bx, 6bx/cs | daily-moisturizing-lotion-baby-travel-size-c4e.jpg
SKU: MMPL3933D | Medegen Medical Products Emesis Bag Dispenser | Emesis Bag and Dispenser - Dispenser for 3933 Emesis Bag Convenience: Wide opening is fully supported by a rigid plastic ring to help ensure unobstructed access to the containment bag while providing a circular grasping surface for secure grip and proper positioning around the mouth. | emesis-bag-dispenser-c33.png
SKU: CMSV1000000721G | Cumberland Swan Blue Mint Mouthwash 250mL - Each | CUMBERLAND SWANÂ® MOUTHWASH | blue-mint-mouthwash-250ml-each-12f.jpg
SKU: ACTB75-1032G | AccuTec Blades Val-U-Shave Twin Blade Razor Fixed - 10 per Bag, 5 Bags | Standard weight, high quality stainless steel blades, provide close, smooth, comfortable shaves. Your economy choice. | val-u-shave-twin-blade-razor-fixed-10-per-bag-5-bags-79f.jpg
SKU: JON42755G | Johnson & Johnson Cool Mint Listerine 1.5 Liter - Each | J&J LISTERINEÂ® | cool-mint-listerine-15-liter-each-293.jpg
SKU: JON42750G | Johnson & Johnson Cool Mint Listerine Gallon &2 Pumps - Each | J&J LISTERINEÂ® | cool-mint-listerine-gallon-amp2-pumps-each-293.jpg
SKU: JON42855G | Johnson & Johnson Freshburst Listerine 1.5 Liter - Each | J&J LISTERINEÂ® | freshburst-listerine-15-liter-each-293.jpg
SKU: JON42795G | Johnson & Johnson Mouthwash ListerineÂ® Cool Mint 95mL - Each | J&J LISTERINEÂ® | mouthwash-listerinereg-cool-mint-95ml-each-293.jpg
SKU: JON70895G | Johnson & Johnson Mouthrinse Listerine Original - 3.2 Ounces | J&J LISTERINEÂ® | mouthrinse-listerine-original-32-ounces-293.jpg
SKU: JON30635G | Johnson & Johnson Mouthwash Listerine Total Care 1 Liter - Each | J&J LISTERINEÂ® | mouthwash-listerine-total-care-1-liter-each-293.jpg
SKU: JON30695G | Johnson & Johnson ListerineÂ® Total Care Mouthwash - 3.2 Ounces | J&J LISTERINEÂ® | listerinereg-total-care-mouthwash-32-ounces-293.jpg
SKU: JON42834G | Johnson & Johnson ListerineÂ® Zeroâ„¢ Mouthwash Clean Mint 1.5 Liter - Each | J&J LISTERINEÂ® | listerinereg-zerotrade-mouthwash-clean-mint-15-liter-each-293.jpg
SKU: JON42830G | Johnson & Johnson ListerineÂ® Zeroâ„¢ Mouthwash Clean Mint 95mL - Each | J&J LISTERINEÂ® | listerinereg-zerotrade-mouthwash-clean-mint-95ml-each-293.jpg
SKU: JON42256G | Johnson & Johnson Mouthwash Listerine Ultracleanâ„¢ Fresh Citrus 1.5L Bottle - Each | J&J LISTERINEÂ® | mouthwash-listerine-ultracleantrade-fresh-citrus-15l-bottle-each-183.jpg
SKU: JON48816G | Johnson & Johnson Lubriderm Scented - Box | Packaging: 6/box, 2 boxes/case unless noted. | lubriderm-scented-box-661.jpg
SKU: JON48881G | Johnson & Johnson Lubriderm Daily Moisture Fragrance Free - 1 Ounce | Packaging: 6/box, 2 boxes/case unless noted. | lubriderm-daily-moisture-fragrance-free-1-ounce-661.jpg
SKU: GOJ2533-08G | GOJO Industries NXTÂ® Moisturizing Hand & Body Lotion 1000mL - Each | GOJO PROVONÂ® MOISTURIZING HAND & BODY LOTION | nxtreg-moisturizing-hand-amp-body-lotion-1000ml-each-acf.jpg
SKU: GOJ4334-48G | GOJO Industries Moisturizing Hand & Body Lotion 8 fl oz Squeeze Bottle - Each | GOJO PROVONÂ® MOISTURIZING HAND & BODY LOTION | moisturizing-hand-amp-body-lotion-8-fl-oz-squeeze-bottle-each-570.jpg
SKU: GOJ4331-48G | GOJO Industries Moisturizing Hand & Body Lotion 4 oz Squeeze Bottle - Each | GOJO PROVONÂ® MOISTURIZING HAND & BODY LOTION | moisturizing-hand-amp-body-lotion-4-oz-squeeze-bottle-each-8e5.jpg
SKU: GOJ2234-04G | GOJO Industries NXTÂ® Shampoo & Body Wash 2000mL - Each | GOJO PROVONÂ® TEARLESS SHAMPOO & BODY WASH | nxtreg-shampoo-amp-body-wash-2000ml-each-ec2.jpg
SKU: GOJ2134-08G | GOJO Industries NXTÂ® Shampoo & Body Wash 1000mL - Each | GOJO PROVONÂ® TEARLESS SHAMPOO & BODY WASH | nxtreg-shampoo-amp-body-wash-1000ml-each-0e8.jpg
SKU: GOJ4502-48G | GOJO Industries Shampoo & Body Wash 8 fl oz Squeeze Bottle - Each | GOJO PROVONÂ® TEARLESS SHAMPOO & BODY WASH | shampoo-amp-body-wash-8-fl-oz-squeeze-bottle-each-b9c.jpg
SKU: SMNS445400G | Smith & Nephew Moisturizing Lotion 2 oz Bottle - Each | Soothes, conditions and moisturizes dry skin. pH-balanced and safe; non-irritating, non-sensitizing and non-toxic. A rich lotion, it can be applied easily and is quickly absorbed into the skin. | moisturizing-lotion-2-oz-bottle-each-035.jpg
SKU: SMNS443500G | Smith & Nephew Moisturizing Cream 3 oz Tube - Each | For perineal and all-over body use, the cream's emollient conditions and moisturizes dry skin. Non-irritating, non-sensitizing and non-toxic. The water-based pH-balanced formula smoothes on easily and quickly vanishes into the skin. Non-greasy and non-staining. | moisturizing-cream-3-oz-tube-each-99f.jpg
SKU: 3M9205G | 3M Health Care Moisturizing Lotion 16 oz Bottle - Each | 3Mâ„¢ CAVILONâ„¢ MOISTURIZING LOTION | moisturizing-lotion-16-oz-bottle-each-bba.jpg
SKU: 3M3386G | 3M Health Care Foot Cream 4 oz Tube - Each | 3Mâ„¢ CAVILONâ„¢ FOOT EMOLLIENT CREAM | foot-cream-4-oz-tube-each-f61.jpg
SKU: KCC01301G | Kimberly-Clark LightdaysÂ® Pantiliners Regular Unscented - 22 per Package | Offering choices ranging from everyday protection to more versatile protection that won't slow you down. Soft, comfy, reliable protection to fit any lifestyle. | lightdaysreg-pantiliners-regular-unscented-22-per-package-609.jpg
SKU: KCC03800G | Kimberly-Clark KotexÂ® Ultra Thin Maxi Pads - 22 per Pack | Offering choices ranging from everyday protection to more versatile protection that won't slow you down. Soft, comfy, reliable protection to fit any lifestyle. | kotexreg-ultra-thin-maxi-pads-22-per-pack-9d5.jpg
SKU: NWWIC2810G | New World Imports Dresser Comb 8" Black - 12 per Bag | NEW WORLD IMPORTS COMBS | dresser-comb-8-black-12-per-bag-f91.jpg
SKU: NWWIPC1G | New World Imports Pediatric Comb Two-Sided - 12 per Bag | NEW WORLD IMPORTS COMBS | pediatric-comb-two-sided-12-per-bag-389.jpg
SKU: NWWIDC5G | New World Imports Comb 5" Black - 12 per Bag | NEW WORLD IMPORTS COMBS | comb-5-black-12-per-bag-6b9.jpg
SKU: NWWIDC7G | New World Imports Comb 7" Black - 12 per Bag | NEW WORLD IMPORTS COMBS | comb-7-black-12-per-bag-3de.jpg
SKU: NWWIC567G | New World Imports Mini Pick 5 1/2" Black - 12 per Bag | NEW WORLD IMPORTS COMBS | mini-pick-5-1-2-black-12-per-bag-b4c.jpg
SKU: NWWID15G | New World Imports Anti-Perspirant Roll-On Deodorant 1.5 oz White Bottle Alcohol Free - Each | The anti-persirant deodorants alcohol-free formulation is designed to reduce under arm perspiration. | anti-perspirant-roll-on-deodorant-15-oz-white-bottle-alcohol-free-each-687.jpg
SKU: NWWIPD4G | New World Imports Anti-Perspirant Deodorant 4 oz Pump Spray - Each | The anti-persirant deodorants alcohol-free formulation is designed to reduce under arm perspiration. | anti-perspirant-deodorant-4-oz-pump-spray-each-de1.jpg
SKU: NWWID15CG | New World Imports Anti Perspirant Roll On Deodorant 1.5 oz Clear Bottle Alcohol Free | The anti-persirant deodorants alcohol-free formulation is designed to reduce under arm perspiration. | anti-perspirant-roll-on-deodorant-15-oz-clear-bottle-alcohol-free--ce7.jpg
SKU: NWWIMS1G | New World Imports Polished Wood Manicure Stick - 144 per Box | NEW WORLD IMPORTS EMERY BOARD/MANICURE STICK | polished-wood-manicure-stick-144-per-box-2cb.jpg
SKU: NWWIFBO4G | New World Imports Baby Oil - 4 Ounces | NEW WORLD IMPORTS FRESHSCENTâ„¢ BABY OIL | baby-oil-4-ounces-db8.jpg
SKU: NWWIFNC1FG | New World Imports Fingernail Clipper with File - 12 per Box | NEW WORLD IMPORTS FINGERNAIL CLIPPER | fingernail-clipper-with-file-12-per-box-fb0.jpg
SKU: NWWIHBVG | New World Imports Vented Hairbrush | NEW WORLD IMPORTS HAIRBRUSH | vented-hairbrush-3ca.jpg
SKU: NWWIHBBG | New World Imports Adult Hairbrush 7 Rows of Nylon Bristles Individually Polybagged - 24 per Box | NEW WORLD IMPORTS HAIRBRUSH | adult-hairbrush-7-rows-of-nylon-bristles-individually-polybagged-24-per-box-24e.jpg
SKU: NWWIRAZ2G | New World Imports Twin Blade Razor Stainless Steel Clear Removable Safety Cap One-Piece Navy Handle - 100 per Box | NEW WORLD IMPORTS RAZORS | twin-blade-razor-stainless-steel-clear-removable-safety-cap-one-piece-navy-handle-100-per-box-88b.jpg
SKU: NWWIRAZ1G | New World Imports Single Blade Razor Stainless Steel Clear Removable Safety Cap One-Piece Orange Handle - 100 per Box | NEW WORLD IMPORTS RAZORS | single-blade-razor-stainless-steel-clear-removable-safety-cap-one-piece-orange-handle-100-per-box-d95.jpg
SKU: NWWIRAZ2BG | New World Imports Twin Blade Razor Stainless Steel Clear Removable Safety Cap One-Piece Navy Handle Individually Wrapped in Polybag - 100 per Box | NEW WORLD IMPORTS RAZORS | twin-blade-razor-stainless-steel-clear-removable-safety-cap-one-piece-navy-handle-individually-wrapped-in-polybag-100-per-box-9bd.jpg
SKU: NWWIRAZ3G | New World Imports Triple Blade Razor Lubricating Strip Pivoting Head - 100 per Box | NEW WORLD IMPORTS RAZORS | triple-blade-razor-lubricating-strip-pivoting-head-100-per-box-f52.jpg
SKU: NWWIRAZ2DXG | New World Imports Twin Blade Razor Stainless Steel Lubricating Strip Clear Removable Safety Cap Compared to the Performance of GilletteÂ® Good News Razors - 10 per Bag | NEW WORLD IMPORTS RAZORS | twin-blade-razor-stainless-steel-lubricating-strip-clear-removable-safety-cap-compared-to-the-performance-of-gillettereg-good-news-razors-10-per-bag-de2.jpg
SKU: NWWITNC1FG | New World Imports Toenail Clipper & File - 12 per Box | NEW WORLD IMPORTS TOENAIL CLIPPER | toenail-clipper-amp-file-12-per-box-1d4.jpg
SKU: NWWIRFS8G | New World Imports Rinse Free Shampoo - 8 Ounces | NEW WORLD IMPORTS FRESHSCENTâ„¢ SHAMPOOS & CONDITIONERS | rinse-free-shampoo-8-ounces-1f3.jpg
SKU: NWWIPKSG | New World Imports Conditioning Shampoo 0.34 oz packet | 0.34 oz. Freshscent Shampoo / Conditioner (10 ml) | conditioning-shampoo-034-oz-packet-689.jpg
SKU: SMNS59430400G | Smith & Nephew Personal Cleanser 8 oz Bottle - Each | No-rinse, one-step cleansing for perineum and body saves time. Gentle surfactants aid in removal of urine, feces, or other foreign material. Non-irritating. Contains an antimicrobial agent to reduce odor. Conditions and moisturizes skin. pH balanced to protect the skin's acid mantle. | personal-cleanser-8-oz-bottle-each-51f.jpg
SKU: SMNS59430500G | Smith & Nephew Personal Cleanser 1 Gal Bottle - Each | No-rinse, one-step cleansing for perineum and body saves time. Gentle surfactants aid in removal of urine, feces, or other foreign material. Non-irritating. Contains an antimicrobial agent to reduce odor. Conditions and moisturizes skin. pH balanced to protect the skin's acid mantle. | personal-cleanser-1-gal-bottle-each-fba.jpg
SKU: SMNS59430900G | Smith & Nephew Moisturizing Cleanser 8 oz Bottle - Each | No-rinse, one-step cleansing for perineum and body saves time. Gentle surfactants aid in removal of urine, feces, or other foreign material. Non-irritating. Contains an antimicrobial agent to reduce odor. Conditions and moisturizes skin. pH balanced to protect the skin's acid mantle. Pediatrician tested for safety. Contains aloe and glycerin to condition and moisturize skin. | moisturizing-cleanser-8-oz-bottle-each-f3e.jpg
SKU: SMNS59433400G | Smith & Nephew Moisturizing Lotion 8 oz Bottle - Each | Use daily to replenish moisture. Contains humectants and emollients to moisturize and condition. Fragrance free; gentle to sensitive skin. Maintains healthy skin. | moisturizing-lotion-8-oz-bottle-each-221.jpg
SKU: JON003001G | Johnson & Johnson Baby Powder - 1Â½ Ounce, 12 per Box | J&J BABY POWDER | baby-powder-1frac12-ounce-12-per-box-cb4.jpg
SKU: JON003011G | Johnson & Johnson Baby Powder - 4 Ounces, 6 per Box | J&J BABY POWDER | baby-powder-4-ounces-6-per-box-c68.jpg
SKU: GOJ5187-03G | GOJO Industries Foaming Hair & Body Wash Moisturizers FMX-12â„¢ 1250mL - Each | A pre-lathered formula for gentle, total body cleansing with moisturizers. Pleasing cucumber-melon fragrance with clear green appearance. Dermatologist tested. | foaming-hair-amp-body-wash-moisturizers-fmx-12trade-1250ml-each-01d.jpg
SKU: GOJ5382-02G | GOJO Industries Green Certified Foam Cleaner TFXâ„¢ 1200mL - Each | A pre-lathered formula for gentle, total body cleansing with moisturizers. Pleasing cucumber-melon fragrance with clear green appearance. Dermatologist tested. | green-certified-foam-cleaner-tfxtrade-1200ml-each-47f.jpg
SKU: NWWINB1G | New World Imports Nail Brush - 144 per Box | NEW WORLD IMPORTS NAIL BRUSH | nail-brush-144-per-box-322.jpg
SKU: NWWINB144G | New World Imports Nail Brush - Each | NEW WORLD IMPORTS NAIL BRUSH | nail-brush-each-322.jpg
SKU: NWWIDF12G | New World Imports Dental Floss Mint Waxed 12 yds - 12 per Bag | NEW WORLD IMPORTS FRESHMINTÂ® DENTAL FLOSS | dental-floss-mint-waxed-12-yds-12-per-bag-91e.jpg
SKU: NWWIDA2G | New World Imports Denture Adhesive Freshmint 2 oz Zinc-Free Formulation Compared to the Performance of Fixodent OriginalÂ® - Each | NEW WORLD IMPORTS FRESHMINTÂ® DENTURE ADHESIVE | denture-adhesive-freshmint-2-oz-zinc-free-formulation-compared-to-the-performance-of-fixodent-originalreg-each-95b.jpg
SKU: GOJ1887-04G | GOJO Industries Antimicrobial Lotion Soap - Each | GOJO BULK POUR GALLON PRODUCTS | antimicrobial-lotion-soap-each-f8b.jpg
SKU: GOJ2110-08G | GOJO Industries NXTÂ® Wash Cream 1000mL - Each | GOJO PROVONÂ® 3N1 WASH CREAM | nxtreg-wash-cream-1000ml-each-ce8.jpg
SKU: PROP777008G | Pro Advantage Tearless Shampoo 8 oz Bottle Flip Top Cap - Each | A gentle, tearless shampoo and body wash specially formulated for use on delicate skin, hair and scalp. | tearless-shampoo-8-oz-bottle-flip-top-cap-each-7a8.jpg
SKU: PROP779304G | Pro Advantage Low Alcohol Mouthwash - 4 Ounces | Mint flavor with 6.65% alcohol for routine oral care. | low-alcohol-mouthwash-4-ounces-2a3.jpg
SKU: PROP779316G | Pro Advantage Low Alcohol Mouthwash - 16 Ounces | Mint flavor with 6.65% alcohol for routine oral care. | low-alcohol-mouthwash-16-ounces-b29.jpg
SKU: JON003237G | Johnson & Johnson Baby Wash - 15 Ounces, 6 per Box | J&J HEAD-TO-TOEÂ® BABY WASH | baby-wash-15-ounces-6-per-box-309.jpg
SKU: SAJD4890091G | SAJ Distributors Lip Balm Original SPF 4 - 6 per Pack | SAJ SELECT BRAND LIP BALM | lip-balm-original-spf-4-6-per-pack-b9e.jpg
SKU: GOJ2252-04G | GOJO Industries Body & Hair Shampoo 2000mL Refill Pink - Each | GOJO SPA BATHÂ® SHAMPOO | body-amp-hair-shampoo-2000ml-refill-pink-each-cde.jpg
SKU: PRTG1004G | Procter & Gamble Good News Twin Blade Disposable Razor | Razor GilletteÂ® Good News Twin Blade Disposable | good-news-twin-blade-disposable-razor-1a1.jpg
SKU: PDID11055G | PDI Towelette Polybagged - 100 per Bag | PDI WE NAPÂ® MOIST TOWELETTE | towelette-polybagged-100-per-bag-409.jpg
SKU: GOJ3127-08G | GOJO Industries NXTÂ® Shampoo & Body Wash 1000mL - Each | GOJO PROVONÂ® ULTIMATE SHAMPOO & BODY WASH | nxtreg-shampoo-amp-body-wash-1000ml-each-03c.jpg
SKU: GOJ4227-48G | GOJO Industries Shampoo & Body Wash 8 oz Squeeze Bottle - Each | GOJO PROVONÂ® ULTIMATE SHAMPOO & BODY WASH | shampoo-amp-body-wash-8-oz-squeeze-bottle-each-932.jpg
SKU: GOJ4546-04G | GOJO Industries Shampoo & Body Wash Pour Gallon - Each | GOJO PROVONÂ® ULTIMATE SHAMPOO & BODY WASH | shampoo-amp-body-wash-pour-gallon-each-5a5.jpg
SKU: GOJ3227-04G | GOJO Industries NXTÂ® Shampoo & Body Wash 2000mL - Each | GOJO PROVONÂ® ULTIMATE SHAMPOO & BODY WASH | nxtreg-shampoo-amp-body-wash-2000ml-each-4cc.jpg
SKU: DKL862G | Dukal Nail Polish Remover Pads | Effectively removes nail polish. | nail-polish-remover-pads--afc.jpg
SKU: JON30668G | Johnson & Johnson ListerineÂ® Total Care Zeroâ„¢ Mouthwash Alcohol Free Fresh Mint 95mL - Each | J&J LISTERINEÂ® TOTAL CARE ZERO | listerinereg-total-care-zerotrade-mouthwash-alcohol-free-fresh-mint-95ml-each-293.jpg
SKU: ACTB94-0451G | AccuTec Blades Blade Uncoated Single Edge Steel Back Degreased .009 Stainless X-Keen 10/disp - Pack | Offers the sharpest industrial blades available, degreased for cleanroom applications, and delivers the quality you demand. See our complete item list or give us a call for additional dispenser options, like our innovative blade dispenser. | blade-uncoated-single-edge-steel-back-degreased-009-stainless-x-keen-10-disp-pack-90d.jpg
SKU: DKLNR08G | Dukal Shampoo & Body Bath Rinse Free 8 oz Bottle with Dispensing Cap - 12 per Box | Full body cleansing in one simple step. Gentle pH balanced formula with a fresh apricot scent. | shampoo-amp-body-bath-rinse-free-8-oz-bottle-with-dispensing-cap-12-per-box-881.jpg
SKU: DKLPSC70G | Dukal Shampoo & Conditioner .25 oz Single Use Packet - 100 per Bag | Full body cleansing in one simple step. Gentle pH balanced formula with a fresh apricot scent. | shampoo-amp-conditioner-25-oz-single-use-packet-100-per-bag-a73.jpg
SKU: DKLSC01G | Dukal Shower Cap Latex Free - 1 per Bag, 200 Bags per Box | Shower cap keeps hair and scalp dry during shower. Redi-Wash Rinse Free Shampoo Cap is a convenient all-in-one hair cleansing system that cleanses and conditions hair without the need for a sink or water, soothing, sanitary, and pH balanced. | shower-cap-latex-free-1-per-bag-200-bags-per-box-dbb.jpg
SKU: DKLBP14G | Dukal Baby Powder Corn Starch 14 Ounces | Helps to absorb wetness. Premium powder contains soothing Aloe and Vitamin E and is Talc Free. | baby-powder-corn-starch-14-ounces-bcd.jpg
SKU: DKLBP14G | Dukal Baby Powder Corn Starch 14 Ounces | Helps to absorb wetness. Premium powder contains soothing Aloe and Vitamin E and is Talc Free. | baby-powder-corn-starch-14-ounces-bcd.jpg
SKU: DKLBP35G | Dukal Baby Powder Corn Starch - 4 Ounces | Helps to absorb wetness. Premium powder contains soothing Aloe and Vitamin E and is Talc Free. | baby-powder-corn-starch-4-ounces-567.jpg
SKU: DKLBP35CG | Dukal Baby Powder Corn Starch Premium - 3.5 Ounces | Helps to absorb wetness. Premium powder contains soothing Aloe and Vitamin E and is Talc Free. | baby-powder-corn-starch-premium-35-ounces-567.jpg
SKU: DKLBP65G | Dukal Baby Powder Corn Starch - 6.5 Ounces | Helps to absorb wetness. Premium powder contains soothing Aloe and Vitamin E and is Talc Free. | baby-powder-corn-starch-65-ounces-567.jpg
SKU: DKLBPC14G | Dukal Baby Powder Corn Starch Premium - 14 Ounces | Helps to absorb wetness. Premium powder contains soothing Aloe and Vitamin E and is Talc Free. | baby-powder-corn-starch-premium-14-ounces-567.jpg
SKU: DKLBPC14G | Dukal Baby Powder Corn Starch Premium - 14 Ounces | Helps to absorb wetness. Premium powder contains soothing Aloe and Vitamin E and is Talc Free. | baby-powder-corn-starch-premium-14-ounces-567.jpg
SKU: DKLBPC08G | Dukal Baby Powder Corn Starch Premium - 8 Ounces | Helps to absorb wetness. Premium powder contains soothing Aloe and Vitamin E and is Talc Free. | baby-powder-corn-starch-premium-8-ounces-567.jpg
SKU: DKLBB4548G | Dukal Baby Bath 16 oz Dispensing Cap - Each | Gentle pH balanced formula. Can be used from head to toe, with a light baby fresh scent. | baby-bath-16-oz-dispensing-cap-each-474.jpg
SKU: DKLSD05G | Dukal Deodorant Stick Clear - .50 Ounce | Fights wetness and odor. Pump spray contains alcohol. | deodorant-stick-clear-50-ounce-0dc.jpg
SKU: DKLGC7G | Dukal Comb Black 7" - 144 per Bag | Multiple sizes to accommodate all hair types. Rounded tines to reduce irritation caused by scratching. | comb-black-7-144-per-bag-c9d.jpg
SKU: DKLHB01G | Dukal Hair Brush Adult Ivory Handle with Nylon Bristles | Multiple sizes to accommodate all hair types. Rounded tines to reduce irritation caused by scratching. | hair-brush-adult-ivory-handle-with-nylon-bristles-60f.jpg
SKU: DKLHB02G | Dukal Hair Brush Adult Gray Handle with Plastic Bristles Round Tips - 1 per Bag, 12 Bags per Box | Multiple sizes to accommodate all hair types. Rounded tines to reduce irritation caused by scratching. | hair-brush-adult-gray-handle-with-plastic-bristles-round-tips-1-per-bag-12-bags-per-box-40f.jpg
SKU: DKLCS45BG | Dukal Manicure Sticks Wood 4 1/2" - 144 per Box | Manicure sticks are made of bamboo and have one pointed end and one tapered end. Emery boards have two coarseness levels. Nail brushes have three rows of soft, nylon bristles and a purple handle. Nail Clippers and Pliers are made of high strength, corrosion resistant carbon steel, for durability and performance. Clippers are available with or without file. | manicure-sticks-wood-4-1-2-144-per-box-085.jpg
SKU: DKLEB01BG | Dukal Emery Board 2-Sided 4 1/2" - 144 per Box | Manicure sticks are made of bamboo and have one pointed end and one tapered end. Emery boards have two coarseness levels. Nail brushes have three rows of soft, nylon bristles and a purple handle. Nail Clippers and Pliers are made of high strength, corrosion resistant carbon steel, for durability and performance. Clippers are available with or without file. | emery-board-2-sided-4-1-2-144-per-box-0a8.jpg
SKU: DKLFNC3268G | Dukal Fingernail Clipper with File - 6 per Box | Manicure sticks are made of bamboo and have one pointed end and one tapered end. Emery boards have two coarseness levels. Nail brushes have three rows of soft, nylon bristles and a purple handle. Nail Clippers and Pliers are made of high strength, corrosion resistant carbon steel, for durability and performance. Clippers are available with or without file. | fingernail-clipper-with-file-6-per-box-0b6.jpg
SKU: DKLFNC3275G | Dukal Fingernail Clipper without File - 6 per Box | Manicure sticks are made of bamboo and have one pointed end and one tapered end. Emery boards have two coarseness levels. Nail brushes have three rows of soft, nylon bristles and a purple handle. Nail Clippers and Pliers are made of high strength, corrosion resistant carbon steel, for durability and performance. Clippers are available with or without file. | fingernail-clipper-without-file-6-per-box-0b6.jpg
SKU: DKLTNC3282G | Dukal Toenail Clipper with File - 6 per Box | Manicure sticks are made of bamboo and have one pointed end and one tapered end. Emery boards have two coarseness levels. Nail brushes have three rows of soft, nylon bristles and a purple handle. Nail Clippers and Pliers are made of high strength, corrosion resistant carbon steel, for durability and performance. Clippers are available with or without file. | toenail-clipper-with-file-6-per-box-d58.jpg
SKU: DKLTNC3299G | Dukal Toenail Clipper without File - 6 per Box | Manicure sticks are made of bamboo and have one pointed end and one tapered end. Emery boards have two coarseness levels. Nail brushes have three rows of soft, nylon bristles and a purple handle. Nail Clippers and Pliers are made of high strength, corrosion resistant carbon steel, for durability and performance. Clippers are available with or without file. | toenail-clipper-without-file-6-per-box-d58.jpg
SKU: DKLNB3381G | Dukal Nail Brush Purple Handle White Nylon Bristles - Each | Manicure sticks are made of bamboo and have one pointed end and one tapered end. Emery boards have two coarseness levels. Nail brushes have three rows of soft, nylon bristles and a purple handle. Nail Clippers and Pliers are made of high strength, corrosion resistant carbon steel, for durability and performance. Clippers are available with or without file. | nail-brush-purple-handle-white-nylon-bristles-each-93d.jpg
SKU: DKLSC110G | Dukal Shave Cream Aerosol Can - 11 Ounces, 12 per Box | Shave Cream has thick, rich foam with gently formula and pleasant fragrance, leaves skin feeling fresh and smooth, and is alcohol free. After Shave lotion is soothing, refreshing, and alcohol free. Brushless Shave Cream contains conditioners and lubricates to soften and protect skin, Alcohol Free. Shave Gel is extra-mild with pH balanced formula that protects and conditions skin, contains peppermint oil to leave skin feeling refreshed and is alcohol free. | shave-cream-aerosol-can-11-ounces-12-per-box-181.jpg
SKU: DKLPBS35G | Dukal Shave Cream Brushless .125 oz Single Use Packet - 200 per Bag | Shave Cream has thick, rich foam with gently formula and pleasant fragrance, leaves skin feeling fresh and smooth, and is alcohol free. After Shave lotion is soothing, refreshing, and alcohol free. Brushless Shave Cream contains conditioners and lubricates to soften and protect skin, Alcohol Free. Shave Gel is extra-mild with pH balanced formula that protects and conditions skin, contains peppermint oil to leave skin feeling refreshed and is alcohol free. | shave-cream-brushless-125-oz-single-use-packet-200-per-bag-ec0.jpg
SKU: DKLDR05G | Dukal Razor Twin Blade Blue Handle Clear Plastic Guard - 100 per Box | Triple Playâ„¢ Facial Razor features Microedgeâ„¢ blades, lubricated strip, and pivot head. Grip-N-Glideâ„¢ Razor and Standard Disposable Razors feature Microedgeâ„¢ blade and lubricated strip. Economy Disposable Razors have clear plastic guards and are unisex. Security Razors are high visibility orange plastic with clear plastic shield and are disposable. | razor-twin-blade-blue-handle-clear-plastic-guard-100-per-box-53a.jpg
SKU: DKLDR06G | Dukal Razor Premium Twin Blade Dark Blue Handle Clear Plastic Guard - 100 per Box | Triple Playâ„¢ Facial Razor features Microedgeâ„¢ blades, lubricated strip, and pivot head. Grip-N-Glideâ„¢ Razor and Standard Disposable Razors feature Microedgeâ„¢ blade and lubricated strip. Economy Disposable Razors have clear plastic guards and are unisex. Security Razors are high visibility orange plastic with clear plastic shield and are disposable. | razor-premium-twin-blade-dark-blue-handle-clear-plastic-guard-100-per-box-53a.jpg
SKU: DKLDR3879G | Dukal Grip-n-GlideÂ® Razor Twin Blade Lubricating Strip Blue Plastic Guard - 100 per Box | Triple Playâ„¢ Facial Razor features Microedgeâ„¢ blades, lubricated strip, and pivot head. Grip-N-Glideâ„¢ Razor and Standard Disposable Razors feature Microedgeâ„¢ blade and lubricated strip. Economy Disposable Razors have clear plastic guards and are unisex. Security Razors are high visibility orange plastic with clear plastic shield and are disposable. | grip-n-glidereg-razor-twin-blade-lubricating-strip-blue-plastic-guard-100-per-box-59f.jpg
SKU: DKLER400G | Dukal Razor Economy Single Edge Clear Handle Clear Plastic Guard - 100 per Box | Triple Playâ„¢ Facial Razor features Microedgeâ„¢ blades, lubricated strip, and pivot head. Grip-N-Glideâ„¢ Razor and Standard Disposable Razors feature Microedgeâ„¢ blade and lubricated strip. Economy Disposable Razors have clear plastic guards and are unisex. Security Razors are high visibility orange plastic with clear plastic shield and are disposable. | razor-economy-single-edge-clear-handle-clear-plastic-guard-100-per-box-7ec.jpg
SKU: DKLER500G | Dukal Razor Economy Twin Edge Blue Handle Clear Plastic Guard - 100 per Box | Triple Playâ„¢ Facial Razor features Microedgeâ„¢ blades, lubricated strip, and pivot head. Grip-N-Glideâ„¢ Razor and Standard Disposable Razors feature Microedgeâ„¢ blade and lubricated strip. Economy Disposable Razors have clear plastic guards and are unisex. Security Razors are high visibility orange plastic with clear plastic shield and are disposable. | razor-economy-twin-edge-blue-handle-clear-plastic-guard-100-per-box-7ec.jpg
SKU: DKLPR01G | Dukal Prep Razor Blue Handle Plastic Guard - 100 per Box | Triple Playâ„¢ Facial Razor features Microedgeâ„¢ blades, lubricated strip, and pivot head. Grip-N-Glideâ„¢ Razor and Standard Disposable Razors feature Microedgeâ„¢ blade and lubricated strip. Economy Disposable Razors have clear plastic guards and are unisex. Security Razors are high visibility orange plastic with clear plastic shield and are disposable. | prep-razor-blue-handle-plastic-guard-100-per-box-008.jpg
SKU: DKLTBDENG | Dukal Denture Toothbrush 2-Sided Clear Handle Clear Polypropylene Bristles - 144 per Box | Denture Adhesive provides a comfortable fit, long lasting holding power, and is zinc free. The Denture Cup has re-sealable lid to reduce accidental spillage and the lid is imprinted for labeling with patients name and room number. The Denture tables have antibacterial formula with baking soda, help remove stains, control odors, and are individually foil wrapped. The Denture Brush is two-sided, with opaque handle, clear polypropylene bristles, one large brush head to help remove food particles and stains, and a smaller brush that is ideal for hard to reach spaces. | denture-toothbrush-2-sided-clear-handle-clear-polypropylene-bristles-144-per-box-2ed.jpg
SKU: DKLDA2G | Dukal Denture Adhesive Zinc Free 2 oz Tube - 36 per Box | Denture Adhesive provides a comfortable fit, long lasting holding power, and is zinc free. The Denture Cup has re-sealable lid to reduce accidental spillage and the lid is imprinted for labeling with patients name and room number. The Denture tables have antibacterial formula with baking soda, help remove stains, control odors, and are individually foil wrapped. The Denture Brush is two-sided, with opaque handle, clear polypropylene bristles, one large brush head to help remove food particles and stains, and a smaller brush that is ideal for hard to reach spaces. | denture-adhesive-zinc-free-2-oz-tube-36-per-box-689.jpg
SKU: DKLDEN6283G | Dukal Denture Tablets - 40 per Box | Denture Adhesive provides a comfortable fit, long lasting holding power, and is zinc free. The Denture Cup has re-sealable lid to reduce accidental spillage and the lid is imprinted for labeling with patients name and room number. The Denture tables have antibacterial formula with baking soda, help remove stains, control odors, and are individually foil wrapped. The Denture Brush is two-sided, with opaque handle, clear polypropylene bristles, one large brush head to help remove food particles and stains, and a smaller brush that is ideal for hard to reach spaces. | denture-tablets-40-per-box-30e.jpg
SKU: DKLDEN6290G | Dukal Denture Tablets 90 per Box | Denture Adhesive provides a comfortable fit, long lasting holding power, and is zinc free. | denture-tablets-90-per-box-30e.jpg
SKU: DKLTB29G | Dukal Toothbrush 30 Tuft Yellow Handle Rounded White Nylon Bristles - 144 per Box | Toothbrushes feature soft bristles with rounded polish tips and are individually packaged. Toothbrush Holder fits a variety of toothbrushes. Top of holder and caps are vented to allow for brushes to dry. | toothbrush-30-tuft-yellow-handle-rounded-white-nylon-bristles-144-per-box-d55.jpg
SKU: DKLTB30G | Dukal Toothbrush 30 Tuft Ivory Handle Clear Polypropylene Bristles - 144 per Box | Toothbrushes feature soft bristles with rounded polish tips and are individually packaged. Toothbrush Holder fits a variety of toothbrushes. Top of holder and caps are vented to allow for brushes to dry. | toothbrush-30-tuft-ivory-handle-clear-polypropylene-bristles-144-per-box-d55.jpg
SKU: DKLTB40G | Dukal Toothbrush 39 Tuft Purple Handle Rounded White Nylon Bristles - 144 per Box | Toothbrushes feature soft bristles with rounded polish tips and are individually packaged. Toothbrush Holder fits a variety of toothbrushes. Top of holder and caps are vented to allow for brushes to dry. | toothbrush-39-tuft-purple-handle-rounded-white-nylon-bristles-144-per-box-d55.jpg
SKU: DKLTB52G | Dukal Toothbrush 52 Tuft Blue Handle Blue & White Nylon Bristles Soft & Rounded - 144 per Box | Toothbrushes feature soft bristles with rounded polish tips and are individually packaged. Toothbrush Holder fits a variety of toothbrushes. Top of holder and caps are vented to allow for brushes to dry. | toothbrush-52-tuft-blue-handle-blue-amp-white-nylon-bristles-soft-amp-rounded-144-per-box-d55.jpg
SKU: DKLTBJRG | Dukal Toothbrush 27 Tuft Childrens Blue Handle White Nylon Bristles - 144 per Box | Toothbrushes feature soft bristles with rounded polish tips and are individually packaged. Toothbrush Holder fits a variety of toothbrushes. Top of holder and caps are vented to allow for brushes to dry. | toothbrush-27-tuft-childrens-blue-handle-white-nylon-bristles-144-per-box-d55.jpg
SKU: DKLTB46G | Dukal Toothbrush 46 Tuft Translucent Green Handle Rounded White Nylon Bristles | Toothbrushes feature soft bristles with rounded polish tips and are individually packaged. | toothbrush-46-tuft-translucent-green-handle-rounded-white-nylon-bristles--d55.jpg
SKU: DKLTBCAPG | Dukal Toothbrush Cap Ivory Fits: TBJR TB20 TB30 TB1349 TB29 TB40 - 144 per Box | Toothbrushes feature soft bristles with rounded polish tips and are individually packaged. Toothbrush Holder fits a variety of toothbrushes. Top of holder and caps are vented to allow for brushes to dry. | toothbrush-cap-ivory-fits-tbjr-tb20-tb30-tb1349-tb29-tb40-144-per-box-fb4.jpg
SKU: PRTG14501G | Procter & Gamble Shaving Cream Foamy - 2 Ounces | Has a comfort guide formula. It has a thick, extra rich, creamy lather for a close, comfortable shave. Contains special lubricants to help protect sensitive skin. Spreads easily, rinses clean leaving skin feeling soft and smooth. | shaving-cream-foamy-2-ounces-20e.jpg
SKU: DIA04014G | Dial Hair & Body Wash DÃ©cor Flip Top Cap - 7.5 Ounces | DIALÂ® HAIR & BODY WASH | hair-amp-body-wash-deacutecor-flip-top-cap-75-ounces-adc.jpg
SKU: DIA03986G | Dial Hair & Body Wash 1 Gallon 1 Pump - Each | DIALÂ® HAIR & BODY WASH | hair-amp-body-wash-1-gallon-1-pump-each-97c.jpg
SKU: MTRX10-1318G | Metrex Research VioNex Skin Lotion 18 oz & Pump | A fresh-scented skin lotion for extra moisturizing protection. | vionex-skin-lotion-18-oz-amp-pump-55f.jpg
SKU: ACTB75-0015G | AccuTec Blades Twin Blade Plus Razor Lubricating Strip - 10 per Bag, 5 Bags per Carton | Disposable razor line offers a selection that includes single blade, twin blade and triple blade razors. The various choices offer either fixed/or pivot heads, standard weight/heavy weight/or long handle, lube/or non-lube. Each razor comes with the highest quality stainless steel blades, Comfort-CoatedÂ® for super smooth shaves. Each razor is packaged with a protective cap. | twin-blade-plus-razor-lubricating-strip-10-per-bag-5-bags-per-carton-100.jpg
SKU: ACTB75-0017G | AccuTec Blades Twin Blade Plus Razor Long Handle & Lubricating Strip - 10 per Bag | Disposable razor line offers a selection that includes single blade, twin blade and triple blade razors. The various choices offer either fixed/or pivot heads, standard weight/heavy weight/or long handle, lube/or non-lube. Each razor comes with the highest quality stainless steel blades, Comfort-CoatedÂ® for super smooth shaves. Each razor is packaged with a protective cap. | twin-blade-plus-razor-long-handle-amp-lubricating-strip-10-per-bag-4c9.jpg
SKU: ACTB75-0002G | AccuTec Blades Heavyweight Fixed Head Razor Twin Blade - 10 per Bag, 5 Bags | Disposable razor line offers a selection that includes single blade, twin blade and triple blade razors. The various choices offer either fixed/or pivot heads, standard weight/heavy weight/or long handle, lube/or non-lube. Each razor comes with the highest quality stainless steel blades, Comfort-CoatedÂ® for super smooth shaves. Each razor is packaged with a protective cap. | heavyweight-fixed-head-razor-twin-blade-10-per-bag-5-bags-21b.jpg
SKU: ACTB75-0003G | AccuTec Blades Standard Weight Fixed Head Razor Single Blade - 10 per Bag, 5 Bags | Disposable razor line offers a selection that includes single blade, twin blade and triple blade razors. The various choices offer either fixed/or pivot heads, standard weight/heavy weight/or long handle, lube/or non-lube. Each razor comes with the highest quality stainless steel blades, Comfort-CoatedÂ® for super smooth shaves. Each razor is packaged with a protective cap. | standard-weight-fixed-head-razor-single-blade-10-per-bag-5-bags-222.jpg
SKU: ACTB75-0022G | AccuTec Blades Standard Weight Fixed Head Razor Twin Blade - 10 per Bag, 5 Bags | Disposable razor line offers a selection that includes single blade, twin blade and triple blade razors. The various choices offer either fixed/or pivot heads, standard weight/heavy weight/or long handle, lube/or non-lube. Each razor comes with the highest quality stainless steel blades, Comfort-CoatedÂ® for super smooth shaves. Each razor is packaged with a protective cap. | standard-weight-fixed-head-razor-twin-blade-10-per-bag-5-bags-d24.jpg
SKU: MMPLH975-10G | Medegen Medical Products Denture Cup Mauve Base Translucent Lid - Each | Cup with lock tight polyethylene lid protects patientâ€˜s dentures. Lid is clearly marked with â€Denturesâ€ in English, Spanish and Polish. | denture-cup-mauve-base-translucent-lid-each-096.jpg
SKU: MMPLH975-07G | Medegen Medical Products Denture Cup Turquoise Base Gray Lid - Each | Cup with lock tight polyethylene lid protects patientâ€˜s dentures. Lid is clearly marked with â€Denturesâ€ in English, Spanish and Polish. | denture-cup-turquoise-base-gray-lid-each-096.jpg
SKU: MMPLH975-01G | Medegen Medical Products Denture Cup Translucent Base & Lid - Each | Cup with lock tight polyethylene lid protects patientâ€˜s dentures. Lid is clearly marked with â€Denturesâ€ in English, Spanish and Polish. | denture-cup-translucent-base-amp-lid-each-096.jpg
SKU: PDIB71200G | PDI Nail Polish Remover Pad 1 1/4" x 2 5/8" - 1 per Pack, 100 Packs per Box | For the removal of nail polish. One pad sufficient for up to 10 nails. Acetone-free. | nail-polish-remover-pad-1-1-4-x-2-5-8-1-per-pack-100-packs-per-box-f77.jpg
SKU: PDIA500F48G | PDI Hygea Flushable Personal Cleansing Wipes (Pack) | New EcoSperseâ„¢ dispersible technology allows the cloth to break apart after flushing, and passes the INDA/EDANA flushability testing guideline. Better for the environment: New EcoSperseâ„¢ dispersible cloths contain 88% biodegradable fibers, and soft packaging contains over 70% less plastic than the previous tub. | hygea-flushable-personal-cleansing-wipes-pack-b16.jpg
SKU: DIA2010834 | Dial Body Wash Silk Magnolia | Dial Body Washes give your skin what it needs to feel healthy, smooth and beautiful. | body-wash-silk-magnolia-2f9.jpg
SKU: GOJ8140-24G | GOJO Industries Lotion Tube 5 oz White - Each | GOJO SKIN LOTION | lotion-tube-5-oz-white-each-6c0.jpg
SKU: DKLGC5G | Dukal Comb Black 5" - 144 per Bag | Multiple sizes to accommodate all hair types. Rounded tines to reduce irritation caused by scratching. | comb-black-5-144-per-bag-c9d.jpg
SKU: DKLBS06G | Dukal Shave Cream Brushless .6 oz Tube - 144 per Box | Shave Cream has thick, rich foam with gently formula and pleasant fragrance, leaves skin feeling fresh and smooth, and is alcohol free. After Shave lotion is soothing, refreshing, and alcohol free. Brushless Shave Cream contains conditioners and lubricates to soften and protect skin, Alcohol Free. Shave Gel is extra-mild with pH balanced formula that protects and conditions skin, contains peppermint oil to leave skin feeling refreshed and is alcohol free. | shave-cream-brushless-6-oz-tube-144-per-box-ec0.jpg
SKU: GLDM3921-16 | Galderma Gentle Skin Cleanser 16oz | Gentle Skin Cleanser 16oz, 12/cs | gentle-skin-cleanser-16oz-965.jpg
SKU: GLDM3916-10 | Galderma RestoradermÂ® Skin Restoring Moisturizer 10 oz 12/cs | RestoradermÂ® Skin Restoring Moisturizer 10 oz, 12/cs | restoradermreg-skin-restoring-moisturizer-10-oz-12-cs-559.jpg
SKU: GLDM3913-04 | Galderma Dermacontrol Moisturizer SPF 30 4oz | Dermacontrol Moisturizer SPF 30 4oz, 12/cs | dermacontrol-moisturizer-spf-30-4oz-c65.jpg
SKU: MRPS370210 | Major Pharmaceuticals MultiVitamin Tablet 1000s NDC#00536-4046-10 | MultiVitamin, Tablet, 1000s, NDC#00536-4046-10 | multivitamin-tablet-1000s-ndc00536-4046-10-6cd.jpg
SKU: MRPS370085 | Major Pharmaceuticals Selenium Sulfide 1% Shampoo 7 oz Compare to Selsun NDC# 00536-1995-53 | Selenium Sulfide 1% Shampoo, 7 oz, Compare to Selsun, NDC# 00536-1995-53 | selenium-sulfide-1-shampoo-7-oz-compare-to-selsun-ndc-00536-1995-53-f04.jpg
SKU: PRTG3700044979 | Procter & Gamble Crest ProHealth Rinse Clean Mint 36mL | This rinse gives you a 12 hour protection to help prevent and reduce plaque buildup, prevent and reduce gingivitis for healthy gums and fight bag breath. It will keep teeth cleaner longer, versus brushing alone and kill germs. | image.jpg
SKU: PRTG3700096236 | Procter & Gamble Crest ProHealth Rinse Clean Mint 250ml | This rinse gives you a 12 hour protection to help prevent and reduce plaque buildup, prevent and reduce gingivitis for healthy gums and fight bag breath. It will keep teeth cleaner longer, versus brushing alone and kill germs. | image.jpg
SKU: PRTG3700044983 | Procter & Gamble Crest ProHealth Rinse Clean Mint 1.5 lt | This rinse gives you a 12 hour protection to help prevent and reduce plaque buildup, prevent and reduce gingivitis for healthy gums and fight bag breath. It will keep teeth cleaner longer, versus brushing alone and kill germs. | image.jpg
SKU: PRTG3700040162 | Procter & Gamble Crest Complete Toothpaste Whitening with Scope | Strengthens enamel with regular brushing. It fights cavities, tarter and freshens breath. It whitens teeth by gently removing surface stains. It also will help prevent tartar buildup and remove surface stains. Contains Scope to give you minty fresh breath. | image.jpg
SKU: PRTG4740024145 | Procter & Gamble Shaving Cream Foamy Sensitive | Has a comfort guide formula. It has a thick, extra rich, creamy lather for a close, comfortable shave. Contains special lubricants to help protect sensitive skin. Spreads easily, rinses clean leaving skin feeling soft and smooth. | image.jpg
SKU: PRTG4740014501 | Procter & Gamble Shaving Cream Foamy | Has a comfort guide formula. It has a thick, extra rich, creamy lather for a close, comfortable shave. Contains special lubricants to help protect sensitive skin. Spreads easily, rinses clean leaving skin feeling soft and smooth. | image.jpg
SKU: PRTG7666030037 | Procter & Gamble Fixodent Denture Adhesive Original | FixodentÂ® Complete Original denture adhesive's unique seal delivers denture care that's comfortable, and delivers a strong, long-lasting hold. Original dental cream is formulated to help prevent gum soreness and provide an improved denture fit, allowing you to smile confidentely, all day long! From denture adhesives to denture cleansures, fixodent gives you denture care confidence. If you're one of the 33 million people of all ages and walks of life who have dentures, fixodent can help you to face each day with confidence. The power of the #1 dentist recommended denture adhesive brand helps prevent slipping and helps to keep food from getting in-between dentures and gums. It's great for both full plate and partial dentures. | image.jpg
SKU: PRTG7666030040 | Procter & Gamble Fixodent Free Dental Adhesive Cream | FixodentÂ® Complete Original denture adhesive's unique seal delivers denture care that's comfortable, and delivers a strong, long-lasting hold. Original dental cream is formulated to help prevent gum soreness and provide an improved denture fit, allowing you to smile confidentely, all day long! From denture adhesives to denture cleansures, fixodent gives you denture care confidence. If you're one of the 33 million people of all ages and walks of life who have dentures, fixodent can help you to face each day with confidence. The power of the #1 dentist recommended denture adhesive brand helps prevent slipping and helps to keep food from getting in-between dentures and gums. It's great for both full plate and partial dentures. | image.jpg
SKU: PRTG7666030037 | Procter & Gamble Fixodent Denture Adhesive Original | FixodentÂ® Complete Original denture adhesive's unique seal delivers denture care that's comfortable, and delivers a strong, long-lasting hold. Original dental cream is formulated to help prevent gum soreness and provide an improved denture fit, allowing you to smile confidentely, all day long! From denture adhesives to denture cleansures, fixodent gives you denture care confidence. If you're one of the 33 million people of all ages and walks of life who have dentures, fixodent can help you to face each day with confidence. The power of the #1 dentist recommended denture adhesive brand helps prevent slipping and helps to keep food from getting in-between dentures and gums. It's great for both full plate and partial dentures. | image.jpg
SKU: PRTG3700092736 | Procter & Gamble Always Discreet Pant HML Maximum Large 3X SIOC | Always Discreet Pant, HML Maximum Large, 3X SIOC, 51/cs | image.jpg
SKU: PRTG3700092729 | Procter & Gamble Always Discreet Pad M3 Maximum Long 9.6X SIOC | Always Discreet Pad, M3 Maximum Long, 9.6X SIOC, 117/cs | image.jpg
SKU: PRTG3700092725 | Procter & Gamble Always Discreet Pad L3 Ultra Thin Regular 3X SIOC | Always Discreet Pad, L3 Ultra Thin, Regular, 3X SIOC, 90/cs | image.jpg
SKU: PRTG3700092724 | Procter & Gamble Always Discreet Liner L2 Light Long 5.4X SIOC | Always Discreet Liner, L2 Light, Long, 5.4X SIOC, 132/cs | image.jpg
SKU: PRTG3700092726 | Procter & Gamble Always Discreet Pad M1 Moderate Regular 9.9X SIOC | Always Discreet Pad, M1 Moderate Regular, 9.9X SIOC, 198/cs | image.jpg
SKU: PRTG3700092735 | Procter & Gamble Always Discreet Pant HMSM Maximum Small/Medium 3X SIOC | Always Discreet Pant, HMSM Maximum Small/Medium, 3X SIOC, 57/cs | image.jpg
SKU: PRTG3700095089 | Procter & Gamble Always Maxi Pads Regular Overnight Unscented Wings | Always Maxi Pads, Regular, Overnight, Unscented Wings, 14/bx, 12bx/cs | image.jpg
SKU: PRTG3700066381 | Procter & Gamble Always Maxi Pads Regular Unscented Wings Regular | Always Maxi Pads, Regular, Unscented Wings, Regular, 24/bx, 12bx/cs | image.jpg
SKU: PRTG3700030655 | Procter & Gamble Always Ultra Thin Pads Regular Wings | Always Ultra Thin Pads, Regular, Wings, 18/bx, 12bx/cs | image.jpg
SKU: PRTG3700011714 | Procter & Gamble Always Infinity Pads Super Unscented | Always Infinity Pads, Super, Unscented, 16/bx, 12bx/cs | image.jpg
SKU: PRTG3700091360 | Procter & Gamble Head & Shoulders Shampoo Dry Scalp Care | Head & Shoulders Shampoo, Dry Scalp Care, 13.5 oz, 6/cs | image.jpg
SKU: PRTG3700091355 | Procter & Gamble Head & Shoulders Shampoo Classic Clean | Head & Shoulders Shampoo, Classic Clean, 13.5 oz, 6/cs | image.jpg
SKU: PRTG1204400162 | Procter & Gamble Old Spice High Endurance Deodorant AP/DO Pure Sport Trial Size | Old Spice High Endurance Deodorant, AP/DO Pure Sport, Trial Size, 0.5 oz, 24/cs | image.jpg
SKU: PRTG1204400025 | Procter & Gamble Old Spice High Endurance Deodorant AP/DO Invisible Solid Pure Sport | Old Spice High Endurance Deodorant, AP/DO Invisible Solid, Pure Sport, 3 oz, 12/cs | image.jpg
SKU: PRTG3700012345 | Procter & Gamble Secret Invisible Deodorant Solid Shower Fresh | Secret Invisible Deodorant, Solid Shower Fresh, 2.6 oz, 12/cs | image.jpg
SKU: PRTG3700031384 | Procter & Gamble Secret Invisible Deodorant Solid Powder Fresh Trial Size | Secret Invisible Deodorant, Solid Powder Fresh, Trial Size, 0.5 oz, 24/cs | image.jpg
SKU: PRTG7301028012 | Procter & Gamble Tampax Tampons Regular | Tampax Tampons, Regular, 20/bx, 24bx/cs | image.jpg
SKU: PRTG7301002500 | Procter & Gamble Tampax Tampons Regular Coin Vend | Tampax Tampons, Regular, Coin Vend, 500/cs | image.jpg
SKU: PRTG4740011004 | Procter & Gamble GilletteÂ® Good News! Twin Razors Disposable Comfort Blades Lubrastrip | GilletteÂ® Good News! Disposable Razors Twin Gillette Comfort Blades are thinner to cut hair more easily - for an extraordinarily comfortable shave. Lubrastrip with lubricants for added comfort. Pivoting action for extra closeness for better control handle. Chromium coating for long lasting blades. | image.jpg
SKU: BDSPZZR136 | Body Sport Premium Headrest Paper | BodyMed Headrest Paper Rolls. Premium headrest paper rolls offer convenient, reliable infection control. | premium-headrest-paper-96b.jpg
SKU: CHAT4016 | DJO Global Wall Mounted Towel Rack with Six hooks extending 13" from the Wall | The Wall Mounted Towel Rack is an accessory for HydrocollatorÂ® Heating Units. | wall-mounted-towel-rack-with-six-hooks-extending-13-from-the-wall-624.jpg
SKU: ECGP39600-2X | Encompass Group Reversible Static Dissipative Precaution Gown | Encompass group's nonwoven precaution and protective gowns provide the quality infection control barriers you need to perform confidently and comfortably under pressure. Proper selection of protective apparel is essential to successfully limiting exposure and reducing potential cross-contamination as rapidly emerging health threats have become the new normal for healthcare workers nationwide. | reversible-static-dissipative-precaution-gown--ecc.png
SKU: GMP50363 | Graham Medical Drape 2 Ply 36â€³ x 40â€³ White Fanfold | 2-Ply Tissue Fanfold Drapes are made of two layers of tissue bonded into one layer of softness for comfort and absorbency.The Fanfold drapes are banded offering convenient space savings! Graham's 2-Ply Tissue Drapes are available in a variety of sizes for ultimate coverage. | drape-2-ply-36-x-40-white-fanfold-7bc.jpg
SKU: PROP754048 | Pro Advantage Drape Sheets 2 Ply Tissue 40" x 48" | A full line of exam room paper products featuring quality and performance. These single-use paper products are designed for patient comfort and prevention of cross-contamination in the exam room. | drape-sheets-2-ply-tissue-40-x-48-8aa.jpg
SKU: OKS52067 | Oakworks Disposable Fitted Face Rest Cover | Finally an alternative to the standard flat drape face rest covers, or the nurse's cap styles we all have used. These disposable face rest covers look clean and professional and fit most face rest pads. No need to create a hole. This model has one built in. Made of a soft, comfortable, cotton-polyester blend that is spun-bound for extra softness. These disposable face covers are used to protect the face pad and the client's face from germs and bacteria (one time use only). | disposable-fitted-face-rest-cover-68e.png
SKU: AVLN613 | Avalon Exam Table Paper 18" x 125' Standard Crepe | 18" Standard Crepe | exam-table-paper-18-x-125-standard-crepe-853.jpg
SKU: AVLN617 | Avalon Exam Table Paper 21" x 125' Crepe | Exam Table Paper 21" x 125' Crepe | exam-table-paper-21-x-125-crepe-ff1.jpg
SKU: AVLN518 | Avalon Chiro Headrest Rolls Standard Smooth 8.5" x 225' | Chiro Headrest Rolls - Standard Smooth. | chiro-headrest-rolls-standard-smooth-85-x-225-bf6.jpg
SKU: AVLN557 | Avalon FishTails Pediatric Print Exam Table Paper 21" x 225' | FishTails Pediatric Print Exam Table Paper 21" x 225' | fishtails-pediatric-print-exam-table-paper-21-x-225-9a0.jpg
SKU: GMP322 | Graham Medical Bed Flat Sheet 40" x 72" | Our comfortable Tissue/Poly Sheets are absorbent and protective. | bed-flat-sheet-40-x-72-74b.jpg
SKU: GMP62550 | Graham Medical InhibX Antimicrobial Table Paper | Treated with inhibX antimicrobial technology proven safe and effective in inhibiting the growth of microorganisms, providing advanced protection. | inhibx-antimicrobial-table-paper-174.jpg
SKU: GMP16075 | Graham Medical Grahamatians Table Paper | Graham's Pediatric Printed Exam Table Rolls feature fun designs that help kids feel more relaxed during examinations! Choose from a variety of designs. Help contribute to child cancer research by purchasing Stars of Hope Exam Table Rolls. Graham donates 5% of sales to the National Childhood Cancer Foundation. | grahamatians-table-paper-05b.jpg
SKU: GMP16075 | Graham Medical Grahamatians Table Paper | Graham's Pediatric Printed Exam Table Rolls feature fun designs that help kids feel more relaxed during examinations! Choose from a variety of designs. Help contribute to child cancer research by purchasing Stars of Hope Exam Table Rolls. Graham donates 5% of sales to the National Childhood Cancer Foundation. | grahamatians-table-paper-05b.jpg
SKU: GMP580 | Graham Medical Multi Fold Towel | Graham seeks to make the spa atmosphere more comfortable for the client, all the way down to the last detail. Which is exactly why our towels are designed with the right balance of softness, absorbency, and compact size to minimize storage needs! | multi-fold-towel-100.png
SKU: CRSTXBCTS1114 | Crosstex Tray Sleeve Plastic Chayes Size B | Clear Disposable plastic tray sleeves, with end fold for a secure fit, 500/dispenser box. | tray-sleeve-plastic-chayes-size-b-30e.jpg
SKU: CRSTXWEPBYE | Crosstex Towel Extra Heavy Paper Poly 19" x 13" Yellow | Constructed of an extra heavy ply of facial tissue bonded to a layer of poly film. | towel-extra-heavy-paper-poly-19-x-13-yellow--08d.jpg
SKU: TIDI918100 | TIDI Products Towel 3 Ply Tissue White Rib Embossed 13" x 18" | High-performance products designed with thoughtful features for the highest-quality care, making the professionalâ€™s job easier while enhancing the patient experience. | towel-3-ply-tissue-white-rib-embossed-13-x-18-153.jpg
SKU: TIDI9810892 | TIDI Products Barrier Table Paper Smooth Finish White 21" x 200 ft | A size and type for every need. Available in smooth, crepe and embossed finishes. | barrier-table-paper-smooth-finish-white-21-x-200-ft-193.jpg
SKU: BHDI696 | Busse Hospital Disposables Towels Sterile Blue White | Multi-layered, all-purpose surgical drape brings convenience, performance and added protection. | towels-sterile-blue-white-e8e.png
SKU: TIDI916121 | TIDI Products Exam Table Paper 21" x 125 ft White Perforated Fabricel Tissue/ Polyback Crepe Latex Free | High-performance products designed with thoughtful features for the highest-quality care, making the professionalâ€™s job easier while enhancing the patient experience. | exam-table-paper-21quot-x-125-ft-white-perforated-fabricel-tissue-polyback-crepe-latex-free--571.jpg
SKU: TIDI918161 | TIDI Products Towel 13" x 18" White 2-Ply Tissue | Highly absorbent towels for draping, blotting or wiping. | towel-13-x-18-white-2-ply-tissue-5c3.jpg
SKU: TIDI981111 | TIDI Products Ultra Mammo Cape, Nonwoven with Snaps , Dark Blue, 48â€x 23â€ | Capes provide convenient coverage for specific needs. An ample fit offers modesty and security for patients while allowing access for examinations and procedures. Ultra Mammo Cape, SMS nonwoven. PONCHO-style with convenient front snaps and open sides. Generous size for modesty. | ultra-mammo-cape-nonwoven-with-snaps-dark-blue-48x-23-d76.jpg
SKU: CRSTXL3CB | Crosstex Cover Extra Large 10" x 13" Blue | Made of soft, non-woven fabric that "breathes" and does not rattle. | cover-extra-large-10-x-13-blue--828.jpg
SKU: GMP65334 | Graham Medical Exam Gown, Non-Woven, 30" x 46", Blue (White Tie), Large, 50/cs | Soft, linen-like nonwoven gowns are warm and comfortable like real clothing. Attached waist tie for custom fit. Sewn shoulders for durability. Ideal for full-body exams, rigorous procedures and extended wear. | exam-gown-non-woven-30-x-46-blue-white-tie-large-50-cs-f25.jpg
SKU: TIDI918161R | TIDI Products Towel 13" x 18" White 3-Ply Tissue | Highly absorbent towels for draping, blotting or wiping. | towel-13-x-18-white-3-ply-tissue--54e.jpg
SKU: TIDI980883 | TIDI Products Chiropractic Headrest Barriers White 12" x 24" | Durable protective coverage in soft crepe or smooth finishes. | chiropractic-headrest-barriers-white-12-x-24-268.jpg
SKU: GMP53157 | Graham Medical Solacel Pillowcase 22" x 30" | The nonwoven pillowcase is a linen-like, super soft nonwoven that offers the utmost comfort while the tissue/poly pillowcase is soft with the added benefit of a poly barrier. | solacel-pillowcase-22-x-30-e6c.jpg
SKU: GMP305 | Graham Medical White Flat Sheet 3 Ply Tissue 40" x 90" | Our economical tissue and tissue/poly sheets are ideal for patient and stretcher coverage as well as absorbency. | white-flat-sheet-3-ply-tissue-40-x-90-077.jpg
SKU: CRSTXW3D1930BL | Crosstex Polygard Deluxe Patient Towels | Crosstex' Polygard Deluxe Patient Towels provides the often imitated, but never duplicated Crosstex embossing pattern, which allows moisture to flow horizontally across the towel, protecting patient's clothing. The towels also offer our exclusive reinforced edge embossing design for added strength and durability where towel clips are placed. The layers of tissue (and poly, when applicable) are bonded securely together, eliminating separation of the layers.Through the combination of our proprietary manufacturing equipment and tissue formulation, the strength of the towel horizontally is created, thus preventing tearing when a towel clip is applied. | polygard-deluxe-patient-towels-b3f.jpg
SKU: CRSTXWEXLV | Crosstex Econoback Patient Towels Lavender | The Crosstex fold with horizontal embossing allows the moisture to flow horizontally across the towel, protecting the patient's clothing. Our exclusive reinforced edge embossing design provides added strength and durability where towel clips are based. Our unique bonding technique bonds the layers of tissue and poly (when applicable) securely together, eliminating separation of the layers. | econoback-patient-towels-lavender--fde.jpg
SKU: DKL900105 | Dukal Body Toaster Spa Wrap | Maximize the effects of full body treatments with the DUKAL Body Toasterâ„¢ Spa Wrap. The durable and thermal Body Toasterâ„¢ will capture body heat, using the advanced Mylar material, creating a heated environment to intensify any body treatment! The Body Toasterâ„¢ uses no electricity, is energy efficient, and environmentally friendly! | body-toaster-spa-wrap-af9.jpg
SKU: TIDI919350 | TIDI Products Pillowcase 21" x 30" Embossed Poly Full Size | Provides a strong leak-proof barrier for dependable infection control.. | pillowcase-21-x-30-embossed-poly-full-size--96b.jpg
SKU: TIDI980881 | TIDI Products Chiropractic Headrest Barriers Smooth sheets 12" x 12" Pre cut Flat with facial slit | A wide variety of convenient, high-quality products that offer comfort and protection on demand. | chiropractic-headrest-barriers-smooth-sheets-12-x-12-pre-cut-flat-with-facial-slit-e8d.jpg
SKU: GMP200 | Graham Medical Cape | These Tissue/Poly/Tissue Standard Capes are sturdy and comfortable for all procedural demands. | cape-8f3.jpg
SKU: GMP50588 | Graham Medical FlexDrape | FlexDrape Drape is a super soft, linen-like nonwoven material that is warm and comfortable for patients. Disposable material helps to avoid overhead costs associated with linen. | flexdrape-bcb.jpg
SKU: GMP48615 | Graham Medical Drape | Graham's 2-Ply Tissue Drapes are constructed of two layers of tissue bonded into one layer for patient comfort and absorbency.Choose from a variety of warm, relaxing colors. | drape-cd6.jpg
SKU: GMP303 | Graham Medical Drape 40" x 60" 3-Ply Tissue White | 3-Ply Tissue Drapes are constructed of three layers of tissue bonded into one layer for the utmost comfort and unbeatable absorbency. | drape-40-x-60-3-ply-tissue-white-22c.jpg
SKU: GMP53580 | Graham Medical MediShorts Shorts | Fitted for ages 5-11, the latex-free, elastic waist exam shorts allow full range of motion for pediatric patients during office visits, sports medicine, physical therapy, hydrotherapy and more. Our shorts keep kids covered and comfortable. | medishorts-shorts-dd6.jpg
SKU: GMP280 | Graham Medical Animal Parade Gown | Allow children to feel at ease with the Graham's playful pediatric designs!Allow children to feel at ease with the Graham's playful pediatric designs! | animal-parade-gown-745.jpg
SKU: GMP196 | Graham Medical Activity Bears Towel | Our printed 2-Ply Tissue/Poly Towels are designed with the right balance of softness, absorbency and fluid barrier properties all while creating a comfortable atmosphere for kids. | activity-bears-towel-1fc.jpg
SKU: GMP57930 | Graham Medical InhibX Antimicrobial Pillowcase | Treated with inhibX antimicrobial technology proven safe and effective in inhibiting the growth of microorganisms, providing advanced protection. | inhibx-antimicrobial-pillowcase--19e.jpg
SKU: GMP354 | Graham Medical ComfortCase Pillowcase 21" x 27.75" White | Specialty pillowcases have super-soft, linen-like nonwoven fabric that provides a comfortable resting surface, while sewn seams ensure strength durability. | comfortcase-pillowcase-21-x-2775-white-6d0.jpg
SKU: GMP329 | Graham Medical Fanfold Bed Sheet Space-Saving Package | The Tissue/Poly/Tissue sheets provide soft tissue inside and out with a polyethylene fluid barrier in between. | fanfold-bed-sheet-space-saving-package-dba.jpg
SKU: GMP324 | Graham Medical Fanfold Sheet/Space-Saving Pkg. | The Tissue/Poly/Tissue sheets provide soft tissue inside and out with a polyethylene fluid barrier in between.Â The Tissue/Poly/Tissue sheets provide strength, comfort and durability - even when wet. | fanfold-sheet-space-saving-pkg-c9b.jpg
SKU: GMP334 | Graham Medical Heavy-Weight Fanfold Sheet | The Tissue/Poly/Tissue sheets provide soft tissue inside and out with a polyethylene fluid barrier in between. | heavy-weight-fanfold-sheet-1ea.jpg
SKU: GMP090 | Graham Medical Headrest Table Paper | Smooth headrest rolls feature a high quality, smooth finish paper for exceptional strength. | headrest-table-paper-f25.jpg
SKU: GMP090 | Graham Medical Headrest Table Paper | Smooth headrest rolls feature a high quality, smooth finish paper for exceptional strength. | headrest-table-paper-f25.jpg
SKU: GMP904 | Graham Medical Headrest Sheets with Face Slot | Specialty smooth rolls feature a high quality, smooth finish paper for exceptional strength. | headrest-sheets-with-face-slot-a7c.jpg
SKU: GMP902 | Graham Medical Smooth Headrest Sheets 12" x 12" White | Specialty smooth rolls feature a high quality, smooth finish paper for exceptional strength. | smooth-headrest-sheets-12-x-12-white-22d.jpg
SKU: GMP191 | Graham Medical 3-Ply Tissue Towel | Graham Medical's Podiatry Professional Towel comes in exciting blue or mauve outlined footprints to brighten exam environments! | 3-ply-tissue-towel-0eb.jpg
SKU: CRSTXWPXFP | Crosstex Polyback 3 Ply Paper Towel 19" x 13" Happy Feet | Traditional Crosstex fold with horizontal embossing. | polyback-3-ply-paper-towel-19-x-13-happy-feet-b0e.jpg
SKU: CRSTXWPXABL | Crosstex Advantage Plus - 18x13in/46x33cm | Special vantage fold with vertical embossing. Available in multiple colors. | advantage-plus-18x13in-46x33cm-ac3.jpg
SKU: CRSTXWT5WH | Crosstex Professional Thrift - 19x13in/48x33cm | Traditional Crosstex fold with horizontal embossing. Available in multiple colors. | professional-thrift-19x13in-48x33cm-9d6.jpg
SKU: CRSTXPC2130 | Crosstex Pillow Cases | Facial tissue combined with poly for patient comfort and protection. | pillow-cases-c7e.jpg
SKU: DKL900700 | Dukal Atmosphere Breathing Extender | The Atmosphere Breathing Extender can be used during chemical peels, microdermabrasion and other esthetic procedures to assist the client in breathing above the fumes and debris. The Atmosphere Breathing Extender can also be used for laser procedures by removing the tube and using the mouth piece to uniquely position and stabilize the area surrounding the lips for resurfacing or hair removal. Patent Pending. | atmosphere-breathing-extender-4e2.jpg
SKU: TIDI910521 | TIDI Products Patient Exam Gown Blue T/P/T | Assortment of embossed, leak-proof adult and pediatric gowns in colors and prints. Ample coverage, added strength and enhanced opacity offer confidence, comfort and hygiene. | patient-exam-gown-blue-t-p-t-e4e.jpg
SKU: TIDI9810865 | TIDI Products Towel 2 Ply Tissue Poly Backed Diamond Embossed 13" x 18" White | Our towels offer convenience and absorbency to perform while providing a soft, gentle touch to patientsâ€™ skin. Multi-purpose, poly-backed options effectively protect surfaces, such as scales and trays. | towel-2-ply-tissue-poly-backed-diamond-embossed-13-x-18-white-6ef.jpg
SKU: TIDI919355 | TIDI Products Pillowcase, White, Fabricel, 21" x 30", 100/cs | Feature Made of Fabricel tissue fused with a layer of polyethylene film on the back Very soft super strong and tear-resistant Leak-proof for reliable barrier protectionColor Print WhiteSize 21" x 30" | pillowcase-white-fabricel-21-x-30-100-cs-806.jpg
SKU: TIDI919356 | TIDI Products Pillowcase, Mauve, Fabricel, 21" x 30", 100/cs | Feature Made of Fabricel tissue fused with a layer of polyethylene film on the back Very soft super strong and tear-resistant Leak-proof for reliable barrier protectionColor Print MauveSize 21" x 30" | pillowcase-mauve-fabricel-21-x-30-100-cs-53e.jpg
SKU: TIDI919365 | TIDI Products Pillowcase 21" x 30" Tissue/ Poly White | Create a comforting environment with reliable barrier protection. | pillowcase-21-x-30-tissue-poly-white-92f.jpg
SKU: TIDI9810836 | TIDI Products Drape Sheet, Tissue, White, 40" x 60", 100/cs | Feature Drape sheet offers ample coverage and dependable strength for modesty and protection 100% recycled fiberColor Print WhiteSize 40" x 60" | drape-sheet-tissue-white-40-x-60-100-cs-1b5.jpg
SKU: TIDI918156 | TIDI Products Gown, Blue, 36" x 44", Scrim Reinforced, 2XL, 25/cs | The ultimate in patient modesty and comfort. Styled and sized to fit, feel and cover like linen gowns. The strength, softness, and warmth of these gowns ensure patients' physical comfort and peace of mind. Made from various high-performance materials - some featuring liquid hold-out capability - in multiple size options. The very best for your patients and optimal professional image for your staff. | gown-blue-36-x-44-scrim-reinforced-2xl-25-cs-6fb.jpg
SKU: BHDI3270 | Busse Hospital Disposables Drape Sheet, Non-Sterile, Non-Fenestrated, Bulk Packed, 300/cs | Embossed higher loft drape sheets. 18" x 26". Tissue/poly/tissue. White. Latex free. | drape-sheet-non-sterile-non-fenestrated-bulk-packed-300-cs-acb.jpg
SKU: DKL900400 | Dukal Reflections Glycolic Applicators, Dual Tip, 8â€ | Reflections Glycolic Applicators, Dual Tip, 8â€ | reflections-glycolic-applicators-dual-tip-8--376.jpg
SKU: DKL900510 | Dukal Reflections Spa Disposable Apparel, Backless Bra, Black, Sm/Med | Made of soft spunbonded polypropylene material DUKAL Reflections Spa Undergarments combine comfort with just the right amount of coverage. A variety of styles and sizes are available to accommodate any treatment. Each garment is individually wrapped for hygienic purposes. | reflections-spa-disposable-apparel-backless-bra-black-sm-med-94a.jpg
SKU: DKL900526 | Dukal Reflections Spa Undergarments, Headband, White, Disposable, Non-Sterile | Reflections Spa Undergarments, Headband, White, Disposable, Non-Sterile | reflections-spa-undergarments-headband-white-disposable-non-sterile-c2f.jpg
SKU: DKL900528 | Dukal Mens Brief Black Large/ X-Large | Reflections Spa Undergarments, Mens Briefs, Black, Disposable, Lg/XL, Non-Sterile | mens-brief-black-large-x-large-d2f.jpg
SKU: DKL900534 | Dukal Reflections Flat Sheet White Disposable 33â€ x 70â€ | With DUKAL Reflectionsâ„¢ Flat Sheets all treatment tables feel as smooth as silk creating a soft and relaxing environment. They also will help protect tables from treatment solution spills and natural wear and tear. Strong enough to withstand up to 2-3 washes. | reflections-flat-sheet-white-disposable-33-x-70-d81.jpg
SKU: TIDI960404 | TIDI Products Exam Shorts, Nonwoven, Plus Size (up to 60"), 25/bg, 2 bg/cs | Spunbond/meltdown/spunbond nonwoven material provides fabric-like softness, strength and durability. Features a generous cut, elastic waist and finished leg hems. | exam-shorts-nonwoven-plus-size-up-to-60-25-bg-2-bg-cs-503.jpg
SKU: TIDI9810846 | TIDI Products Exam Gown 30" x 42" White T/P/T Front or Back Opening | Assortment of embossed, leak-proof adult and pediatric gowns in colors and prints. Ample coverage, added strength and enhanced opacity offer confidence, comfort and hygiene. | exam-gown-30quot-x-42quot-white-t-p-t-front-or-back-opening-8d0.jpg
SKU: TIDI9810847 | TIDI Products Exam Gown Blue T/P/T Front or Back Opening | Ample coverage, added strength and enhanced opacity offer confidence, comfort and hygiene. | exam-gown-blue-t-p-t-front-or-back-opening--5c9.png
SKU: TIDI910316 | TIDI Products Patient Capes 30" x 21" Mauve TPT Front/ Back Opening | Capes provide convenient coverage for specific needs. | patient-capes-30-x-21-mauve-tpt-front-back-opening--93a.jpg
SKU: TIDI9810857 | TIDI Products Exam Cape, 30" x 21", Blue, TPT, 100/cs | Designed with polyethylene laminated between two layers of soft tissue. Capes retain their strength during extended procedures. Complete opacity assures patient confidence. Reversible front/back opening. | exam-cape-30-x-21-blue-tpt-100-cs-7f1.jpg
SKU: CRSTXWTXSI | Crosstex Towel 3 Ply Paper 19" x 13" Silver Grey | Three plies of unsurpassed facial quality tissue with unique properties of wet or dry tensile strength combined with facial softness and super absorbency. | towel-3-ply-paper-19-x-13-silver-grey-8e4.jpg
SKU: DKL305 | Dukal Patient Exam Gown Deluxe, Dark Blue | - | patient-exam-gown-deluxe-dark-blue-867.jpg
SKU: MNUS3015 | Medicom Head Rest Covers, 10â€ x 10â€, Blue | Save time with easy to place and remove fluid repellent material reducing cross-contamination. | head-rest-covers-10-x-10-blue-4c7.jpg
SKU: MNUS3016 | Medicom Head Rest Covers, 10â€ x 10â€, Dusty Rose | Save time with easy to place and remove fluid repellent material reducing cross-contamination. | head-rest-covers-10-x-10-dusty-rose-153.jpg
SKU: MNUS3017 | Medicom Medicom Head Rest Covers, White, 10â€ x 13â€ | Save time with easy to place and remove fluid repellent material reducing cross-contamination. | medicom-head-rest-covers-white-10-x-13-b4c.jpg
SKU: MNUS3018 | Medicom Head Rest Cover, 10â€ x 13â€, Blue | Save time with easy to place and remove fluid repellent material reducing cross-contamination. | head-rest-cover-10-x-13-blue-e0f.jpg
SKU: MNUS3019 | Medicom Head Rest Cover, 10â€ x 13â€, Dusty Rose | Save time with easy to place and remove fluid repellent material reducing cross-contamination. | head-rest-cover-10-x-13-dusty-rose-fd5.jpg
SKU: TIDI980880 | TIDI Products Headrest Chiropractic | Provides strong, tear-resistant hygienic protection. | headrest-chiropractic--57f.jpg
SKU: TIDI9810837 | TIDI Products Drape Sheet, Tissue 3 Ply 40" x 72" | Provides strength, softness and opacity for patient modesty and effective hygiene. | drape-sheet-tissue-3-ply-40-x-72-463.jpg
SKU: GMP62380 | Graham Medical Navy Blue MediShorts XXL/3XL Shorts, | Offers the ultimate in comfort and modesty. The dark blue opaque non-woven garment is the ideal choice for any exam in sports medicine, physical therapy, stress testing, as well as many other procedures. Latex free sewn elastic waist band ensure a perfect fit. | navy-blue-medishorts-xxl-3xl-shorts--921.jpg
SKU: TIDI981004 | TIDI Products Everyday Exam Table Barriers, Crepe | Exam table barriers provide comfortable crepe surfaces, in widths that cover exam table sizes from pediatrics to bariatrics. | everyday-exam-table-barriers-crepe-f93.jpg
SKU: TIDI980912 | TIDI Products Barrier Table Paper Smooth Finish White 18" x 225 ft | A size and type for every need. Available in smooth, crepe and embossed finishes. Soft crepe finish is pleasant to touch and protects tender skin areas. Smooth finish is strong, clean and easy to use. Clings to table surface. Embossed paper is extra soft and absorbent. All types have substantial wet strength. | barrier-table-paper-smooth-finish-white-18-x-225-ft-6eb.jpg
SKU: TIDI980914 | TIDI Products Everyday Exam Table Barriers, Smooth Finish | Exam table barriers provide comfortable smooth surfaces, in widths that cover exam table sizes from pediatrics to bariatrics. | everyday-exam-table-barriers-smooth-finish-b8e.jpg
SKU: BDSPZZR300 | Body Sport Drape Sheets, 2-Ply Tissue | BodyMedÂ® Drape Sheets. 2-ply tissue. White. 40" x 48". 100 per case | drape-sheets-2-ply-tissue-68c.gif
SKU: MKS75151101 | McKesson Medi-Pak Performance Minor Procedure Drape 18 W X 26 L Inch | Medi-Pak Performance Sterile Field Towel/Drape, Tissue/poly/tissue, without fenestration. | medi-pak-performance-minor-procedure-drape-18-w-x-26-l-inch--571.jpg
SKU: MKS31501200 | McKesson Table Paper 21 Inch White Crepe | Table Paper McKesson 21 Inch White Crepe. | table-paper-21-inch-white-crepe-f1e.jpg
SKU: MKS88121200 | McKesson Table Paper 18 Inch White Smooth | Table Paper 18 Inch White Smooth. | table-paper-18-inch-white-smooth-d9d.jpg
SKU: MKS18921200 | McKesson Table Paper, 18 Inch, White Smooth | Table Paper, 18 Inch, White Smooth | table-paper-18-inch-white-smooth-e79.jpg
SKU: GMP67879 | Graham Medical FlexDrapeÂ® Patient Drape Non-Woven Fluid Resistant Blue | A super soft, linen-like nonwoven material that is warm and comfortable for patients. Disposable material helps to avoid overhead costs associated with linen. Soft enough and sized to also be used as a blanket. Fluid barrier sheet available to protect surfaces and speed clean-up time. | flexdrapereg-patient-drape-non-woven-fluid-resistant-blue-338.jpg
SKU: GMP781625 | Graham Medical Barbee Sanek Towel White 12" x 24" Deluxe 3-Ply | Graham seeks to make the spa atmosphere more comfortable for the client, all the way down to the last detail. Which is exactly why our towels are designed with the right balance of softness, absorbency, and compact size to minimize storage needs! | barbee-sanek-towel-white-12-x-24-deluxe-3-ply--18b.jpg
SKU: GMP65335 | Graham Medical Exam Gown Non-woven 36"x48" Blue SMS XL 50/CS | Soft, linen-like nonwoven gowns are warm and comfortable like real clothing. Attached waist tie for custom fit. Sewn shoulders for durability. Ideal for full-body exams, rigorous procedures and extended wear. | exam-gown-non-woven-36x48-blue-sms-xl-50-cs-f0d.jpg
SKU: GMP52169 | Graham Medical One-DeesÂ® Womens Bikini White One Size Fits All | Nonwoven material offering softness and opacity for patient comfort and privacy. Latex free elastic waistband for universal fit. Perfect for lower body plastic surgery exams and procedures. Disposable for sanitary measures and reduced linen costs. | one-deesreg-womens-bikini-white-one-size-fits-all-d5c.jpg
SKU: TIDI919363 | TIDI Products Pillowcase 21" x 30" Tissue/ Poly Blue | Provides a c omfortable, reliable, hygenic barrier. | pillowcase-21-x-30-tissue-poly-blue-10f.jpg
SKU: GMP57931 | Graham Medical InhibXâ„¢ Towel TTP 13 1/2" x 17" White | InhibX antimicrobial-treated towels offer an added layer of protection providing infection control, minimizing the potential for cross-contamination. The antimicrobial technology is proven safe and effective through numerous patents and certified tests, and is effective against a wide range of microorganisms including mold, mildew, fungi and order-causing bacteria. The technology is non-migrating and never allows for microbial adaptation. InhibX antimicrobial technology is EPA-registered and proven to protect, bleach free. | inhibxtrade-towel-ttp-13-1-2-x-17-white-9e8.jpg
SKU: TIDI911898G | TIDI Products Towel 13 1/2" x 17 1/2" White - 50 per Box | Deluxe 4-ply tissue. | towel-13-1-2-x-17-1-2-white-50-per-box-c4a.jpg
SKU: TIDI911900G | TIDI Products Towel 13 1/2" x 17 1/2" Blue - 50 per Box | Deluxe 4-ply tissue. | towel-13-1-2-x-17-1-2-blue-50-per-box-2ed.jpg
SKU: KCC10502G | Halyard Tray Liners/ Towels 19 1/2" x 25" - 50 per Package | HALYARD TRAY LINERS/TOWELS | tray-liners-towels-19-1-2-x-25-50-per-package-1a8.jpg
SKU: KCC89701G | Halyard Absorbent Towels 15" x 26" - 2 per Package | Sterile. | absorbent-towels-15-x-26-2-per-package-685.jpg
SKU: KCC69766G | Halyard Patient Gown Blue - 10 per Bag | HALYARD PATIENT GOWN | patient-gown-blue-10-per-bag-92e.jpg
SKU: GMP46844G | Graham Medical Table Paper 18" x 225 ft Smooth Finish Rose GardenÂ® - Each | Crepe rolls are textured for added strength, softness, and quietness. Smooth rolls provide superior strength with a clean, professional look. | table-paper-18-x-225-ft-smooth-finish-rose-gardenreg-each-cf8.jpg
SKU: GMP090G | Graham Medical Chiropractic Headrest Roll 8 1/2" x 225 ft White Smooth - Each | High-quality medical-grade. These rolls fit a variety of table styles and preferences making them ideal for chiropractic offices or massage therapy. | chiropractic-headrest-roll-8-1-2-x-225-ft-white-smooth-each-25b.jpg
SKU: GMP12081G | Graham Medical Chiropractic Headrest Roll 12 1/2" x 225 ft White Smooth - Each | High-quality medical-grade. These rolls fit a variety of table styles and preferences making them ideal for chiropractic offices or massage therapy. | chiropractic-headrest-roll-12-1-2-x-225-ft-white-smooth-each-25b.jpg
SKU: GMP090G | Graham Medical Chiropractic Headrest Roll 8 1/2" x 225 ft White Smooth - Each | High-quality medical-grade. These rolls fit a variety of table styles and preferences making them ideal for chiropractic offices or massage therapy. | chiropractic-headrest-roll-8-1-2-x-225-ft-white-smooth-each-25b.jpg
SKU: GMP16159G | Graham Medical PST 158 Towel Huck Finish 2-Ply 12" x 24 1/2" White - Pack | 2-ply patient bibs are comprised of two layers of tissue with a poly backing. The tissue layers absorb fluids while the poly backing resists any soak-through for maximum protection. | pst-158-towel-huck-finish-2-ply-12-x-24-1-2-white-pack-674.jpg
SKU: CRSTXPC2130G | Crosstex Pillowcase 21" x 30" - 25 per Bag | Facial tissue combined with poly for patient comfort and protection. Fluid resistant barrier between patient and pillow. Soft, strong and absorbent. | pillowcase-21-x-30-25-per-bag-8a5.jpg
SKU: CRSTXL0CPG | Crosstex Cover Regular 9 1/2" x 11" Clear - 250 per Box | Made of clear, soft polyethylene - a full 1 mil thick - with a 3"/ 8cm gusset that permits the cover to lie flat on the headrest while creating an impervious barrier between the patient's head and headrest. Latex free. | cover-regular-9-1-2-x-11-clear-250-per-box-704.jpg
SKU: CRSTXL0CPWG | Crosstex Cover Regular 9 1/2" x 11" White - 250 per Box | Made of clear, soft polyethylene - a full 1 mil thick - with a 3"/ 8cm gusset that permits the cover to lie flat on the headrest while creating an impervious barrier between the patient's head and headrest. Latex free. | cover-regular-9-1-2-x-11-white-250-per-box-704.jpg
SKU: CRSTXL3CPG | Crosstex Cover Jumbo 9 1/2" x 14" Clear - 250 per Box | Made of clear, soft polyethylene - a full 1 mil thick - with a 3"/ 8cm gusset that permits the cover to lie flat on the headrest while creating an impervious barrier between the patient's head and headrest. Latex free. | cover-jumbo-9-1-2-x-14-clear-250-per-box-704.jpg
SKU: CRSTXL3CPWG | Crosstex Cover Jumbo 9 1/2" x 14" White - 250 per Box | Made of clear, soft polyethylene - a full 1 mil thick - with a 3"/ 8cm gusset that permits the cover to lie flat on the headrest while creating an impervious barrier between the patient's head and headrest. Latex free. | cover-jumbo-9-1-2-x-14-white-250-per-box-704.jpg
SKU: TIDI980912G | TIDI Products Barrier Table Paper Smooth Finish White 18" x 225 ft | Economical strength, comfort and convenience for reliable infection barrier protection. | barrier-table-paper-smooth-finish-white-18-x-225-ft-273.jpg
SKU: DKL304G | Dukal Exam Gown Dark Blue - 10 per Bag | DUKAL PATIENT EXAM GOWNS | exam-gown-dark-blue-10-per-bag-583.jpg
SKU: DKL900530G | Dukal Boxers Black Small/ Medium - 1 per Pack | Disposable spa supplies can be used for a variety of procedures including facials, manicures and pedicures, skin care procedures, waxing, chemical peels, microdermabrasion, massages, and more. | boxers-black-small-medium-1-per-pack-7d7.jpg
SKU: DKL900532G | Dukal Boxers Black Large/ X-Large - 1 per Pack | Disposable spa supplies can be used for a variety of procedures including facials, manicures and pedicures, skin care procedures, waxing, chemical peels, microdermabrasion, massages, and more. | boxers-black-large-x-large-1-per-pack-5e3.jpg
SKU: TIDI960404G | TIDI Products Exam Shorts Non-Woven Plus Size - 25 per Bag | Spunbond/meltdown/spunbond nonwoven material provides fabric-like softness, strength and durability. Features a generous cut, elastic waist and finished leg hems. | exam-shorts-non-woven-plus-size-25-per-bag-55d.jpg
SKU: TIDI960400G | TIDI Products Exam Shorts Non-Woven Medium 28"-34" Dark Blue - 25 per Bag | Spunbond/meltdown/spunbond nonwoven material provides fabric-like softness, strength and durability. Features a generous cut, elastic waist and finished leg hems. | exam-shorts-non-woven-medium-28-34-dark-blue-25-per-bag-9a8.jpg
SKU: TIDI960401G | TIDI Products Exam Shorts Non-Woven Large 32"-40" Dark Blue - 25 per Bag | Spunbond/meltdown/spunbond nonwoven material provides fabric-like softness, strength and durability. Features a generous cut, elastic waist and finished leg hems. | exam-shorts-non-woven-large-32-40-dark-blue-25-per-bag-ff9.jpg
SKU: TIDI960402G | TIDI Products Exam Shorts Non-Woven X-Large 38"-48" Dark Blue - 25 per Bag | Spunbond/meltdown/spunbond nonwoven material provides fabric-like softness, strength and durability. Features a generous cut, elastic waist and finished leg hems. | exam-shorts-non-woven-x-large-38-48-dark-blue-25-per-bag-d17.jpg
SKU: TIDI981004G | TIDI Products Table Paper Crepe White 21" x 125" - Roll | TIDI CREPE EXAM TABLE BARRIER | table-paper-crepe-white-21-x-125-roll-b43.jpg
SKU: CNTR1-636-100R | Contour Health L Pillow Case White | The L-Pillow has custom cases available designed to fit the Contour L-Pillow's unique shape. | l-pillow-case-white-4c6.jpeg
SKU: MYDTBF-9500 | Mydent Headrest Covers 9.5" x 14" Clear Plastic | Headrest Covers, 9.5" x 14", Clear, Plastic, 250/bx, 4 bx/cs | headrest-covers-95-x-14-clear-plastic-87c.jpg
SKU: MYDTBF-9000 | Mydent Headrest Covers 9.5" x 11" Clear Plastic | Headrest Covers, 9.5" x 11", Clear, Plastic, 250/bx, 4 bx/cs | headrest-covers-95-x-11-clear-plastic-87c.jpg
SKU: MYDTHC-2001 | Mydent Headrest Covers 10" x 10" Tissue/Poly White | Headrest Covers, 10" x 10", Tissue/Poly, White, 500/cs | headrest-covers-10-x-10-tissue-poly-white-721.jpg
SKU: MYDTHC-1001 | Mydent Headrest Covers 10" x 13" Tissue/Poly White | Headrest Covers, 10" x 13", Tissue/Poly, White, 500/cs | headrest-covers-10-x-13-tissue-poly-white-721.jpg
SKU: CAH62080-525 | Cardinal Health Table Paper 18 x 125 ft Crepe White | High-quality white papers with either a crepe or a smooth finish. Papers are lightweight and comfortable for the patient and durable to help protect the examination table from moisture, soil or contamination | table-paper-18-x-125-ft-crepe-white-715.jpg
SKU: GMP67 | Graham Medical Table Paper, 21" x 125 ft, Crepe Finish, SeascapeÂ®, 12/cs | Crepe rolls are textured for added strength, softness, and quietness. Smooth rolls provide superior strength with a clean, professional look. | table-paper-21-x-125-ft-crepe-finish-seascapereg-12-cs-d10.jpg
SKU: MKS88341100 | McKesson General Purpose Drape McKesson Physical Exam Drape | General Purpose Drape McKesson Physical Exam Drape sheet | general-purpose-drape-mckesson-physical-exam-drape--a8f.jpg
SKU: MKS99141200 | McKesson Table Paper, White Smooth, 21 Inch | Table Paper, White Smooth, 21 Inch | table-paper-white-smooth-21-inch-e2d.jpg
SKU: KCC89411 | Kimberly-Clark Under Buttocks Drape Plastic 29.5" X 44" Sterile | This drape doesn't have a pouch which is different from the drape depicted above.29Â½" x 44"Plastic | under-buttocks-drape-plastic-295-x-44-sterile-ee3.jpeg
SKU: KCC89471 | Kimberly-Clark Brachial Angiography Drape 44" X 31" Sterile | 44" x 31"One - 3" Adhesive Circular FenestrationCONTROL Fabric Reinforcement | brachial-angiography-drape-44-x-31-sterile-bd0.jpg
SKU: KCC89258 | Kimberly-Clark Thyroid Drape 100" x 72" x 124" Sterile | Armboard Covers.100" x 72" x 124"5" x 5" Diamond FenestrationCONTROL PLUS Fabric ReinforcementInstrument PadTube Holders | thyroid-drape-100-x-72-x-124-sterile-784.jpeg
SKU: KCC89231 | Kimberly-Clark Transverse Laparotomy Drape 72" X 120" Sterile | This drape has no armboard covers and has a transverse fenestration which is different from the drape depicted above. | transverse-laparotomy-drape-72-x-120-sterile-fc1.jpeg
SKU: KCC89368 | Kimberly-Clark Pacemaker Drape 87" X 135" Sterile | 2 Bilateral Fenestrations, 6in. x 8in. with Clear Incise.Bilateral Pockets.Adjustable Breather Bar.CONTROL PLUS Fabric Reinforcement.Clear Side Windows. | pacemaker-drape-87-x-135-sterile-dee.jpg
SKU: KCC29149 | Kimberly-Clark CVC Full Body Coverage Drape 68" x 110" Sterile | 4in. Subclavian and IJ Access Circular Fenestration.3in. Clear Film Window around Fenestration to Help Identify Landmarks.Incise with Release Liner.CONTROL Plus Fabric Reinforcement. | cvc-full-body-coverage-drape-68-x-110-sterile-682.jpg
SKU: KCC89119 | Kimberly-Clark LAPAROSCOPY "T" Drape 98" x 99" x 99" Sterile | 6in. X 8in. Abdominal Fenestration.3in. X 6in. Perineal Fenestration With 15in. X 21in. Flap.CONTROL Plus Fabric Reinforcement.Tube Holders. | laparoscopy-t-drape-98-x-99-x-99-sterile-b76.jpg
SKU: KCC89278 | Kimberly-Clark Orthoarts Lower Extremity Drape | Armboard Covers.2.5in. Conformable Circular Fenestration.Heavy-Duty Fabric.CONTROL* Plus Fabric Reinforcement.Tube Holders. | orthoarts-lower-extremity-drape-b22.jpg
SKU: KCC89279 | Kimberly-Clark Universal Extremity Drape Sterile 90in. X 131in. | CONTROL Plus Fabric Reinforcement.2.5in. Conformable Circular Fenestration.Tube Holders. | universal-extremity-drape-sterile-90in-x-131in-209.jpg
SKU: KCC29240 | Kimberly-Clark Laparoscopy/ Lithotomy Drape with Instrument Pouches 104" x 35" x 35" Sterile | 12in. X 13in. Abdominal Fenestration.3in. X 6in. Perineal Fenestration With 19in. X 21in. Flap.Clear Film Poly Pouches.Underleg Wings.Hook and Loop Tube and Line Controls.CONTROL Plus Fabric Reinforcement.Armboard Covers. | laparoscopy-lithotomy-drape-with-instrument-pouches-104quot-x-35quot-x-35quot-sterile-164.jpg
SKU: KCC89583 | Kimberly-Clark Radial Femoral Angiography Drape With Dual Windows 94in. X 149in. | Two â€“ 4.7in X 3in. Oval Adhesive Radial Fenestrations.Two â€“ 5in. Femoral Adhesive Circular Fenestrations (Femoral Access).Fabric Reinforcement.Two â€“ 25in. X 138in. Clear Side Windows. | radial-femoral-angiography-drape-with-dual-windows-94in-x-149in-311.jpg
SKU: CNTR1-630-101R | Contour Health CPAP Max Pillow Cover | These washable covers are great add-on accessories! The CPAPmax Pillow Cover is the same as the original cover that comes with the CPAP Pillow. Consumers like to have an extra while one is in the wash. The CPAPmax Pillow Case is a slip on style pillow case that form-fits to the unique shape of the pillow. The CPAPmax Hose Cover is 72 in length and features a full-length zipper that makes it easy to add/remove the cover from the hose. It reduces condensation/rainout and works with all hose types. | cpap-max-pillow-cover-9ed.png
SKU: MKS88371100 | McKesson General Purpose Exam Drape 40" X 72" | General Purpose Drape Physical Exam Drape 40 X 72 Inch NonSterile. | general-purpose-exam-drape-40-x-72-543.jpg
SKU: MKS88361100 | McKesson General Purpose Drape Physical Exam Drape 40 X 60 Inch NonSterile | SHEET DRAPE 3PLY 40X60 WT 100EA/CS MCK BRAND. | general-purpose-drape-physical-exam-drape-40-x-60-inch-nonsterile-aeb.jpg
SKU: DKL20-002 | Dukal Caliber Surgical Drapes Non Fenestrated 18" x 26" 3 ply | Caliberâ„¢ Surgical Drapes Non Fenestrated 18" x 26" 3 ply. | caliber-surgical-drapes-non-fenestrated-18-x-26-3-ply-a83.jpg
SKU: 3M1061 | 3M Health Care Steri-Drape Medium Drape with Incise Film and Pouch, 51" x 51" | 3M Steri-Drape Medium Drape with Incise Film 1061 is an ophthalmic surgical drape with incise film. The ophthalmic drapes are available in a variety of sizes with different design features to meet the needs and surgery requirements of ophthalmic surgeons worldwide. | steri-drape-medium-drape-with-incise-film-and-pouch-51-x-51-ca9.jpg
SKU: CVN31140562 | Covidien Devon Magnetic Drape, 16" x 20" | These disposable magnetic drapes and safety products are specifically designed to attract and hold surgical instruments on the sterile field. These products help minimize the risk of percutaneous injuries. They provide for safe, effective instrument transfer in the Operating Room. Patented "stays" can be shaped to form a "safety trough" along the edges. The kidney shaped basins and rectangular trays attach easily to the drapes. | devon-magnetic-drape-16-x-20-1b2.jpg
SKU: CVN31140570 | Covidien Devon Magnetic Drape, 10" x 16" | These disposable magnetic drapes and safety products are specifically designed to attract and hold surgical instruments on the sterile field. These products help minimize the risk of percutaneous injuries. They provide for safe, effective instrument transfer in the Operating Room. Patented "stays" can be shaped to form a "safety trough" along the edges. The kidney shaped basins and rectangular trays attach easily to the drapes. | devon-magnetic-drape-10-x-16-b71.jpg
SKU: 3M6640EZ | 3M Health Care Loban 2 Antimicrobial Incise Drape, 35cm x 35cm | Antimicrobial Incise Drape 6640EZ (35cm x 35cm). Ioban 2 EZ provides the same benefits as Ioban 2 but has an easy delivery system for faster application and removal. It can be included in 3M Custom Procedure Trays. | loban-2-antimicrobial-incise-drape-35cm-x-35cm-d73.jpg
SKU: DKL900530 | Dukal Reflections Spa Undergarments Small Medium | Reflections Spa Undergarments, Boxers, Black, Disposable, Sm/Med, Non-Sterile | reflections-spa-undergarments-small-medium-356.jpg
SKU: DKL900532 | Dukal Reflections Spa Undergarments, Boxers, Black, Disposable, Lg/XL, Non-Sterile | Reflections Spa Undergarments, Boxers, Black, Disposable, Lg/XL, Non-Sterile | reflections-spa-undergarments-boxers-black-disposable-lg-xl-non-sterile-305.jpg
SKU: KCC89234 | Kimberly-Clark Laparotomy Drape With Troughs,100" X 72" X 124", Sterile | 4" X 12" Fenestration. Absorbent Troughs. Control Plus Fabric Reinforcement. Tube Holders. Armboard Covers. | laparotomy-drape-with-troughs100-x-72-x-124-sterile-273.jpg
SKU: KCC89241 | Kimberly-Clark Pediatric Laparotomy Drape, 60"X 108", Sterile | 3" X 8" Fenestration. CONTROL Plus Fabric Reinforcement. Tube Holders. | pediatric-laparotomy-drape-60x-108-sterile-56b.jpg
SKU: KCC89141 | Kimberly-Clark Three-Quarter Drape, 60"X 76", Sterile | 60"X 76". | three-quarter-drape-60x-76-sterile-d90.jpg
SKU: KCC89731 | Kimberly-Clark Utility Drapes With Tape, Two Pack, 26"X 15", Sterile | Utility Drapes With Tape, Two Pack, 26"X 15", Sterile. | utility-drapes-with-tape-two-pack-26x-15-sterile-420.jpg
SKU: KCC89131 | Kimberly-Clark X-Large Drape, 76" X 100" , Sterile | X-Large Drape, 76In. X 100In., Sterile. | x-large-drape-76-x-100-sterile-f21.jpg
SKU: KCC89209 | Kimberly-Clark Minor Procedure Fenestrated Drape 76"X 124" | Minor Procedure Fenestrated Drape. | minor-procedure-fenestrated-drape-76x-124-f88.jpg
SKU: KCC89111 | Kimberly-Clark Medium Drape, 76" X 44", Sterile | Medium Drape, 76" X 44", Sterile | medium-drape-76-x-44-sterile-1ba.jpg
SKU: 3M1022 | 3M Health Care Steri-Drape Refractive Drape, 15" x 10" | Steri-Drape Refractive Drape 15 inches x 10 inches (40cm x 27cm) Refractive Drape, clear plastic, aperture, perforated, adhesive size 2-3/4 inch x 2-3/4 inch (7.2cm x 7.2cm), oval aperture 1-3/4 inch x 1-1/2 inch (4.5cm x 3,8cm). | steri-drape-refractive-drape-15-x-10-072.jpg
SKU: NDU5511 | Nikomed U.S.A. Trace 1 Wet Gel Electrodes Clear Tape 50mm | Nikomed's innovative Trace 1 product line features electrodes to fit every need. Our complete line includes Stress, Holter, EMS, Cardiac Cath, ICU, and Universal electrodes. They are each made with Silver/Silver Chloride (Ag/Ag Cl) for the clearest, most accurate recordings and come in a variety of shapes and sizes to allow for exact placement, maximum adhesive coverage, and patient-friendly, long-term monitoring. Our complete line is latex free and has a proven track record of excellence. | trace-1-wet-gel-electrodes-clear-tape-50mm-483.gif
SKU: MKS35267100 | McKesson entrust Step On Trash Waste Can With Plastic Liner | entrust step on trash can with plastic liner 32 quart white steel, Steel cans come with removable plastic inner liner and are available in enamel or stainless steel finishes. | entrust-step-on-trash-waste-can-with-plastic-liner-656.jpg
SKU: MKS35267109 | McKesson entrust Step On Trash Waste Can with Plastic Liner | McKesson waste can 32 quart step on metal white - model 81-35266 | entrust-step-on-trash-waste-can-with-plastic-liner-96a.jpg
SKU: RDPQ134 | Rd Plastics Chemotherapy Transport Reclosable Zip Bag 6" x 9" | Chemotherapy Transport Bag. | chemotherapy-transport-reclosable-zip-bag-6-x-9-445.png
SKU: BDMI177025431 | Bunzl Distribution 2543 Fire Resistant Wastebasket 28 Qt Beige | Fire resistant Wastebasket, Rectangular 28 Qt. | 2543-fire-resistant-wastebasket-28-qt-beige-65b.jpg
SKU: MMPL49-99 | Medegen Medical Products Collection Bag 9" x 12" Zip Closure Biohazard Black Red Print | Medegen Medical Products, LLC 49-99 Collection Bag, Zip Closure, Biohazard Black/ Red Print. | collection-bag-9-x-12-zip-closure-biohazard-black-red-print--d61.jpg
SKU: BMS3002-055 | Bemis 3000cc Hi Flow Canister | Suction canister, 3000cc. | 3000cc-hi-flow-canister-5f4.jpg
SKU: BMS3004 | Bemis 3000cc Quick Fit Suction Liner | Suction liner, 3000cc, pink lid, float valve shutoff, aerostat filter. | 3000cc-quick-fit-suction-liner--58b.jpg
SKU: BMS8002-055 | Bemis Hi Flow Suction Canister 800cc | Suction Canister, 800cc | hi-flow-suction-canister-800cc-fbd.jpg
SKU: BMS108-040 | Bemis 8-Gallon Sharps Container Yellow | Designed for highâ€“volume use in operating rooms, pharmacies, laboratories, emergency rooms, dialysis rooms, and other areas. Rolling carts available for convenient mobility and transport. | 8-gallon-sharps-container-yellow-2f1.jpg
SKU: BMS111-040 | Bemis 11-Gallon Sharps Container Yellow | Designed for highâ€“volume use in operating rooms, pharmacies, laboratories, emergency rooms, dialysis rooms, and other areas. Rolling carts available for convenient mobility and transport. | 11-gallon-sharps-container-yellow-b35.jpg
SKU: BMS4011-050 | Bemis 11-Gallon Pharmaceutical Container | Waste container, 11 gal, gasketed hinged, clear lid, 6/cs | 11-gallon-pharmaceutical-container-b68.jpg
SKU: BMS484410 | Bemis 1200cc Hi-Flow Canister | Suction canister, 1200cc, 48/cs | 1200cc-hi-flow-canister-bd3.jpg
SKU: BMS485410 | Bemis 1200cc Hi-Flow Canister Kit | Suction canister, 1200cc, preattached 18" & 6 ft connecting tubes, 48/cs | 1200cc-hi-flow-canister-kit-cd5.jpg
SKU: BMS1504 | Bemis 1500cc Quick-Fit Suction Liner | Suction liner, 1500cc, yellow lid, float valve shutoff, aerostat filter, 50/cs | 1500cc-quick-fit-suction-liner-089.jpg
SKU: BMSVAC2000 | Bemis Vac-U-Station Infectious Waste Management System | Vac-u-station drainage system | vac-u-station-infectious-waste-management-system-070.jpg
SKU: GF3831 | Graham Field Emergency Vinyl Cadaver Bag 36" x 90" | Six gauge PVC pouch, double-sealed at both ends for extra protection. Full length, center zipper closure. Water resistant. | emergency-vinyl-cadaver-bag-36-x-90-9f6.jpg
SKU: DRVRTL12085 | Drive Medical Commode Pail Liners | The new Drive Medical Commode Pail Liner is a single use medical device to be positioned over a commode pail and is equipped with a super absorbent pad which turns bodily waste (up to 17 oz.) into gel within seconds. This liner prevents the soiling and contamination of commode pails, reduces unpleasant odors and allows for safe and secure collection, transport and disposal of contaminated bodily fluids. The liner is easy to use, convenient and safe, eliminated odors and avoids spills and splashes. Provides comfort and dignity to the patient and their family. | commode-pail-liners-c1d.jpg
SKU: BMS102-040 | Bemis 2 Gallon Sharp Container Translucent Yellow | Designed for use in restricted areas such as nurses' stations, med carts, laboratories, ORs and pharmacies. Can be wall-mounted or used freestanding on tabletop or cart. | 2-gallon-sharp-container-translucent-yellow-2a6.jpg
SKU: BMS303-040 | Bemis 3 Gallon Sharp Container Translucent Yellow | Sharps Container, 3 Gal, Large Opening Lid, Translucent Yellow | 3-gallon-sharp-container-translucent-yellow-e02.jpg
SKU: BDSPZZR121 | Body Sport Tissue/Poly Pillowcases | BodyMedÂ® Standard Pillowcases. Tissue/poly. White. 21" x 30". 100 per case | tissue-poly-pillowcases-9cf.gif
SKU: ECGP53965-034 | Encompass Group Pillowcase Regal Touch 42" x 34" | Pillowcase Regal Touch 42" x 34". | pillowcase-regal-touch-42-x-34-abc.jpg
SKU: MKS17211109 | McKesson Bed Pillow Medi-Pakâ„¢ Performance 18 W X 24 L Inch White Disposable | Brand or Series: Medi-Pak(TM) Performance. Type: Head Pillow. Color: White. Size: 18 X 24 Inch. Cover Material: Olefin. Fill Material: Polyester. Pillow Weight: 21 oz. Feature: White. Feature: 18 X 24 inch, 21 ounces. Feature: Disposable personal pillows provide the optimum in comfort and are great for propping. Feature: Breathable cover and garnetted polyester fiberfill creates a lofty and resilient pillow. Feature: Flame-resistant. Feature: Single patient use pillows are an excellent guard against cross-contamination. Feature: Ideal for outpatient, critical care areas, and patient rooms. Feature: Latex-Free. | bed-pillow-medi-paktrade-performance-18-w-x-24-l-inch-white-disposable-b47.jpg
SKU: MKS89171109 | McKesson Pillowcase Standard White Disposable 21X30 WHTDISP | Pillowcase Standard White Disposable 21X30 WHTDISP. | pillowcase-standard-white-disposable-21x30-whtdisp-d8b.jpg
SKU: MKS93551109 | McKesson Pillowcase Standard White Disposable, 21 X 30 Inch | Pillowcase McKesson Standard White Disposable, PILLOW CASE 21X30 WHTDISP D/S 100EA/CS MCK BRAND. | pillowcase-standard-white-disposable-21-x-30-inch-771.jpeg
SKU: MKS98321109 | McKesson Pillowcase Standard Blue Disposable, 21X30 BLUDISP D/S | Pillowcase McKesson Standard Blue Disposable, PILLOWCASE 21X30 BLUDISP D/S 100EA/CS MCK BRAND. | pillowcase-standard-blue-disposable-21x30-bludisp-d-s--ff2.jpg
SKU: PROP230023 | Pro Advantage Disposable Tissue Poly Pillowcase | Pro Advantages' 21" x 30" White Disposable Tissue Poly Pillowcase protects pillows from moisture and cross contamination. The cover fits standard size pillows. | disposable-tissue-poly-pillowcase-d35.png
SKU: ADI36700 | ADI Medical Pillow Case 22" x 30" White Spunbound Individually Folded | Pillowcase, 22" x 30", White Spunbound, Individually Folded. | pillow-case-22-x-30-white-spunbound-individually-folded-14f.jpg
SKU: ECGP51107-050 | Encompass Group Cloud Nine Reusable Pillows | Put your patients on cloud nine with these soft and breathable pillows.. | cloud-nine-reusable-pillows-f3f.jpg
SKU: CNTR1-626-900R | Contour Health CPAPMax Pillow 2.0 Case White | We offer a range of accessory products which are custom made to the shape of each pillow and are designed to look great with your existing bedding! Using a custom cover for your CPAPMax 2.0 pillow will allow you to experience the full range of benefits the pillow provides. Also, using a cover over your pillow will help extend the life of your pillow and keep it looking great!The CPAPMax 2.0 Pillow Case:One to use...One to wash! Consumers like to have an extra case while one is in the wash. Our CPAPmax Pillow Case is an easy-to-use, slip on style pillow case that form-fits to the unique shape of the pillow. Available in three classic colors: White, Beige & Navy. | cpapmax-pillow-20-case-white-19e.jpg
SKU: CNTR1-626BG-900R | Contour Health CPAPMax Pillow 2.0 Case Beige | We offer a range of accessory products which are custom made to the shape of each pillow and are designed to look great with your existing bedding! Using a custom cover for your CPAPMax 2.0 pillow will allow you to experience the full range of benefits the pillow provides. Also, using a cover over your pillow will help extend the life of your pillow and keep it looking great!The CPAPMax 2.0 Pillow Case:One to use...One to wash! Consumers like to have an extra case while one is in the wash. Our CPAPmax Pillow Case is an easy-to-use, slip on style pillow case that form-fits to the unique shape of the pillow. Available in three classic colors: White, Beige & Navy. | cpapmax-pillow-20-case-beige-8a2.jpg
SKU: CNTR1-626NV-900R | Contour Health CPAPMax Pillow 2.0 Case Navy | We offer a range of accessory products which are custom made to the shape of each pillow and are designed to look great with your existing bedding! Using a custom cover for your CPAPMax 2.0 pillow will allow you to experience the full range of benefits the pillow provides. Also, using a cover over your pillow will help extend the life of your pillow and keep it looking great!The CPAPMax 2.0 Pillow Case:One to use...One to wash! Consumers like to have an extra case while one is in the wash. Our CPAPmax Pillow Case is an easy-to-use, slip on style pillow case that form-fits to the unique shape of the pillow. Available in three classic colors: White, Beige & Navy. | cpapmax-pillow-20-case-navy-fe6.jpg
SKU: CNTR1-630-101R | Contour Health CPAP Max Pillow Cover | These washable covers are great add-on accessories! The CPAPmax Pillow Cover is the same as the original cover that comes with the CPAP Pillow. Consumers like to have an extra while one is in the wash. The CPAPmax Pillow Case is a slip on style pillow case that form-fits to the unique shape of the pillow. The CPAPmax Hose Cover is 72 in length and features a full-length zipper that makes it easy to add/remove the cover from the hose. It reduces condensation/rainout and works with all hose types. | cpap-max-pillow-cover-9ed.png
SKU: GF3857 | Grafco Pillow Cases Zipper Closure | Fits standard size pillow. 21" x 27" | pillow-cases-zipper-closure-1a5.jpg
SKU: GF3858 | Grafco Pillow Cases Overlap Closure Cover Only | Fits standard size pillow. | pillow-cases-overlap-closure-cover-only-c77.jpg
SKU: CNTR1-636-100R | Contour Health L Pillow Case White | The L-Pillow has custom cases available designed to fit the Contour L-Pillow's unique shape. | l-pillow-case-white-4c6.jpeg
SKU: KCC67803 | Kimberly-Clark Pillowcase Disposable Blue | Halyard Health-Kimberly-Clark's line of single-use, disposable patient linens is a comfortable and cost-effective alternative to reusable linens, with their ongoing laundry expenses and high replacement costs. Halyard Health-Kimberly-Clark's disposable patient linens are especially convenient for areas with high turnover, where beds need to be prepared quickly and often. | pillowcase-disposable-blue--f87.jpg
SKU: GMP50982 | Graham Medical Premium InstaKit Inflatable Pillow | The InstaKit Premium is latex-free and packaged in a clear, heat sealed bag. | premium-instakit-inflatable-pillow-461.jpg
SKU: HRP260 | HR Pharmaceuticals Lubricating Jelly 8oz ESWL Btl | A sterile, water soluble and greaseless lubricant used by doctors and nurses during many medical procedures. | lubricating-jelly-8oz-eswl-btl-e4f.jpg
SKU: SAJD1992205 | SAJ Distributors Lubricating Jelly | Lubricating Jelly, 4 oz, 24/cs | lubricating-jelly-536.jpg
SKU: DKL877 | Dukal Lubricating Jelly Foil Pack 2.7gm | Intended for medical purposes to lubricate body orifices to facilitate entry of diagnostic or therapeutic devices. Greaseless, water soluble, and bacteriostatic. | lubricating-jelly-foil-pack-27gm-da4.jpg
SKU: DKL880 | Dukal Lubricating Jelly 4 oz Tube | Intended for medical purposes to lubricate body orifices to facilitate entry of diagnostic or therapeutic devices. Greaseless, water soluble, and bacteriostatic. | lubricating-jelly-4-oz-tube-c9f.jpg
SKU: DMI640-8223-0000 | Briggs Healthcare DMI Large Weekly Medication Planner | Dmi large weekly medication planner | dmi-large-weekly-medication-planner--86e.jpg
SKU: MKS46941200 | McKesson Medicine Cup 1 oz. Clear Polypropylene | Medicine Cup 1 oz. Frosted Polypropylene. | medicine-cup-1-oz-clear-polypropylene-577.jpg
SKU: MKS46941201 | McKesson Medicine Cup Medi Pak 1 oz Clear Polypropylene | Medicine Cup 1 oz. Clear Polypropylene. | medicine-cup-medi-pak-1-oz-clear-polypropylene-a8f.jpg
SKU: MKS49241200 | McKesson General Purpose Specimen Container High Density Polyethylene Screw-On 4 oz. / 120 cc Sterile | General Purpose Specimen Container High Density Polyethylene Screw-On 4 oz. / 120 cc Sterile. | general-purpose-specimen-container-high-density-polyethylene-screw-on-4-oz-120-cc-sterile-b9c.jpg
SKU: MKS49241201 | McKesson Specimen Container High Density Polyethylene Screw-On 4 oz. / 120 cc Sterile | Specimen Container High Density Polyethylene Screw-On 4 oz. / 120 cc Sterile. | specimen-container-high-density-polyethylene-screw-on-4-oz-120-cc-sterile-8dc.jpg
SKU: MKS49351201 | McKesson Specimen Container Polypropylene / Polyethylene Screw-On 4 oz. / 120 cc Sterile | General Purpose Specimen Container Medi-Pak Polypropylene / Polyethylene Screw-On 4 oz. / 120 cc Sterile. | specimen-container-polypropylene-polyethylene-screw-on-4-oz-120-cc-sterile-264.jpg
SKU: MKS49351204 | McKesson General Purpose Specimen Container Polypropylene Screw-On 4 oz. 120 cc Sterile | General Purpose Specimen Container Polypropylene / Polyethylene Screw-On 4 oz. / 120 cc Sterile. | general-purpose-specimen-container-polypropylene-screw-on-4-oz-120-cc-sterile-466.jpg
SKU: MKS51311200 | McKesson Specimen Container High Density Polyethylene Screw-On 4 oz. / 120 cc NonSterile | Specimen Container High Density Polyethylene Screw-On 4 oz. / 120 cc NonSterile. | specimen-container-high-density-polyethylene-screw-on-4-oz-120-cc-nonsterile-d2f.jpg
SKU: MKS95411200 | McKesson Urine Container Medi-Pak Polypropylene Without Lid 6.5 oz. 180 ml Non Sterile | Urine Container Medi-Pak Polypropylene Without Lid 6.5 oz. / 180 ml NonSterile | urine-container-medi-pak-polypropylene-without-lid-65-oz-180-ml-non-sterile-79b.jpg
SKU: CM2535 | Complete Medical Souffle Cups for Pill Crusher | Paper Souffle Cups Pk/250 * 3/4 oz. | souffle-cups-for-pill-crusher--608.jpg
SKU: BDMI34785075 | Bunzl Distribution Paper Med Cup Â¾ oz White | Bunzl/Genpak Med Cups | paper-med-cup-frac34-oz-white-b30.jpg
SKU: TCMD6347 | Tech-Med Weekly Pill Dispenser | Weekly Pill Dispenser | weekly-pill-dispenser-7e9.jpg
SKU: CRSTXCX1G | Crosstex Cup - 1 Ounce, 1000 per Carton | The 1 oz. / 3cl polypropelene cups offer a convenient means for dispensing dry or liquid medication. They can also be used as a mixing cup for monomers, methylacrylates and other materials. Features oz., cc, ml, dram and tsp. calibrations. The cups are unbreakable, yet can be squeezed to form a spout for pouring. Latex free. | cup-1-ounce-1000-per-carton-578.jpg
SKU: MMPL02301G | Medegen Medical Products Medicine Cup 1 oz Unbreakable Translucent Polypropylene 100/slv - Sleeve | Disposable cups eliminate need for cleanup and danger of cross contamination. Heavy rim eliminates sharp nesting points, reinforces against breakage, and seals one cup against another in shipping container. | medicine-cup-1-oz-unbreakable-translucent-polypropylene-100-slv-sleeve-a0f.jpg
SKU: GF3241 | Grafco Graduated Medicine Cup 2" x 1.75" | Marked with easy to read characters and graduation, the Grafco Graduated Cup makes it easy to measure liquids and medicines. Ideal for dispensing liquid or dry medications. | graduated-medicine-cup-2-x-175--d8e.jpg
SKU: GF3459 | Grafco Glass Applicator Jar With Stainless Steel Cover | GrafcoÂ® Unlabeled Flint Glass Applicator and Dressing Jars are excellent for storing and dispensing a variety of supplies, making them ideal for hospitals and clinics. | glass-applicator-jar-with-stainless-steel-cover-aa0.jpg
SKU: GF3455 | Grafco Plastic Sundry Jars | GrafcoÂ® Labeled Opaque Plastic Sundry Jars are excellent for storing and dispensing a variety of supplies, making them ideal for hospitals and clinics. | plastic-sundry-jars-d8a.jpg
SKU: GF3461 | Grafco Unlabeled Dressing Jars With Covers Glass 4" x 4" | GrafcoÂ® Unlabeled Flint Glass Applicator and Dressing Jars are excellent for storing and dispensing a variety of supplies, making them ideal for hospitals and clinics. | unlabeled-dressing-jars-with-covers-glass-4-x-4-177.jpg
SKU: GF3463 | Grafco Unlabeled Dressing Jars With Covers 6" x 6" | Unlabeled dressing jars with covers - 6" x 6" | unlabeled-dressing-jars-with-covers-6-x-6-0c4.jpg
SKU: GF3328 | Graham Field Medication Portion Cup - Size: 1 1/4 oz. | Medication portion cup - Size: 1 Â¼ oz. | medication-portion-cup-size-1-1-4-oz-d32.jpg
SKU: TCMD4021 | Tech-Med Dressing Jar 4" x 4" | Glass jars with stainless steel lid. | dressing-jar-4-x-4--d08.jpg
SKU: GF3233 | Graham Field Dressing Jars 6 7/8" x 4 7/8" | Dressing jars - 6 7/8" x 4 7/8". | dressing-jars-6-7-8-x-4-7-8--024.jpg
SKU: GF3233-2 | Graham Field Dressing Jars 4 1/8" x 2 1/2" Capacity 1/2 qt. | Dressing jars - 4 1/8" x 2 1/2". capacity: Â½ qt 18-8 (304) Stainless Steel with seamless construction. | dressing-jars-4-1-8-x-2-1-2-capacity-1-2-qt-747.jpg
SKU: GF3239 | Grafco Iodine Cups - Small: 3 1/4" x 2". Capacity: 6 oz. | Small: 3 1/4" x 2". Capacity: 6 oz. | iodine-cups-small-3-1-4-x-2-capacity-6-oz-5b5.jpg
SKU: TCMD4017 | Tech-Med Applicator Jar 7" x 3" | Applicator Jar 7" x 3". | applicator-jar-7-x-3-2df.jpg
SKU: MADA178TB | MADA Medical Vacuum Bottle Tube 6 ft For #178 & #172 | For No.'s 172, 172BS, 178, 172BS-II & 179 6 ft. | vacuum-bottle-tube-6-ft-for-178-172-da1.jpg
SKU: DKL8746 | Dukal T Drain Sponge 4" x 4" | These rayon/poly blend sponges are pre-cut to assist in providing a snug fit around catheters, tubes, I.V.'s, and tracheotomies. | t-drain-sponge-4-x-4--32d.jpg
SKU: CLIIV-485 | Clinton Industries Base Stability Weight | Stability weight-5 lbs | base-stability-weight-968.jpg
SKU: BRW43433 | Brewer Universal Clamp | Easy-to-change accessories make equipping an IV stand or infusion pump stand quick and easy. | universal-clamp--fef.jpg
SKU: CLIIV-43 | Clinton Industries Steering Handle | Handle | steering-handle-094.jpg
SKU: CLIIV-44 | Clinton Industries Oxygen Cylinder Holder | Oxygen cylinder holder | oxygen-cylinder-holder-d00.jpg
SKU: CLIIV-52B | Clinton Industries Heavy Duty Wire Basket | Basket 12x6x6 1/2-black | heavy-duty-wire-basket-53a.jpg
SKU: MKS22352001 | McKesson I.V. Drain Split Dressing Medi-Pak Performance Plus | Offers easy application around drains, chest tubes, catheters, tracheotomies, and I.V.s. | iv-drain-split-dressing-medi-pak-performance-plus--69c.png
SKU: MKS22352035 | McKesson I.V. / Drain Split Dressing Medi-Pak Performance Plus Rayon 2 X 2 Inch Square Sterile | I.V. / Drain Split Dressing Medi-Pak Performance Plus Rayon 2 X 2 Inch Square Sterile | iv-drain-split-dressing-medi-pak-performance-plus-rayon-2-x-2-inch-square-sterile-332.jpg
SKU: MKS58402800 | McKesson IV Start Kit Medi-Pak Performance | IV Start Kit Medi-Pak Performance. | iv-start-kit-medi-pak-performance-890.png
SKU: MKS68252800 | McKesson IV Start Kit Medi-Pak | IV Start Kit Medi-Pak. | iv-start-kit-medi-pak-680.png
SKU: MKS68252800 | McKesson IV Start Kit Medi-Pak | IV Start Kit Medi-Pak. | iv-start-kit-medi-pak-680.png
SKU: MKS68252800 | McKesson IV Start Kit Medi-Pak | IV Start Kit Medi-Pak. | iv-start-kit-medi-pak-680.png
SKU: MKS45043000 | McKesson I.V. Armboard Flexible Medi-Pak 3 X 9 Inch Adult | I.V. Armboard Flexible Medi-Pak 3 X 9 Inch Adult | iv-armboard-flexible-medi-pak-3-x-9-inch-adult-1c9.jpg
SKU: MKS45043000 | McKesson I.V. Armboard Flexible Medi-Pak 3 X 9 Inch Adult | I.V. Armboard Flexible Medi-Pak 3 X 9 Inch Adult | iv-armboard-flexible-medi-pak-3-x-9-inch-adult-1c9.jpg
SKU: LKS4871 | Lakeside Universal Clamp For Infusion Pump Stand | Attaches to IV poles up to 1" diameter. | universal-clamp-for-infusion-pump-stand-fdf.jpg
SKU: LKS4870 | Lakeside Steering Handle For Infusion Pump Stand, 10"W x 9"L x 1"H | Steering handle measures 10"W x 9"L x 1"H. Steering and moving the IV pole is much easier and safer when the handle is used. Handle is covered with non-slip black vinyl coating. | steering-handle-for-infusion-pump-stand-10w-x-9l-x-1h-9ac.jpg
SKU: EXEL26781 | Exel Arterial Venous Fistula, 15G x 1", Backeye 12" Tube, Clamp & Fixed Wing | Latex Free. Ultra-sharp for easier penetration. Easy Removal of Luer Cap. Ultra-thin wall needles allow maximum blood flow. Siliconized for smoother, more comfortable penetration. Color coded wings for easier identification. | arterial-venous-fistula-15g-x-1-backeye-12-tube-clamp-fixed-wing--124.jpg
SKU: CFMX1002 | CareFusion Standard Needless Connector | Needle-free Access Connector. Not made with DEHP. | standard-needless-connector-c89.png
SKU: BBNN6115 | B Braun Medical T-PakÂ® IV Instant Warm Pak For External Application For Vein Dilation, 10/pk, 4 pk/cs | For external application for vein dilation. | t-pakreg-iv-instant-warm-pak-for-external-application-for-vein-dilation-10-pk-4-pk-cs-6f5.jpg
SKU: CVN8815132001 | Covidien Permcath Chronic Silicone Oval Catheter Insertion Length 19cm Overall Length 36cm | The Permcathâ„¢ Chronic Silicone Oval Catheter functions as a bridge device during fistula maturation or a long-term vascular access for hemodialysis, apheresis or infusion. Its round lumens provide average blood flow rates of 400mL/min as well as maintain low arterial and venous pressures. The catheter is made of a soft, silicone material and is designed with a staggered tip to provide a 2.5cm separation between the arterial lumen and venous tip. The oval shape of the catheter, in combination with its silicone construction, affords it great kink resistance making it ideal for left-sided or difficult placements. The catheter is provided in a variety of insertion lengths to accommodate different patient anatomies and physician insertion practices. | permcath-chronic-silicone-oval-catheter-insertion-length-19cm-overall-length-36cm-971.jpg
SKU: AIIAS016 | Amsino AMSure PoleSyringe Catheter Tip with Tip Protector | Pole Syringes Piston Irrigation Syringe, Catheter Tip with Tip Protector | amsure-polesyringe-catheter-tip-with-tip-protector--bc9.jpg
SKU: CVN8888591040 | Covidien Angled Tip Cannula, 18FR x 6.0mm O.D., 1" Length of Tip Beyond Ring, 1/4" Proximal Lumen, 10/cs | Clear PVC catheter. Blue orientation line runs the length of the cannula. Smooth polished beveled tip. Integral funnel connector. 20" cannula length with cath-lok retention ring. Sterile | angled-tip-cannula-18fr-x-60mm-od-1-length-of-tip-beyond-ring-1-4-proximal-lumen-10-cs-f5d.jpg
SKU: CVN8888591008 | Covidien Angled Tip Cannula, 10FR x 3.3mm O.D., 3/4" Length of Tip Beyond Ring, 1/4" Proximal Lumen, 10/cs | Clear PVC catheter. Blue orientation line runs the length of the cannula. Smooth polished beveled tip. Integral funnel connector. 20" cannula length with cath-lok retention ring. Sterile | angled-tip-cannula-10fr-x-33mm-od-3-4-length-of-tip-beyond-ring-1-4-proximal-lumen-10-cs-f3b.jpg
SKU: CVN8888591024 | Covidien Angled Tip Cannula, 14FR x 4.7mm O.D., 7/8" Length of Tip Beyond Ring, 1/4" Proximal Lumen, 10/cs | Clear PVC catheter. Blue orientation line runs the length of the cannula. Smooth polished beveled tip. Integral funnel connector. 20" cannula length with cath-lok retention ring. Sterile | angled-tip-cannula-14fr-x-47mm-od-7-8-length-of-tip-beyond-ring-1-4-proximal-lumen-10-cs-028.jpg
SKU: CVN8888591057 | Covidien Straight Tip Cannula, 18FR x 6.0mm O.D., 11/16" Length of Tip Beyond Ring, 1/4" Proximal Lumen, 10/cs | Clear PVC catheter. Blue orientation line runs the length of the cannula. Smooth polished beveled tip. Integral funnel connector. 20" cannula length with cath-lok retention ring. Sterile | straight-tip-cannula-18fr-x-60mm-od-11-16-length-of-tip-beyond-ring-1-4-proximal-lumen-10-cs-001.jpg
SKU: CVN8888591123 | Covidien Angled Tip Cannula, 12FR x 4.0mm O.D., 13/16" Length of Tip Beyond Ring, 1/4" Proximal Lumen, 10/cs | Clear PVC catheter. Blue orientation line runs the length of the cannula. Smooth polished beveled tip. Integral funnel connector. 20" cannula length with cath-lok retention ring. Sterile | angled-tip-cannula-12fr-x-40mm-od-13-16-length-of-tip-beyond-ring-1-4-proximal-lumen-10-cs-a54.jpg
SKU: CVN8888571026 | Covidien Thoracic Catheter, 20FR, Right Angle, 5 Side Eyes, 20"L, Sterile, 10/cs | Clear thermosensitive PVC catheter. Radiopaque Sentinel Line with Sentinel Eye. Smooth side eyes and open distal tip. Numeric depth marks at 2 cm increments. Beveled connector end can be cropped to form integral funnel connector. Rigid, ESCON tube package. | thoracic-catheter-20fr-right-angle-5-side-eyes-20l-sterile-10-cs-381.jpg
SKU: TMCPSR*FNP1832 | Terumo Medical SurFlash Safety I.V. Catheter 18G Needle Gauge 1 1/4" L | A better experience for clinicians and patients.As the only safety IV catheter with a double-flash feature that verifies both needle and catheter placement, SurFlash improves first-stick success. SurFlash catheters reduce needlestick injuries, blood exposure, and cost (because of fewer wasted catheters). With its new pressure rating, proprietary safety valve and bevel-up indicator, SurFlash has it all! | surflash-safety-iv-catheter-18g-needle-gauge-1-1-4-l-fb4.jpg
SKU: TMCPSR*FNP2025 | Terumo Medical SurFlash Safety I.V. Catheter 20G Needle Gauge 1" L | A better experience for clinicians and patients.As the only safety IV catheter with a double-flash feature that verifies both needle and catheter placement, SurFlash improves first-stick success. SurFlash catheters reduce needlestick injuries, blood exposure, and cost (because of fewer wasted catheters). With its new pressure rating, proprietary safety valve and bevel-up indicator, SurFlash has it all! | surflash-safety-iv-catheter-20g-needle-gauge-1-l-a1e.jpg
SKU: TMCPSR*FNP2232 | Terumo Medical SurFlash Safety I.V. Catheter 22G Needle Gauge 1 1/4" L | A better experience for clinicians and patients.As the only safety IV catheter with a double-flash feature that verifies both needle and catheter placement, SurFlash improves first-stick success. SurFlash catheters reduce needlestick injuries, blood exposure, and cost (because of fewer wasted catheters). With its new pressure rating, proprietary safety valve and bevel-up indicator, SurFlash has it all! | surflash-safety-iv-catheter-22g-needle-gauge-1-1-4-l-17f.jpg
SKU: BD303346 | BD BD Blunt Plastic Cannula A Truly Universal Cannula 3 ml | Designed for improved performance, the BD Blunt Plastic Cannula enhances the Interlink IV Access System. The BD Blunt Plastic Cannula is a truly universal cannula, and can be used with all types of split septum IV injection sites and vials designed for needleless access. A study conducted by BD demonstrates the new BD Blunt Plastic Cannula flushes preâ€“slit injection sites more effectively than competitive* cannulae. Flushing effectiveness was assessed by measuring removal of red blood cells from the injection sites. | bd-blunt-plastic-cannula-a-truly-universal-cannula-3-ml--431.jpg
SKU: BD381511 | BD IV Winged Catheter 24G x .56" Yellow | Designed specifically for neonates and incorporate the patented BD Autoguardâ„¢ shielding technology. The unique BD Instaflashâ„¢ needle technology provides immediate confirmation of vessel entry along the catheter shaft. Made of clinically proven BD Vialonâ„¢ biomaterial.BD Vialonâ„¢, a unique proprietary biomaterial, has been proven to enhance clinical and economic outcomes.Increases the ease of penetrationReduces the risks of infiltrationExhibits greater kink resistanceReduces the risks of phlebitis up to 50%Reduces IV restarts due to reduced complicationsIncreases indwelling timeReduces the total IV therapy costs to use due to longer indwelling timesNotched needleÂ technology provides rapid visualization of blood return along the catheter shaft. It is an excellent choice for fragile vessels or vessels that have lost venous tone:Any chronically ill patient who has compromised vein statusNeonatesGeriatrics | iv-winged-catheter-24g-x-56-yellow-0cb.jpg
SKU: TMCP1SR-OX1864CA | Terumo Medical IV Catheter Green | An ultra-sharp double-bevel introducer needle plus a medical grade lubricant allow for easier penetration and smoother travel through tissue. Preview chamber in clear sure-grip hub gives immediate indication of proper placement. Flexible catheter with large inner diameter assures good blood flow. | iv-catheter-green-7e8.jpg
SKU: BBN333540 | B Braun Medical Perifix Epidural Catheters 20G x 100 cm Closed Tip & 3 Lateral Side Ports | Perifix - Our classic nylon catheter with proven performance. Superior product performance has been the hallmark of B. Braun epidural catheters for more than 25 years. Because of this, anesthesia providers have come to trust and depend on Perifix epidural catheters. | perifix-epidural-catheters-20g-x-100-cm-closed-tip-3-lateral-side-ports-376.jpg
SKU: BBN415000 | B Braun Medical Filter For Epidural Catheters | PERIFIX 0.2 Micron Flat Epidural Filter â€“ for use with all PERIFIX epidural catheters and PERIFIX PinPad | filter-for-epidural-catheters-f63.jpg
SKU: BD382533 | BD IV Catheters | 20 G x 1.00 in. (1.1 mm x 25 mm) BD Insyte Autoguard BC shielded IV catheter with Blood Control Technology. With BD Vialon catheter biomaterial and BD Instaflash needle technology. Non-winged. (50/sp,200/ca) Push-button shielding technology proven to reduce needlestick injuries by 95%.* Blood-control technology proven to reduce the risk of blood exposure by 95%.* BD Vialon biomaterial reduces the chance of mechanical phlebitis by up to 50%.* D Instaflash needle technology confirms vessel entry to reduce hit-and-miss insertion providing greater first-stick success for difficult or compromised veins.* | iv-catheters-e8a.jpg
SKU: BD382537 | BD IV Catheters 20 G x 1.88" | 20 G x 1.88 in. (1.1 mm x 48 mm) BD Insyte Autoguard BC shielded IV catheter with Blood Control Technology. | iv-catheters-20-g-x-188-876.jpg
SKU: BD382533 | BD IV Catheters | 20 G x 1.00 in. (1.1 mm x 25 mm) BD Insyte Autoguard BC shielded IV catheter with Blood Control Technology. With BD Vialon catheter biomaterial and BD Instaflash needle technology. Non-winged. (50/sp,200/ca) Push-button shielding technology proven to reduce needlestick injuries by 95%.* Blood-control technology proven to reduce the risk of blood exposure by 95%.* BD Vialon biomaterial reduces the chance of mechanical phlebitis by up to 50%.* D Instaflash needle technology confirms vessel entry to reduce hit-and-miss insertion providing greater first-stick success for difficult or compromised veins.* | iv-catheters-e8a.jpg
SKU: AIIAY0100 | Amsino 20mm Vial Adapter AMSafe PRN Connector | 20mm Vial Adapter AMSafe PRN Connector | 20mm-vial-adapter-amsafe-prn-connector--41a.jpg
SKU: CVN8888591073 | Covidien Argyle Aortic Perfusion Cannula, Straight Tip, 21 Fr/Ch | The Argyle thi aortic perfusion cannula is a sterile, single-use, disposable PVC cannula used to return blood from the bypass circuit into the systemic arterial circulation. The Argyle perfusion cannula is 20 cm long and comes with either a straight or angled tip. | argyle-aortic-perfusion-cannula-straight-tip-21-fr-ch-1ad.jpg
SKU: CVN8888591065 | Covidien Argyle Aortic Perfusion Cannula, Angled Tip, 21 Fr/Ch (7.0 mm) x 20" (51 cm) | The Argyle thi aortic perfusion cannula is a sterile, single-use, disposable PVC cannula used to return blood from the bypass circuit into the systemic arterial circulation. The Argyle perfusion cannula is 20 cm long and comes with either a straight or angled tip. | argyle-aortic-perfusion-cannula-angled-tip-21-fr-ch-70-mm-x-20-51-cm-c60.jpg
SKU: TMCP1SR-OX1664CA | Terumo Medical IV Catheter, 16G x 2 1/2", Gray, 50/bx, 4 bx/cs | An ultra-sharp double-bevel introducer needle plus a medical grade lubricant allow for easier penetration and smoother travel through tissue. Preview chamber in clear sure-grip hub gives immediate indication of proper placement. Flexible catheter with large inner diameter assures good blood flow. All this plus safe, easy-to-handle, tamper-evident packaging. | iv-catheter-16g-x-2-1-2-gray-50-bx-4-bx-cs-a70.jpg
SKU: TMCP3SR-OX2032CA | Terumo Medical IV Catheter 20G x 1Â¼" Pink | An ultra-sharp double-bevel introducer needle plus a medical grade lubricant allow for easier penetration and smoother travel through tissue. Preview chamber in clear sure-grip hub gives immediate indication of proper placement. Flexible catheter with large inner diameter assures good blood flow. All this plus safe, easy-to-handle, tamper-evident packaging. | iv-catheter-20g-x-1frac14quot-pink-8e5.jpg
SKU: TMCP3SR-OX2225CA | Terumo Medical IV Catheter, 22G x 1", Blue, 50/bx, 4 bx/cs | An ultra-sharp double-bevel introducer needle plus a medical grade lubricant allow for easier penetration and smoother travel through tissue. Preview chamber in clear sure-grip hub gives immediate indication of proper placement. Flexible catheter with large inner diameter assures good blood flow. All this plus safe, easy-to-handle, tamper-evident packaging. | iv-catheter-22g-x-1-blue-50-bx-4-bx-cs-1d6.jpg
SKU: TMCP3SR-OX2051CA | Terumo Medical IV Catheter 20G x 2" Pink | An ultra-sharp double-bevel introducer needle plus a medical grade lubricant allow for easier penetration and smoother travel through tissue. | iv-catheter-20g-x-2-pink-c17.jpg
SKU: TMCP3SR-OX2419CA | Terumo Medical IV Catheter 24G x Â¾" Yellow | An ultra-sharp double-bevel introducer needle plus a medical grade lubricant allow for easier penetration and smoother travel through tissue. Preview chamber in clear sure-grip hub gives immediate indication of proper placement. Flexible catheter with large inner diameter assures good blood flow. All this plus safe, easy-to-handle, tamper-evident packaging. | iv-catheter-24g-x-frac34quot-yellow-f0e.jpg
SKU: SMTH3078 | Smiths Medical PROTECTIV Safety I.V. Catheter Radiopaque FEP Polymer, 14G x 1-1/4", Orange | The PROTECTIV and PROTECTIV PLUS Safety I. V. Catheters pioneered the movement to innovative safety design that protect the healthcare worker from the risks associated with accidental needlestick injuries.For more than a decade, PROTECTIV Safety I.V. Catheters have been the trusted choice of healthcare professionals. It's easy to see why. PROTECTIV Safety I.V. Catheter offers distinct product safety features, with documented results that prove its success in reducing accidental needlesticks.Most importantly, the choice of catheter materials, FEP polymer and radiopaque polyurethane, and needlepoint design of the PROTECTIV Safety I.V. Catheter eases conversion to safety. | protectiv-safety-iv-catheter-radiopaque-fep-polymer-14g-x-1-1-4-orange-6a9.jpg
SKU: SMTH3356 | Smiths Medical ACUVANCE Safety Peripheral l.V. Catheters, Pink, 20g X 1 1/4" | The ACUVANCE Safety I.V. Catheter offers passive safety technology and the comfortable feel of a conventional catheter with a smooth, tapered hub for insertion ease and patient comfort. The unique, large-volume chamber allows clear flashback and easy handling, while the removable flash plug allows syringe attachment for procedures. ACUVANCE is available in a variety of catheter lengths, from 14- to 24-gauge sizes, and in FEP polymer or OCRILON polyurethane biomaterials in straight and winged hubs. When you choose ACUVANCE, the only change is for your safety. ACUVANCE uses passive safety technology to help reduce the incidence of accidental needle sticks. | acuvance-safety-peripheral-lv-catheters-pink-20g-x-1-1-4-8d0.jpg
SKU: SMTH3395 | Smiths Medical ACUVANCE JELCO Safety Peripheral l.V. Catheters, Polymer, Green | The ACUVANCE Safety I.V. Catheter offers passive safety technology and the comfortable feel of a conventional catheter with a smooth, tapered hub for insertion ease and patient comfort. The unique, large-volume chamber allows clear flashback and easy handling, while the removable flash plug allows syringe attachment for procedures. ACUVANCE is available in a variety of catheter lengths, from 14- to 24-gauge sizes, and in FEP polymer or OCRILON polyurethane biomaterials in straight and winged hubs. When you choose ACUVANCE, the only change is for your safety. ACUVANCE uses passive safety technology to help reduce the incidence of accidental needle sticks. | acuvance-jelco-safety-peripheral-lv-catheters-polymer-green-6c6.jpg
SKU: SMTH3373 | Smiths Medical AcuvanceÂ® IV Catheter Winged Hub 24G x 5/8" | The ACUVANCE Safety I.V. Catheter offers passive safety technology and the comfortable feel of a conventional catheter with a smooth, tapered hub for insertion ease and patient comfort. The unique, large-volume chamber allows clear flashback and easy handling, while the removable flash plug allows syringe attachment for procedures. ACUVANCE is available in a variety of catheter lengths, from 14- to 24-gauge sizes, and in FEP polymer or OCRILON polyurethane biomaterials in straight and winged hubs. When you choose ACUVANCE, the only change is for your safety. ACUVANCE uses passive safety technology to help reduce the incidence of accidental needle sticks. | acuvancereg-iv-catheter-winged-hub-24g-x-5-8quot-9b5.jpg
SKU: SMTH3355 | Smiths Medical ACUVANCE Safety Peripheral l.V. Catheters, Green, 18g X 1 1/4" | The ACUVANCE Safety I.V. Catheter offers passive safety technology and the comfortable feel of a conventional catheter with a smooth, tapered hub for insertion ease and patient comfort. The unique, large-volume chamber allows clear flashback and easy handling, while the removable flash plug allows syringe attachment for procedures. ACUVANCE is available in a variety of catheter lengths, from 14- to 24-gauge sizes, and in FEP polymer or OCRILON polyurethane biomaterials in straight and winged hubs. When you choose ACUVANCE, the only change is for your safety. ACUVANCE uses passive safety technology to help reduce the incidence of accidental needle sticks. | acuvance-safety-peripheral-lv-catheters-green-18g-x-1-1-4-ee2.jpg
SKU: SMTH3357 | Smiths Medical ACUVANCE Safety Peripheral l.V. Catheters, Pink, 20g X 1" | The ACUVANCE Safety I.V. Catheter offers passive safety technology and the comfortable feel of a conventional catheter with a smooth, tapered hub for insertion ease and patient comfort. The unique, large-volume chamber allows clear flashback and easy handling, while the removable flash plug allows syringe attachment for procedures. ACUVANCE is available in a variety of catheter lengths, from 14- to 24-gauge sizes, and in FEP polymer or OCRILON polyurethane biomaterials in straight and winged hubs. When you choose ACUVANCE, the only change is for your safety. ACUVANCE uses passive safety technology to help reduce the incidence of accidental needle sticks. | acuvance-safety-peripheral-lv-catheters-pink-20g-x-1-18c.jpg
SKU: SMTH3358 | Smiths Medical ACUVANCE PLUS Safety I.V. Catheter Radiopaque Polyurethane, 14 x 2" , Orange | The ACUVANCE Safety I.V. Catheter offers passive safety technology and the comfortable feel of a conventional catheter with a smooth, tapered hub for insertion ease and patient comfort. The unique, large-volume chamber allows clear flashback and easy handling, while the removable flash plug allows syringe attachment for procedures. ACUVANCE is available in a variety of catheter lengths, from 14- to 24-gauge sizes, and in FEP polymer or OCRILON polyurethane biomaterials in straight and winged hubs. When you choose ACUVANCE, the only change is for your safety. ACUVANCE uses passive safety technology to help reduce the incidence of accidental needle sticks. | acuvance-plus-safety-iv-catheter-radiopaque-polyurethane-14-x-2-orange-b7f.jpg
SKU: SMTH4426 | Smiths Medical CATHLON I.V. Catheters, 20G x 1-1/4" | Smiths Medical CATHLON I.V. Catheter offers all the features and quality of the JELCO I.V. Catheter combined with the added feature of a metal hub, allowing for optimal balance, weight and suturing. Only CATHLON I.V. Catheters, made of clear non-radiopaque, radiopaque, or striped radiopaque FEP polymer, give you the precise and confident feel of metal. | cathlon-iv-catheters-20g-x-1-1-4-c5c.jpg
SKU: SMTH4055 | Smiths Medical JELCO I.V. Catheter, Radiopaque, FEP Polymer, Straight Hub, 18G x 1-1/4" | Smiths Medical's popular JELCO I.V. Catheter is the leading conventional peripheral I.V. catheter. The FEP polymer construction and "J"-point needle design allow clinicians to easily feel the vein entry.Anesthesiologists rely on JELCO I.V. Catheters for their ease of use starting arterial lines and gaining I.V. access. The thin wall catheter design provides higher flow rates than standard wall catheters, often allowing for use in a smaller gauge device.For enhanced securement, try our JELCO-W Winged I.V. Catheter. The flexible wings follow the contours of any site allowing a more secure attachment on even the most active patients. | jelco-iv-catheter-radiopaque-fep-polymer-straight-hub-18g-x-1-1-4-06b.jpg
SKU: SMTH5048 | Smiths Medical OPTIVA I.V. Catheters, 14G x 1-1/4", Orange | Smiths Medical's OPTIVA I.V. Catheter provides superior insertion and ease of use by featuring an electropolished "V"-Point needle, finely tapered catheter shoulders, thin walled construction, radiopacity and incorporates OCRILON polyurethane.OCRILON polyurethane is firm upon insertion of the cannula, then softens to conform in the vein. OCRILON is a clear, radiopaque polyurethane, allowing for easy flashback visualization.A comparative, randomized clinical study of the risk factors for infusion-related phlebitis found OCRILON polyurethane catheter material to reduce the risk of phlebitis by nearly 60% as compared with FEP polymer (relative risk = 0.41; p = .0007).These catheters are also available in a side-port version hub as OPTIVA2 I.V. Catheters. For more information please contact your country account representative.Stebor A.D. Liao J. M.D.Ph.D, Department of Epidemiology and Biostatistics, University of South Florida. A Peripheral Catheter Indwell Study Comparing Phlebitis Rates Between Two Different Catheter Materials. | optiva-iv-catheters-14g-x-1-1-4-orange-260.jpg
SKU: SMTH5057 | Smiths Medical OPTIVA I.V. Catheters, 20G x 1", Pink | Smiths Medical's OPTIVA I.V. Catheter provides superior insertion and ease of use by featuring an electropolished "V"-Point needle, finely tapered catheter shoulders, thin walled construction, radiopacity and incorporates OCRILON polyurethane.OCRILON polyurethane is firm upon insertion of the cannula, then softens to conform in the vein. OCRILON is a clear, radiopaque polyurethane, allowing for easy flashback visualization.A comparative, randomized clinical study of the risk factors for infusion-related phlebitis found OCRILON polyurethane catheter material to reduce the risk of phlebitis by nearly 60% as compared with FEP polymer (relative risk = 0.41; p = .0007).These catheters are also available in a side-port version hub as OPTIVA2 I.V. Catheters. For more information please contact your country account representative.Stebor A.D. Liao J. M.D.Ph.D, Department of Epidemiology and Biostatistics, University of South Florida. A Peripheral Catheter Indwell Study Comparing Phlebitis Rates Between Two Different Catheter Materials. | optiva-iv-catheters-20g-x-1-pink-6ba.jpg
SKU: SMTH5056 | Smiths Medical OPTIVA I.V. Catheters, 20G x 1-1/4", Pink | Smiths Medical's OPTIVA I.V. Catheter provides superior insertion and ease of use by featuring an electropolished "V"-Point needle, finely tapered catheter shoulders, thin walled construction, radiopacity and incorporates OCRILON polyurethane.OCRILON polyurethane is firm upon insertion of the cannula, then softens to conform in the vein. OCRILON is a clear, radiopaque polyurethane, allowing for easy flashback visualization.A comparative, randomized clinical study of the risk factors for infusion-related phlebitis found OCRILON polyurethane catheter material to reduce the risk of phlebitis by nearly 60% as compared with FEP polymer (relative risk = 0.41; p = .0007).These catheters are also available in a side-port version hub as OPTIVA2 I.V. Catheters. For more information please contact your country account representative.Stebor A.D. Liao J. M.D.Ph.D, Department of Epidemiology and Biostatistics, University of South Florida. A Peripheral Catheter Indwell Study Comparing Phlebitis Rates Between Two Different Catheter Materials. | optiva-iv-catheters-20g-x-1-1-4-pink-95d.jpg
SKU: SMTH5053 | Smiths Medical OPTIVA I.V. Catheters, 24G x 3/4", Yellow | Smiths Medical's OPTIVA I.V. Catheter provides superior insertion and ease of use by featuring an electropolished "V"-Point needle, finely tapered catheter shoulders, thin walled construction, radiopacity and incorporates OCRILON polyurethane.OCRILON polyurethane is firm upon insertion of the cannula, then softens to conform in the vein. OCRILON is a clear, radiopaque polyurethane, allowing for easy flashback visualization.A comparative, randomized clinical study of the risk factors for infusion-related phlebitis found OCRILON polyurethane catheter material to reduce the risk of phlebitis by nearly 60% as compared with FEP polymer (relative risk = 0.41; p = .0007).These catheters are also available in a side-port version hub as OPTIVA2 I.V. Catheters. For more information please contact your country account representative.Stebor A.D. Liao J. M.D.Ph.D, Department of Epidemiology and Biostatistics, University of South Florida. A Peripheral Catheter Indwell Study Comparing Phlebitis Rates Between Two Different Catheter Materials. | optiva-iv-catheters-24g-x-3-4-yellow-ab7.jpg
SKU: SMTH3068 | Smiths Medical Protectiv PlusÂ® Radiopaque Ocrilonâ„¢ Polyurethane IV Catheter Straight Hub 14G x 1Â¼" Orange | The PROTECTIV and PROTECTIV PLUS Safety I. V. Catheters pioneered the movement to innovative safety design that protect the healthcare worker from the risks associated with accidental needlestick injuries.For more than a decade, PROTECTIV Safety I.V. Catheters have been the trusted choice of healthcare professionals. It's easy to see why. PROTECTIVÂ® Safety I.V. Catheter offers distinct product safety features, with documented results that prove its success in reducing accidental needlesticks.Most importantly, the choice of catheter materials, FEP polymer and radiopaque polyurethane, and needlepoint design of the PROTECTIVÂ® Safety I.V. Catheter eases conversion to safety. | protectiv-plusreg-radiopaque-ocrilontrade-polyurethane-iv-catheter-straight-hub-14g-x-1frac14quot-orange-43e.jpg
SKU: SMTH3067 | Smiths Medical PROTECTIV PLUS Safety I.V. Catheter Radiopaque Polyurethane, 20G x 1", Pink | The PROTECTIV and PROTECTIV PLUS Safety I. V. Catheters pioneered the movement to innovative safety design that protect the healthcare worker from the risks associated with accidental needlestick injuries.For more than a decade, PROTECTIV Safety I.V. Catheters have been the trusted choice of healthcare professionals. It's easy to see why. PROTECTIV Safety I.V. Catheter offers distinct product safety features, with documented results that prove its success in reducing accidental needlesticks.Most importantly, the choice of catheter materials, FEP polymer and radiopaque polyurethane, and needlepoint design of the PROTECTIV Safety I.V. Catheter eases conversion to safety. | protectiv-plus-safety-iv-catheter-radiopaque-polyurethane-20g-x-1-pink-2b6.jpg
SKU: SMTH3082 | Smiths Medical PROTECTIV PLUS Safety I.V. Catheter Radiopaque Polyurethane, 16G x 1-1/4", Gray | The PROTECTIV and PROTECTIV PLUS Safety I. V. Catheters pioneered the movement to innovative safety design that protect the healthcare worker from the risks associated with accidental needlestick injuries.For more than a decade, PROTECTIV Safety I.V. Catheters have been the trusted choice of healthcare professionals. It's easy to see why. PROTECTIV Safety I.V. Catheter offers distinct product safety features, with documented results that prove its success in reducing accidental needlesticks.Most importantly, the choice of catheter materials, FEP polymer and radiopaque polyurethane, and needlepoint design of the PROTECTIV Safety I.V. Catheter eases conversion to safety. | protectiv-plus-safety-iv-catheter-radiopaque-polyurethane-16g-x-1-1-4-gray-a84.jpg
SKU: SMTH3086 | Smiths Medical PROTECTIV PLUS Safety I.V. Catheter Radiopaque Polyurethane, 20G x 1-1/4", Pink | The PROTECTIV and PROTECTIV PLUS Safety I. V. Catheters pioneered the movement to innovative safety design that protect the healthcare worker from the risks associated with accidental needlestick injuries.For more than a decade, PROTECTI Safety I.V. Catheters have been the trusted choice of healthcare professionals. It's easy to see why. PROTECTIV Safety I.V. Catheter offers distinct product safety features, with documented results that prove its success in reducing accidental needlesticks.Most importantly, the choice of catheter materials, FEP polymer and radiopaque polyurethane, and needlepoint design of the PROTECTIV Safety I.V. Catheter eases conversion to safety. | protectiv-plus-safety-iv-catheter-radiopaque-polyurethane-20g-x-1-1-4-pink-3ae.jpg
SKU: SMTH3042 | Smiths Medical PROTECTIV Safety I.V. Catheter Radiopaque FEP Polymer, 16G x 1-1/4", Gray | The PROTECTIV and PROTECTIV PLUS Safety I. V. Catheters pioneered the movement to innovative safety design that protect the healthcare worker from the risks associated with accidental needlestick injuries.For more than a decade, PROTECTI Safety I.V. Catheters have been the trusted choice of healthcare professionals. It's easy to see why. PROTECTIV Safety I.V. Catheter offers distinct product safety features, with documented results that prove its success in reducing accidental needlesticks.Most importantly, the choice of catheter materials, FEP polymer and radiopaque polyurethane, and needlepoint design of the PROTECTIV Safety I.V. Catheter eases conversion to safety. | protectiv-safety-iv-catheter-radiopaque-fep-polymer-16g-x-1-1-4-gray-a57.jpg
SKU: SMTH3077 | Smiths Medical PROTECTIV Safety I.V. Catheter Radiopaque FEP Polymer, 14G x 1-1/4", Orange | The PROTECTIV and PROTECTIV PLUS Safety I. V. Catheters pioneered the movement to innovative safety design that protect the healthcare worker from the risks associated with accidental needlestick injuries.For more than a decade, PROTECTIV Safety I.V. Catheters have been the trusted choice of healthcare professionals. It's easy to see why. PROTECTIV Safety I.V. Catheter offers distinct product safety features, with documented results that prove its success in reducing accidental needlesticks.Most importantly, the choice of catheter materials, FEP polymer and radiopaque polyurethane, and needlepoint design of the PROTECTIV Safety I.V. Catheter eases conversion to safety. | protectiv-safety-iv-catheter-radiopaque-fep-polymer-14g-x-1-1-4-orange-536.jpg
SKU: SMTH3050 | Smiths Medical PROTECTIV Safety I.V. Catheter Radiopaque FEP Polymer, 22G x 1", Blue | The PROTECTIV and PROTECTIV PLUS Safety I. V. Catheters pioneered the movement to innovative safety design that protect the healthcare worker from the risks associated with accidental needlestick injuries.For more than a decade, PROTECTIV Safety I.V. Catheters have been the trusted choice of healthcare professionals. It's easy to see why. PROTECTIV Safety I.V. Catheter offers distinct product safety features, with documented results that prove its success in reducing accidental needlesticks.Most importantly, the choice of catheter materials, FEP polymer and radiopaque polyurethane, and needlepoint design of the PROTECTIV Safety I.V. Catheter eases conversion to safety. | protectiv-safety-iv-catheter-radiopaque-fep-polymer-22g-x-1-blue-2e2.jpg
SKU: SMTH3053 | Smiths Medical PROTECTIV Safety I.V. Catheter Radiopaque FEP Polymer, 24G x 3/4", Yellow | The PROTECTIV and PROTECTIV PLUS Safety I. V. Catheters pioneered the movement to innovative safety design that protect the healthcare worker from the risks associated with accidental needlestick injuries.For more than a decade, PROTECTIV Safety I.V. Catheters have been the trusted choice of healthcare professionals. It's easy to see why. PROTECTIV Safety I.V. Catheter offers distinct product safety features, with documented results that prove its success in reducing accidental needlesticks.Most importantly, the choice of catheter materials, FEP polymer and radiopaque polyurethane, and needlepoint design of the PROTECTIV Safety I.V. Catheter eases conversion to safety. | protectiv-safety-iv-catheter-radiopaque-fep-polymer-24g-x-3-4-yellow-586.jpg
SKU: SMTH3055 | Smiths Medical PROTECTIV Safety I.V. Catheter Radiopaque FEP Polymer, 18G x 1-1/4", Green | The PROTECTIV and PROTECTIV PLUS Safety I. V. Catheters pioneered the movement to innovative safety design that protect the healthcare worker from the risks associated with accidental needlestick injuries.For more than a decade, PROTECTIV Safety I.V. Catheters have been the trusted choice of healthcare professionals. It's easy to see why. PROTECTIV Safety I.V. Catheter offers distinct product safety features, with documented results that prove its success in reducing accidental needlesticks.Most importantly, the choice of catheter materials, FEP polymer and radiopaque polyurethane, and needlepoint design of the PROTECTIV Safety I.V. Catheter eases conversion to safety. | protectiv-safety-iv-catheter-radiopaque-fep-polymer-18g-x-1-1-4-green-69e.jpg
SKU: SMTH3056 | Smiths Medical PROTECTIV Safety I.V. Catheter Radiopaque FEP Polymer, 20G x 1-1/4", Pink | The PROTECTIV and PROTECTIV PLUS Safety I. V. Catheters pioneered the movement to innovative safety design that protect the healthcare worker from the risks associated with accidental needlestick injuries.For more than a decade, PROTECTIV Safety I.V. Catheters have been the trusted choice of healthcare professionals. It's easy to see why. PROTECTIV Safety I.V. Catheter offers distinct product safety features, with documented results that prove its success in reducing accidental needlesticks.Most importantly, the choice of catheter materials, FEP polymer and radiopaque polyurethane, and needlepoint design of the PROTECTIV Safety I.V. Catheter eases conversion to safety. | protectiv-safety-iv-catheter-radiopaque-fep-polymer-20g-x-1-1-4-pink-4d9.jpg
SKU: SMTH3057 | Smiths Medical PROTECTIV Safety I.V. Catheter Radiopaque FEP Polymer, 20G x 1", Pink | The PROTECTIV and PROTECTIV PLUS Safety I. V. Catheters pioneered the movement to innovative safety design that protect the healthcare worker from the risks associated with accidental needlestick injuries.For more than a decade, PROTECTIV Safety I.V. Catheters have been the trusted choice of healthcare professionals. It's easy to see why. PROTECTIV Safety I.V. Catheter offers distinct product safety features, with documented results that prove its success in reducing accidental needlesticks.Most importantly, the choice of catheter materials, FEP polymer and radiopaque polyurethane, and needlepoint design of the PROTECTIV Safety I.V. Catheter eases conversion to safety. | protectiv-safety-iv-catheter-radiopaque-fep-polymer-20g-x-1-pink-d5c.jpg
SKU: SMTH3060 | Smiths Medical PROTECTIV PLUS Safety I.V. Catheter Radiopaque Polyurethane, 22G x 1", Blue | The PROTECTIV and PROTECTIV PLUS Safety I. V. Catheters pioneered the movement to innovative safety design that protect the healthcare worker from the risks associated with accidental needlestick injuries.For more than a decade, PROTECTIV Safety I.V. Catheters have been the trusted choice of healthcare professionals. It's easy to see why. PROTECTIV Safety I.V. Catheter offers distinct product safety features, with documented results that prove its success in reducing accidental needlesticks.Most importantly, the choice of catheter materials, FEP polymer and radiopaque polyurethane, and needlepoint design of the PROTECTIV Safety I.V. Catheter eases conversion to safety. | protectiv-plus-safety-iv-catheter-radiopaque-polyurethane-22g-x-1-blue-f9b.jpg
SKU: SMTH3062 | Smiths Medical PROTECTIV PLUS Safety I.V. Catheter Radiopaque Polyurethane, 16G x 1-1/4", Gray | The PROTECTIV and PROTECTIV PLUS Safety I. V. Catheters pioneered the movement to innovative safety design that protect the healthcare worker from the risks associated with accidental needlestick injuries.For more than a decade, PROTECTIV Safety I.V. Catheters have been the trusted choice of healthcare professionals. It's easy to see why. PROTECTIV Safety I.V. Catheter offers distinct product safety features, with documented results that prove its success in reducing accidental needlesticks.Most importantly, the choice of catheter materials, FEP polymer and radiopaque polyurethane, and needlepoint design of the PROTECTIV Safety I.V. Catheter eases conversion to safety. | protectiv-plus-safety-iv-catheter-radiopaque-polyurethane-16g-x-1-1-4-gray-277.jpg
SKU: SMTH3063 | Smiths Medical PROTECTIV PLUS Safety I.V. Catheter Radiopaque Polyurethane, 24G x 3/4", Yellow | The PROTECTIV and PROTECTIV PLUS Safety I. V. Catheters pioneered the movement to innovative safety design that protect the healthcare worker from the risks associated with accidental needlestick injuries.For more than a decade, PROTECTI Safety I.V. Catheters have been the trusted choice of healthcare professionals. It's easy to see why. PROTECTIV Safety I.V. Catheter offers distinct product safety features, with documented results that prove its success in reducing accidental needlesticks.Most importantly, the choice of catheter materials, FEP polymer and radiopaque polyurethane, and needlepoint design of the PROTECTIV Safety I.V. Catheter eases conversion to safety. | protectiv-plus-safety-iv-catheter-radiopaque-polyurethane-24g-x-3-4-yellow-856.jpg
SKU: SMTH3065 | Smiths Medical PROTECTIV PLUS Safety I.V. Catheter Radiopaque Polyurethane, 18G x 1-1/4", Green | The PROTECTIV and PROTECTIV PLUS Safety I. V. Catheters pioneered the movement to innovative safety design that protect the healthcare worker from the risks associated with accidental needlestick injuries.For more than a decade, PROTECTIV Safety I.V. Catheters have been the trusted choice of healthcare professionals. It's easy to see why. PROTECTIV Safety I.V. Catheter offers distinct product safety features, with documented results that prove its success in reducing accidental needlesticks.Most importantly, the choice of catheter materials, FEP polymer and radiopaque polyurethane, and needlepoint design of the PROTECTIV Safety I.V. Catheter eases conversion to safety. | protectiv-plus-safety-iv-catheter-radiopaque-polyurethane-18g-x-1-1-4-green-e88.jpg
SKU: SMTH3066 | Smiths Medical PROTECTIV PLUS Safety I.V. Catheter Radiopaque Polyurethane, 20G x 1-1/4", Pink | The PROTECTIV and PROTECTIV PLUS Safety I. V. Catheters pioneered the movement to innovative safety design that protect the healthcare worker from the risks associated with accidental needlestick injuries.For more than a decade, PROTECTIV Safety I.V. Catheters have been the trusted choice of healthcare professionals. It's easy to see why. PROTECTIV Safety I.V. Catheter offers distinct product safety features, with documented results that prove its success in reducing accidental needlesticks.Most importantly, the choice of catheter materials, FEP polymer and radiopaque polyurethane, and needlepoint design of the PROTECTIV Safety I.V. Catheter eases conversion to safety. | protectiv-plus-safety-iv-catheter-radiopaque-polyurethane-20g-x-1-1-4-pink-a9e.jpg
SKU: SMTH3065 | Smiths Medical PROTECTIV PLUS Safety I.V. Catheter Radiopaque Polyurethane, 18G x 1-1/4", Green | The PROTECTIV and PROTECTIV PLUS Safety I. V. Catheters pioneered the movement to innovative safety design that protect the healthcare worker from the risks associated with accidental needlestick injuries.For more than a decade, PROTECTIV Safety I.V. Catheters have been the trusted choice of healthcare professionals. It's easy to see why. PROTECTIV Safety I.V. Catheter offers distinct product safety features, with documented results that prove its success in reducing accidental needlesticks.Most importantly, the choice of catheter materials, FEP polymer and radiopaque polyurethane, and needlepoint design of the PROTECTIV Safety I.V. Catheter eases conversion to safety. | protectiv-plus-safety-iv-catheter-radiopaque-polyurethane-18g-x-1-1-4-green-e88.jpg
SKU: SMTH3342 | Smiths Medical ACUVANCE Safety Peripheral l.V. Catheters, Gray, 16g X 1 1/4" | The ACUVANCE Safety I.V. Catheter offers passive safety technology and the comfortable feel of a conventional catheter with a smooth, tapered hub for insertion ease and patient comfort. The unique, large-volume chamber allows clear flashback and easy handling, while the removable flash plug allows syringe attachment for procedures. ACUVANCE is available in a variety of catheter lengths, from 14- to 24-gauge sizes, and in FEP polymer or OCRILON polyurethane biomaterials in straight and winged hubs. When you choose ACUVANCE, the only change is for your safety. ACUVANCE uses passive safety technology to help reduce the incidence of accidental needle sticks. | acuvance-safety-peripheral-lv-catheters-gray-16g-x-1-1-4-9d7.jpg
SKU: SMTH3350 | Smiths Medical ACUVANCE Safety Peripheral l.V. Catheters, Blue | The ACUVANCE Safety I.V. Catheter offers passive safety technology and the comfortable feel of a conventional catheter with a smooth, tapered hub for insertion ease and patient comfort. The unique, large-volume chamber allows clear flashback and easy handling, while the removable flash plug allows syringe attachment for procedures. ACUVANCE is available in a variety of catheter lengths, from 14- to 24-gauge sizes, and in FEP polymer or OCRILON polyurethane biomaterials in straight and winged hubs. When you choose ACUVANCE, the only change is for your safety. ACUVANCE uses passive safety technology to help reduce the incidence of accidental needle sticks. | acuvance-safety-peripheral-lv-catheters-blue-604.jpg
SKU: SMTH3352 | Smiths Medical ACUVANCE Safety Peripheral l.V. Catheters, Gray, 16g X 2" | The ACUVANCE Safety I.V. Catheter offers passive safety technology and the comfortable feel of a conventional catheter with a smooth, tapered hub for insertion ease and patient comfort. The unique, large-volume chamber allows clear flashback and easy handling, while the removable flash plug allows syringe attachment for procedures. ACUVANCE is available in a variety of catheter lengths, from 14- to 24-gauge sizes, and in FEP polymer or OCRILON polyurethane biomaterials in straight and winged hubs. When you choose ACUVANCE, the only change is for your safety. ACUVANCE uses passive safety technology to help reduce the incidence of accidental needle sticks. | acuvance-safety-peripheral-lv-catheters-gray-16g-x-2-93a.jpg
SKU: SMTH3353 | Smiths Medical ACUVANCE Safety Peripheral l.V. Catheters, Yellow, Polyurethane, 24g X 5/8" | The ACUVANCE Safety I.V. Catheter offers passive safety technology and the comfortable feel of a conventional catheter with a smooth, tapered hub for insertion ease and patient comfort. The unique, large-volume chamber allows clear flashback and easy handling, while the removable flash plug allows syringe attachment for procedures. ACUVANCE is available in a variety of catheter lengths, from 14- to 24-gauge sizes, and in FEP polymer or OCRILON polyurethane biomaterials in straight and winged hubs. When you choose ACUVANCE, the only change is for your safety. ACUVANCE uses passive safety technology to help reduce the incidence of accidental needle sticks. | acuvance-safety-peripheral-lv-catheters-yellow-polyurethane-24g-x-5-8-9ed.jpg
SKU: SMTH3354 | Smiths Medical ACUVANCE Safety Peripheral l.V. Catheters, Green, 18g X 1 3/4" | The ACUVANCE Safety I.V. Catheter offers passive safety technology and the comfortable feel of a conventional catheter with a smooth, tapered hub for insertion ease and patient comfort. The unique, large-volume chamber allows clear flashback and easy handling, while the removable flash plug allows syringe attachment for procedures. ACUVANCE is available in a variety of catheter lengths, from 14- to 24-gauge sizes, and in FEP polymer or OCRILON polyurethane biomaterials in straight and winged hubs. When you choose ACUVANCE, the only change is for your safety. ACUVANCE uses passive safety technology to help reduce the incidence of accidental needle sticks. | acuvance-safety-peripheral-lv-catheters-green-18g-x-1-3-4-433.jpg
SKU: SMTH3359 | Smiths Medical ACUVANCE Safety Peripheral l.V. Catheters, Pink, 20g X 1 13/4" | The ACUVANCE Safety I.V. Catheter offers passive safety technology and the comfortable feel of a conventional catheter with a smooth, tapered hub for insertion ease and patient comfort. The unique, large-volume chamber allows clear flashback and easy handling, while the removable flash plug allows syringe attachment for procedures. ACUVANCE is available in a variety of catheter lengths, from 14- to 24-gauge sizes, and in FEP polymer or OCRILON polyurethane biomaterials in straight and winged hubs. When you choose ACUVANCE, the only change is for your safety. ACUVANCE uses passive safety technology to help reduce the incidence of accidental needle sticks. | acuvance-safety-peripheral-lv-catheters-pink-20g-x-1-13-4-610.jpg
SKU: SMTH3380 | Smiths Medical Acuvance Jelco IV Catheter, Radiopaque FEP Polymer, Blue | The ACUVANCE Safety I.V. Catheter offers passive safety technology and the comfortable feel of a conventional catheter with a smooth, tapered hub for insertion ease and patient comfort. The unique, large-volume chamber allows clear flashback and easy handling, while the removable flash plug allows syringe attachment for procedures. ACUVANCE is available in a variety of catheter lengths, from 14- to 24-gauge sizes, and in FEP polymer or OCRILON polyurethane biomaterials in straight and winged hubs. When you choose ACUVANCE, the only change is for your safety. ACUVANCE uses passive safety technology to help reduce the incidence of accidental needle sticks. | acuvance-jelco-iv-catheter-radiopaque-fep-polymer-blue-334.jpg
SKU: SMTH3383 | Smiths Medical Acuvance Jelco IV Catheter, Radiopaque FEP Polymer, Yellow | The ACUVANCE Safety I.V. Catheter offers passive safety technology and the comfortable feel of a conventional catheter with a smooth, tapered hub for insertion ease and patient comfort. The unique, large-volume chamber allows clear flashback and easy handling, while the removable flash plug allows syringe attachment for procedures. ACUVANCE is available in a variety of catheter lengths, from 14- to 24-gauge sizes, and in FEP polymer or OCRILON polyurethane biomaterials in straight and winged hubs. When you choose ACUVANCE, the only change is for your safety. ACUVANCE uses passive safety technology to help reduce the incidence of accidental needle sticks. | acuvance-jelco-iv-catheter-radiopaque-fep-polymer-yellow-b35.jpg
SKU: SMTH3396 | Smiths Medical ACUVANCE JELCO Safety I.V. Catheter Radiopaque FEP Polymer, Pink | The ACUVANCE Safety I.V. Catheter offers passive safety technology and the comfortable feel of a conventional catheter with a smooth, tapered hub for insertion ease and patient comfort. The unique, large-volume chamber allows clear flashback and easy handling, while the removable flash plug allows syringe attachment for procedures. ACUVANCE is available in a variety of catheter lengths, from 14- to 24-gauge sizes, and in FEP polymer or OCRILON polyurethane biomaterials in straight and winged hubs. When you choose ACUVANCE, the only change is for your safety. ACUVANCE uses passive safety technology to help reduce the incidence of accidental needle sticks. | acuvance-jelco-safety-iv-catheter-radiopaque-fep-polymer-pink-9c3.jpg
SKU: SMTH4053 | Smiths Medical JELCO I.V. Catheter, Radiopaque, FEP Polymer, Straight Hub, 24G x 3/4" | Smiths Medical's popular JELCO I.V. Catheter is the leading conventional peripheral I.V. catheter. The FEP polymer construction and "J"-point needle design allow clinicians to easily feel the vein entry.Anesthesiologists rely on JELCO I.V. Catheters for their ease of use starting arterial lines and gaining I.V. access. The thin wall catheter design provides higher flow rates than standard wall catheters, often allowing for use in a smaller gauge device.For enhanced securement, try our JELCO-W Winged I.V. Catheter. The flexible wings follow the contours of any site allowing a more secure attachment on even the most active patients. | jelco-iv-catheter-radiopaque-fep-polymer-straight-hub-24g-x-3-4-a3b.jpg
SKU: SMTH4070 | Smiths Medical JELCO-W I.V. Catheter, Radiopaque, FEP Polymer, Winged Hub, 22G x 1" | Smiths Medical's popular JELCO I.V. Catheter is the leading conventional peripheral I.V. catheter. The FEP polymer construction and "J"-point needle design allow clinicians to easily feel the vein entry.Anesthesiologists rely on JELCO I.V. Catheters for their ease of use starting arterial lines and gaining I.V. access. The thin wall catheter design provides higher flow rates than standard wall catheters, often allowing for use in a smaller gauge device.For enhanced securement, try our JELCO-W Winged I.V. Catheter. The flexible wings follow the contours of any site allowing a more secure attachment on even the most active patients. | jelco-w-iv-catheter-radiopaque-fep-polymer-winged-hub-22g-x-1-4c4.jpg
SKU: SMTH4073 | Smiths Medical JELCO-W I.V. Catheter, Radiopaque, FEP Polymer, Winged Hub, 24G x 5/8" | Smiths Medical's popular JELCO I.V. Catheter is the leading conventional peripheral I.V. catheter. The FEP polymer construction and "J"-point needle design allow clinicians to easily feel the vein entry.Anesthesiologists rely on JELCO I.V. Catheters for their ease of use starting arterial lines and gaining I.V. access. The thin wall catheter design provides higher flow rates than standard wall catheters, often allowing for use in a smaller gauge device.For enhanced securement, try our JELCO-W Winged I.V. Catheter. The flexible wings follow the contours of any site allowing a more secure attachment on even the most active patients. | jelco-w-iv-catheter-radiopaque-fep-polymer-winged-hub-24g-x-5-8-4bf.jpg
SKU: SMTH4075 | Smiths Medical JELCO-W I.V. Catheter, Radiopaque, FEP Polymer, Winged Hub, 18G x 1-1/4" | Smiths Medical's popular JELCO I.V. Catheter is the leading conventional peripheral I.V. catheter. The FEP polymer construction and "J"-point needle design allow clinicians to easily feel the vein entry.Anesthesiologists rely on JELCO I.V. Catheters for their ease of use starting arterial lines and gaining I.V. access. The thin wall catheter design provides higher flow rates than standard wall catheters, often allowing for use in a smaller gauge device.For enhanced securement, try our JELCO-W Winged I.V. Catheter. The flexible wings follow the contours of any site allowing a more secure attachment on even the most active patients. | jelco-w-iv-catheter-radiopaque-fep-polymer-winged-hub-18g-x-1-1-4-1b8.jpg
SKU: SMTH5042 | Smiths Medical OPTIVA I.V. Catheters, 16G x 1-1/4", Grey | Smiths Medical's OPTIVA I.V. Catheter provides superior insertion and ease of use by featuring an electropolished "V"-Point needle, finely tapered catheter shoulders, thin walled construction, radiopacity and incorporates OCRILON polyurethane.OCRILON polyurethane is firm upon insertion of the cannula, then softens to conform in the vein. OCRILON is a clear, radiopaque polyurethane, allowing for easy flashback visualization.A comparative, randomized clinical study of the risk factors for infusion-related phlebitis found OCRILON polyurethane catheter material to reduce the risk of phlebitis by nearly 60% as compared with FEP polymer (relative risk = 0.41; p = .0007).These catheters are also available in a side-port version hub as OPTIVA2 I.V. Catheters. For more information please contact your country account representative.Stebor A.D. Liao J. M.D.Ph.D, Department of Epidemiology and Biostatistics, University of South Florida. A Peripheral Catheter Indwell Study Comparing Phlebitis Rates Between Two Different Catheter Materials. | optiva-iv-catheters-16g-x-1-1-4-grey-756.jpg
SKU: SMTH5050 | Smiths Medical OPTIVA I.V. Catheters, 22G x 1", Blue | Smiths Medical's OPTIVA I.V. Catheter provides superior insertion and ease of use by featuring an electropolished "V"-Point needle, finely tapered catheter shoulders, thin walled construction, radiopacity and incorporates OCRILON polyurethane.OCRILON polyurethane is firm upon insertion of the cannula, then softens to conform in the vein. OCRILON is a clear, radiopaque polyurethane, allowing for easy flashback visualization.A comparative, randomized clinical study of the risk factors for infusion-related phlebitis found OCRILON polyurethane catheter material to reduce the risk of phlebitis by nearly 60% as compared with FEP polymer (relative risk = 0.41; p = .0007).These catheters are also available in a side-port version hub as OPTIVA2 I.V. Catheters. For more information please contact your country account representative.Stebor A.D. Liao J. M.D.Ph.D, Department of Epidemiology and Biostatistics, University of South Florida. A Peripheral Catheter Indwell Study Comparing Phlebitis Rates Between Two Different Catheter Materials. | optiva-iv-catheters-22g-x-1-blue-cd6.jpg
SKU: SMTH5055 | Smiths Medical OPTIVA I.V. Catheters, 18G x 1-1/4", Green | Smiths Medical's OPTIVA I.V. Catheter provides superior insertion and ease of use by featuring an electropolished "V"-Point needle, finely tapered catheter shoulders, thin walled construction, radiopacity and incorporates OCRILON polyurethane.OCRILON polyurethane is firm upon insertion of the cannula, then softens to conform in the vein. OCRILON is a clear, radiopaque polyurethane, allowing for easy flashback visualization.A comparative, randomized clinical study of the risk factors for infusion-related phlebitis found OCRILON polyurethane catheter material to reduce the risk of phlebitis by nearly 60% as compared with FEP polymer (relative risk = 0.41; p = .0007).These catheters are also available in a side-port version hub as OPTIVA2 I.V. Catheters. For more information please contact your country account representative.Stebor A.D. Liao J. M.D.Ph.D, Department of Epidemiology and Biostatistics, University of South Florida. A Peripheral Catheter Indwell Study Comparing Phlebitis Rates Between Two Different Catheter Materials. | optiva-iv-catheters-18g-x-1-1-4-green-5bd.jpg
SKU: SMTH4050 | Smiths Medical JELCO I.V. Catheter, Radiopaque, FEP Polymer, Straight Hub, 22G x 1" | Smiths Medical's popular JELCO I.V. Catheter is the leading conventional peripheral I.V. catheter. The FEP polymer construction and "J"-point needle design allow clinicians to easily feel the vein entry.Anesthesiologists rely on JELCO I.V. Catheters for their ease of use starting arterial lines and gaining I.V. access. The thin wall catheter design provides higher flow rates than standard wall catheters, often allowing for use in a smaller gauge device.For enhanced securement, try our JELCO-W Winged I.V. Catheter. The flexible wings follow the contours of any site allowing a more secure attachment on even the most active patients. | jelco-iv-catheter-radiopaque-fep-polymer-straight-hub-22g-x-1-bb2.jpg
SKU: SMTH21-4972-24 | Smiths Medical Fluoro-Free PORT-A-CATH II POWER P.A.C. Polysulfone/Titanium Kit | The PORT-A-CATH and P.A.S. PORT POWER P.A.C. systems provide an additional option of power injecting contrast media for certain types of diagnostic imaging scans.Notes: Kits include: Portal, catheter, PORT-A-CATH straight needle, blunt needle, vein pick, and Point-Lok device. Trays include: Portal, catheter, PORT-A-CATH straight needle, blunt needle (except preassemble systems), vein pick, 18 ga extra thin wall introducer needle, â€œJâ€ guidewire(s), vessel dilator/sheath introducer assembly, 90Â° PORT-A-Cath needle, GRIPPER PLUS POWER P.A.C. safety needle(s), 2 syringes, tunneling tool, CATH-FINDER cather/sensor assemnly, and 6 ft. sterile locator-wand cover. All systems are unassembled, unless otherwise noted. | fluoro-free-port-a-cath-ii-power-pac-polysulfone-titanium-kit-c12.jpg
SKU: SMTH21-4973-24 | Smiths Medical Fluoro-Free Port A Cath ll Power PAC Polysulfone/Titanium | The PORT-A-CATHÂ® and P.A.S. PORTÂ® POWER P.A.C. systems provide an additional option of power injecting contrast media for certain types of diagnostic imaging scans. | fluoro-free-port-a-cath-ll-power-pac-polysulfone-titanium-d9d.jpg
SKU: SMTH21-4983-24 | Smiths Medical Single-Lumen Low Profileâ„¢ Portal Tray Introducer Needle 6FR Polyurethane 1.9mm x 1.0mm x 76cm | The PORT-A-CATH and P.A.S. PORT POWER P.A.C. systems provide an additional option of power injecting contrast media for certain types of diagnostic imaging scans.The PORT-A-CATH and P.A.S. PORT POWER P.A.C. systems are available in more configurations than any other manufacturer to give you the best choice for your patients: Titanium single-lumen standard, Titanium single-lumen low profile, Polysulfone single-lumen standard in two catheter sizes, Polysulfone single-lumen low profile in two catheter sizes, Polysulfone dual-lumen low profile in two catheter sizes, Peripheral titanium single-lumen for arm placement. | single-lumen-low-profiletrade-portal-tray-introducer-needle-6fr-polyurethane-19mm-x-10mm-x-76cm--ddd.jpg
SKU: SMTH21-4985-24 | Smiths Medical Single-Lumen Low Profileâ„¢ Portal Tray Introducer Needle 8.5FR Polyurethane 2.6mm x 1.6mm x 76cm | The PORT-A-CATH and P.A.S. PORT POWER P.A.C. systems provide an additional option of power injecting contrast media for certain types of diagnostic imaging scans.The PORT-A-CATH and P.A.S. PORT POWER P.A.C. systems are available in more configurations than any other manufacturer to give you the best choice for your patients: Titanium single-lumen standard, Titanium single-lumen low profile, Polysulfone single-lumen standard in two catheter sizes, Polysulfone single-lumen low profile in two catheter sizes, Polysulfone dual-lumen low profile in two catheter sizes, Peripheral titanium single-lumen for arm placement. | single-lumen-low-profiletrade-portal-tray-introducer-needle-85fr-polyurethane-26mm-x-16mm-x-76cm--74a.jpg
SKU: SMTH21-4953-24 | Smiths Medical Single-Lumen Portal Tray Introducer Needle 6FR Polyurethane 1.9mm x 1.0mm x 76cm | The PORT-A-CATH and P.A.S. PORT POWER P.A.C. systems provide an additional option of power injecting contrast media for certain types of diagnostic imaging scans.The PORT-A-CATH and P.A.S. PORT POWER P.A.C. systems are available in more configurations than any other manufacturer to give you the best choice for your patients: Titanium single-lumen standard, Titanium single-lumen low profile, Polysulfone single-lumen standard in two catheter sizes, Polysulfone single-lumen low profile in two catheter sizes, Polysulfone dual-lumen low profile in two catheter sizes, Peripheral titanium single-lumen for arm placement. | single-lumen-portal-tray-introducer-needle-6fr-polyurethane-19mm-x-10mm-x-76cm--71b.jpg
SKU: SMTH21-8465-24 | Smiths Medical Dual-Lumen Low Profileâ„¢ Portal Kit Introducer Needle 7FR Polyurethane 2.2mm x 1.0/1.0mm x 76cm | The PORT-A-CATH and P.A.S. PORT POWER P.A.C. systems provide an additional option of power injecting contrast media for certain types of diagnostic imaging scans. Easy to implant, Lightweight, Less thrombosis than other ports1, Easy to maintain, Low complication rates2, Easy to explant. Kits include: Portal, catheter, PORT-A-CATH straight needle, blunt needle, vein pick, and Point-Lok device. | dual-lumen-low-profiletrade-portal-kit-introducer-needle-7fr-polyurethane-22mm-x-10-10mm-x-76cm--bbf.jpg
SKU: SMTH21-8468-24 | Smiths Medical Dual-Lumen Low Profileâ„¢ Portal Tray Introducer Needle 10FR Polyurethane 3.2mm x 1.4/1.4mm x 76cm | The PORT-A-CATH and P.A.S. PORT POWER P.A.C. systems provide an additional option of power injecting contrast media for certain types of diagnostic imaging scans. Easy to implant, Lightweight, Less thrombosis than other ports1, Easy to maintain, Low complication rates2, Easy to explant. Trays include: portal, catheter, PORT-A-CATH, straight needle, blunt needle (except preassembled systems), vein pick, 18ga extra thin wall introducer needle, â€œJâ€ guidewire(s), vessel, dilator/sheath introducer assembly, 90Ëš PORT-A-CATH needle, GRIPPER PLUS Power P.A.C. safety needle(s), 2 syringes, tunneling tool, and Point-Lok device. | dual-lumen-low-profiletrade-portal-tray-introducer-needle-10fr-polyurethane-32mm-x-14-14mm-x-76cm--a43.jpg
SKU: SMTH21-8466-24 | Smiths Medical Dual-Lumen Low Profileâ„¢ Portal Tray Introducer Needle 7FR Polyurethane 2.2mm x 1.0/1.0mm x 76cm | The PORT-A-CATH and P.A.S. PORT POWER P.A.C. systems provide an additional option of power injecting contrast media for certain types of diagnostic imaging scans. Easy to implant, Lightweight, Less thrombosis than other ports1, Easy to maintain, Low complication rates2, Easy to explant. Trays include: Portal, catheter, PORT-A-CATH straight needle, blunt needle (except preassemble systems), vein pick, 18 ga extra thin wall introducer needle, â€œJâ€ guidewire(s), vessel dilator/sheath introducer assembly, 90Â° PORT-A-Cath needle, GRIPPER PLUS POWER P.A.C. safety needle(s), 2 syringes, tunneling tool and Point-Lok device(s). All systems are unassembled, unless otherwise noted. | dual-lumen-low-profiletrade-portal-tray-introducer-needle-7fr-polyurethane-22mm-x-10-10mm-x-76cm--359.jpg
SKU: SMTH21-4482-24 | Smiths Medical Single-Lumen Low Profileâ„¢ Portal Kit Introducer Needle 6FR Polyurethane 1.9mm x 1.0mm x 76cm | The PORT-A-CATH and P.A.S. PORT POWER P.A.C. systems provide an additional option of power injecting contrast media for certain types of diagnostic imaging scans. Easy to implant, Lightweight, Less thrombosis than other ports1, Easy to maintain, Low complication rates2, Easy to explant. Kits include: Portal, catheter, PORT-A-CATH straight needle, blunt needle, vein pick, and Point-Lok device. | single-lumen-low-profiletrade-portal-kit-introducer-needle-6fr-polyurethane-19mm-x-10mm-x-76cm--5c4.jpg
SKU: SMTH21-4470-24 | Smiths Medical Single-Lumen Low Profileâ„¢ Portal Kit Introducer Needle 8.5FR Polyurethane 2.6mm x 1.6mm x 76cm | The PORT-A-CATH and P.A.S. PORT POWER P.A.C. systems provide an additional option of power injecting contrast media for certain types of diagnostic imaging scans. Easy to implant, Lightweight, Less thrombosis than other ports1, Easy to maintain, Low complication rates2, Easy to explant. Kits include: Portal, catheter, PORT-A-CATH straight needle, blunt needle, vein pick, and Point-Lok device. | single-lumen-low-profiletrade-portal-kit-introducer-needle-85fr-polyurethane-26mm-x-16mm-x-76cm--930.jpg
SKU: SMTH21-4483-24 | Smiths Medical Single-Lumen Low Profileâ„¢ Portal Tray Introducer Needle 6FR Polyurethane 1.9mm x 1.0mm x 76cm | The PORT-A-CATH and P.A.S. PORT POWER P.A.C. systems provide an additional option of power injecting contrast media for certain types of diagnostic imaging scans. Easy to implant, Lightweight, Less thrombosis than other ports1, Easy to maintain, Low complication rates2, Easy to explant. Trays include: Portal, catheter, PORT-A-CATH straight needle, blunt needle (except preassemble systems), vein pick, 18 ga extra thin wall introducer needle, â€œJâ€ guidewire(s), vessel dilator/sheath introducer assembly, 90Â° PORT-A-Cath needle, GRIPPER PLUS POWER P.A.C. safety needle(s), 2 syringes, tunneling tool and Point-Lok device(s). All systems are unassembled, unless otherwise noted. | single-lumen-low-profiletrade-portal-tray-introducer-needle-6fr-polyurethane-19mm-x-10mm-x-76cm--562.jpg
SKU: SMTH21-4471-24 | Smiths Medical Single-Lumen Low Profileâ„¢ Portal Tray Introducer Needle 8.5FR Polyurethane 2.6mm x 1.6mm x 76cm | The PORT-A-CATH and P.A.S. PORT POWER P.A.C. systems provide an additional option of power injecting contrast media for certain types of diagnostic imaging scans. Easy to implant, Lightweight, Less thrombosis than other ports1, Easy to maintain, Low complication rates2, Easy to explant. Trays include: Portal, catheter, PORT-A-CATH straight needle, blunt needle (except preassemble systems), vein pick, 18 ga extra thin wall introducer needle, â€œJâ€ guidewire(s), vessel dilator/sheath introducer assembly, 90Â° PORT-A-Cath needle, GRIPPER PLUS POWER P.A.C. safety needle(s), 2 syringes, tunneling tool and Point-Lok device(s). All systems are unassembled, unless otherwise noted. | single-lumen-low-profiletrade-portal-tray-introducer-needle-85fr-polyurethane-26mm-x-16mm-x-76cm--8c0.jpg
SKU: SMTH21-4485-24 | Smiths Medical Single-Lumen Low Profileâ„¢ Portal Tray Preassembled Introducer Needle 6FR Polyurethane 1.9mm x 1.0mm x 76cm | The PORT-A-CATH and P.A.S. PORT POWER P.A.C. systems provide an additional option of power injecting contrast media for certain types of diagnostic imaging scans. Easy to implant, Lightweight, Less thrombosis than other ports1, Easy to maintain, Low complication rates2, Easy to explant. Trays include: Portal, catheter, PORT-A-CATH straight needle, blunt needle (except preassemble systems), vein pick, 18 ga extra thin wall introducer needle, â€œJâ€ guidewire(s), vessel dilator/sheath introducer assembly, 90Â° PORT-A-Cath needle, GRIPPER PLUS POWER P.A.C. safety needle(s), 2 syringes, tunneling tool and Point-Lok device(s). All systems are unassembled, unless otherwise noted. | single-lumen-low-profiletrade-portal-tray-preassembled-introducer-needle-6fr-polyurethane-19mm-x-10mm-x-76cm--36f.jpg
SKU: SMTH21-4473-24 | Smiths Medical Single-Lumen Low Profileâ„¢ Portal Tray Preassembled Introducer Needle 8.5FR Polyurethane 2.6mm x 1.6mm x 76cm | The PORT-A-CATH and P.A.S. PORT POWER P.A.C. systems provide an additional option of power injecting contrast media for certain types of diagnostic imaging scans. Easy to implant, Lightweight, Less thrombosis than other ports1, Easy to maintain, Low complication rates2, Easy to explant. Trays include: Portal, catheter, PORT-A-CATH straight needle, blunt needle (except preassemble systems), vein pick, 18 ga extra thin wall introducer needle, â€œJâ€ guidewire(s), vessel dilator/sheath introducer assembly, 90Â° PORT-A-Cath needle, GRIPPER PLUS POWER P.A.C. safety needle(s), 2 syringes, tunneling tool and Point-Lok device(s). All systems are unassembled, unless otherwise noted. | single-lumen-low-profiletrade-portal-tray-preassembled-introducer-needle-85fr-polyurethane-26mm-x-16mm-x-76cm--783.jpg
SKU: SMTH21-4452-24 | Smiths Medical Single-Lumen Portal Kit Introducer Needle 6FR Polyurethane 1.9mm x 1.0mm x 76cm | The PORT-A-CATH and P.A.S. PORT POWER P.A.C. systems provide an additional option of power injecting contrast media for certain types of diagnostic imaging scans. Easy to implant, Lightweight, Less thrombosis than other ports1, Easy to maintain, Low complication rates2, Easy to explant. Kits include: Portal, catheter, PORT-A-CATH straight needle, blunt needle, vein pick, and Point-Lok device. | single-lumen-portal-kit-introducer-needle-6fr-polyurethane-19mm-x-10mm-x-76cm--58e.jpg
SKU: SMTH21-4454-24 | Smiths Medical Single-Lumen Portal Kit Introducer Needle 8.5FR Polyurethane 2.6mm x 1.6mm x 76cm | The PORT-A-CATH and P.A.S. PORT POWER P.A.C. systems provide an additional option of power injecting contrast media for certain types of diagnostic imaging scans. Easy to implant, Lightweight, Less thrombosis than other ports1, Easy to maintain, Low complication rates2, Easy to explant. Kits include: Portal, catheter, PORT-A-CATH straight needle, blunt needle, vein pick, and Point-Lok device. | single-lumen-portal-kit-introducer-needle-85fr-polyurethane-26mm-x-16mm-x-76cm--795.jpg
SKU: SMTH21-4453-24 | Smiths Medical Single-Lumen Portal Tray Introducer Needle 6FR Polyurethane 1.9mm x 1.0mm x 76cm | The PORT-A-CATH and P.A.S. PORT POWER P.A.C. systems provide an additional option of power injecting contrast media for certain types of diagnostic imaging scans. Easy to implant, Lightweight, Less thrombosis than other ports1, Easy to maintain, Low complication rates2, Easy to explant. Trays include: Portal, catheter, PORT-A-CATH straight needle, blunt needle (except preassemble systems), vein pick, 18 ga extra thin wall introducer needle, â€œJâ€ guidewire(s), vessel dilator/sheath introducer assembly, 90Â° PORT-A-Cath needle, GRIPPER PLUS POWER P.A.C. safety needle(s), 2 syringes, tunneling tool and Point-Lok device(s). All systems are unassembled, unless otherwise noted. | single-lumen-portal-tray-introducer-needle-6fr-polyurethane-19mm-x-10mm-x-76cm--348.jpg
SKU: SMTH21-4455-24 | Smiths Medical Single-Lumen Portal Tray Introducer Needle 8.5FR Polyurethane 2.6mm x 1.6mm x 76cm | The PORT-A-CATH and P.A.S. PORT POWER P.A.C. systems provide an additional option of power injecting contrast media for certain types of diagnostic imaging scans. Easy to implant, Lightweight, Less thrombosis than other ports1, Easy to maintain, Low complication rates2, Easy to explant. Trays include: Portal, catheter, PORT-A-CATH straight needle, blunt needle (except preassemble systems), vein pick, 18 ga extra thin wall introducer needle, â€œJâ€ guidewire(s), vessel dilator/sheath introducer assembly, 90Â° PORT-A-Cath needle, GRIPPER PLUS POWER P.A.C. safety needle(s), 2 syringes, tunneling tool and Point-Lok device(s). All systems are unassembled, unless otherwise noted. | single-lumen-portal-tray-introducer-needle-85fr-polyurethane-26mm-x-16mm-x-76cm--2a6.jpg
SKU: SMTH21-4463-24 | Smiths Medical Single-Lumen Portal Tray Preassembled Introducer Needle 6FR Polyurethane 1.9mm x 1.0mm x 76cm | The PORT-A-CATH and P.A.S. PORT POWER P.A.C. systems provide an additional option of power injecting contrast media for certain types of diagnostic imaging scans. Easy to implant, Lightweight, Less thrombosis than other ports1, Easy to maintain, Low complication rates2, Easy to explant. Trays include: Portal, catheter, PORT-A-CATH straight needle, blunt needle (except preassemble systems), vein pick, 18 ga extra thin wall introducer needle, â€œJâ€ guidewire(s), vessel dilator/sheath introducer assembly, 90Â° PORT-A-Cath needle, GRIPPER PLUS POWER P.A.C. safety needle(s), 2 syringes, tunneling tool and Point-Lok device(s). All systems are unassembled, unless otherwise noted. | single-lumen-portal-tray-preassembled-introducer-needle-6fr-polyurethane-19mm-x-10mm-x-76cm--314.jpg
SKU: BD303345 | BD Blunt Plastic Cannula Only 17G Universal | Specifically designed for use with the InterlinkÂ® injection site. It can also be used with Abbott LifeShieldÂ® and B. Braun SafelineÂ® sites. | blunt-plastic-cannula-only-17g-universal-c9a.jpg
SKU: SMTH4053G | Smiths Medical Radiopaque IV Catheter 24G x 3/4" Yellow - 50 per Box | The leading standard peripheral I.V. catheter. The FEP polymer construction and "J"-point needle design allow clinicians to easily feel the vein entry. Clinician rely on these catheters for their ease of use starting arterial lines and gaining I.V. access. The thin wall catheter design provides higher flow rates than standard wall catheters, often allowing for use in a smaller gauge device. For enhanced securement, try the winged catheter. The flexible wings follow the contours of any site allowing a more secure attachment on even the most active patients. | radiopaque-iv-catheter-24g-x-3-4-yellow-50-per-box-57c.jpg
SKU: SMTH4070G | Smiths Medical Winged Radiopaque IV Catheter 22G x 1" Blue - 50 per Box | The leading standard peripheral I.V. catheter. The FEP polymer construction and "J"-point needle design allow clinicians to easily feel the vein entry. Clinician rely on these catheters for their ease of use starting arterial lines and gaining I.V. access. The thin wall catheter design provides higher flow rates than standard wall catheters, often allowing for use in a smaller gauge device. For enhanced securement, try the winged catheter. The flexible wings follow the contours of any site allowing a more secure attachment on even the most active patients. | winged-radiopaque-iv-catheter-22g-x-1-blue-50-per-box-a9e.jpg
SKU: SMTH4050G | Smiths Medical Radiopaque IV Catheter 22G x 1" Blue - 50 per Box | The leading standard peripheral I.V. catheter. The FEP polymer construction and "J"-point needle design allow clinicians to easily feel the vein entry. Clinician rely on these catheters for their ease of use starting arterial lines and gaining I.V. access. The thin wall catheter design provides higher flow rates than standard wall catheters, often allowing for use in a smaller gauge device. For enhanced securement, try the winged catheter. The flexible wings follow the contours of any site allowing a more secure attachment on even the most active patients. | radiopaque-iv-catheter-22g-x-1-blue-50-per-box-57c.jpg
SKU: SMTH3060G | Smiths Medical Protectiv PlusÂ® Radiopaque Ocrilonâ„¢ Polyurethane IV Catheter Straight Hub 22G x 1" Blue - 50 per Box | The ProtectivÂ® series of catheters pioneered the movement to innovative safety design that protect the healthcare worker from the risks associated with accidental needlestick injuries. Choice of catheter materials, FEP polymer or radiopaque polyurethane, and needlepoint design eases conversion to safety catheters. Unique V-point needle and advanced catheter tip provide for ultrasmooth insertions. Push-off tab facilitates one-handed threading; helps you keep both hands behind the needle until it is safely locked within the needle guard. Optically clear yet radiopaque OcrilonÂ® polyurethane is shown to reduce infusion-related phlebitis, allowing longer indwelling. A reassuring "click" confirms the needle is safely locked within the needle guard. Built-in needle guard securely encases the entire needle to reduce needlestick injuries. | protectiv-plusreg-radiopaque-ocrilontrade-polyurethane-iv-catheter-straight-hub-22g-x-1-blue-50-per-box-890.jpg
SKU: SMTH3085G | Smiths Medical Protectiv PlusÂ®-W Radiopaque Ocrilonâ„¢ Polyurethane IV Catheter Winged Hub 18G x 1 1/4" - 50 per Box | The ProtectivÂ® series of catheters pioneered the movement to innovative safety design that protect the healthcare worker from the risks associated with accidental needlestick injuries. Choice of catheter materials, FEP polymer or radiopaque polyurethane, and needlepoint design eases conversion to safety catheters. Unique V-point needle and advanced catheter tip provide for ultrasmooth insertions. Push-off tab facilitates one-handed threading; helps you keep both hands behind the needle until it is safely locked within the needle guard. Optically clear yet radiopaque OcrilonÂ® polyurethane is shown to reduce infusion-related phlebitis, allowing longer indwelling. A reassuring "click" confirms the needle is safely locked within the needle guard. Built-in needle guard securely encases the entire needle to reduce needlestick injuries. | protectiv-plusreg-w-radiopaque-ocrilontrade-polyurethane-iv-catheter-winged-hub-18g-x-1-1-4-50-per-box-f46.jpg
SKU: SMTH3086G | Smiths Medical Protectiv PlusÂ®-W Radiopaque Ocrilonâ„¢ Polyurethane IV Catheter Winged Hub 20G x 1 1/4" - 50 per Box | The ProtectivÂ® series of catheters pioneered the movement to innovative safety design that protect the healthcare worker from the risks associated with accidental needlestick injuries. Choice of catheter materials, FEP polymer or radiopaque polyurethane, and needlepoint design eases conversion to safety catheters. Unique V-point needle and advanced catheter tip provide for ultrasmooth insertions. Push-off tab facilitates one-handed threading; helps you keep both hands behind the needle until it is safely locked within the needle guard. Optically clear yet radiopaque OcrilonÂ® polyurethane is shown to reduce infusion-related phlebitis, allowing longer indwelling. A reassuring "click" confirms the needle is safely locked within the needle guard. Built-in needle guard securely encases the entire needle to reduce needlestick injuries. | protectiv-plusreg-w-radiopaque-ocrilontrade-polyurethane-iv-catheter-winged-hub-20g-x-1-1-4-50-per-box-f46.jpg
SKU: SMTH3063G | Smiths Medical Protectiv PlusÂ® Radiopaque Ocrilonâ„¢ Polyurethane IV Catheter Straight Hub 24G x 3/4" Yellow - 50 per Box | The ProtectivÂ® series of catheters pioneered the movement to innovative safety design that protect the healthcare worker from the risks associated with accidental needlestick injuries. Choice of catheter materials, FEP polymer or radiopaque polyurethane, and needlepoint design eases conversion to safety catheters. Unique V-point needle and advanced catheter tip provide for ultrasmooth insertions. Push-off tab facilitates one-handed threading; helps you keep both hands behind the needle until it is safely locked within the needle guard. Optically clear yet radiopaque OcrilonÂ® polyurethane is shown to reduce infusion-related phlebitis, allowing longer indwelling. A reassuring "click" confirms the needle is safely locked within the needle guard. Built-in needle guard securely encases the entire needle to reduce needlestick injuries. | protectiv-plusreg-radiopaque-ocrilontrade-polyurethane-iv-catheter-straight-hub-24g-x-3-4-yellow-50-per-box-f75.jpg
SKU: BD303346G | BD Syringe 3mL Blunt Plastic Cannula For InterlinkÂ® System - 100 per Box | Specifically designed for use with the InterlinkÂ® injection site. It can also be used with Abbott LifeShieldÂ® and B. Braun SafelineÂ® sites. | syringe-3ml-blunt-plastic-cannula-for-interlinkreg-system-100-per-box-c9a.jpg
SKU: BD303347G | BD Syringe 5mL Blunt Plastic Cannula For InterlinkÂ® System - 100 per Box | Specifically designed for use with the InterlinkÂ® injection site. It can also be used with Abbott LifeShieldÂ® and B. Braun SafelineÂ® sites. | syringe-5ml-blunt-plastic-cannula-for-interlinkreg-system-100-per-box-c9a.jpg
SKU: BD303348G | BD Syringe 10mL Blunt Plastic Cannula For InterlinkÂ® System - 100 per Box | Specifically designed for use with the InterlinkÂ® injection site. It can also be used with Abbott LifeShieldÂ® and B. Braun SafelineÂ® sites. | syringe-10ml-blunt-plastic-cannula-for-interlinkreg-system-100-per-box-c9a.jpg
SKU: BD303345G | BD Blunt Plastic Cannula Only 17G Universal - 100 per Box | Specifically designed for use with the InterlinkÂ® injection site. It can also be used with Abbott LifeShieldÂ® and B. Braun SafelineÂ® sites. | blunt-plastic-cannula-only-17g-universal-100-per-box-c9a.jpg
SKU: BD303367G | BD Vial Access Cannula For InterlinkÂ® System - 100 per Box | Specifically designed for use with the InterlinkÂ® injection site. It can also be used with Abbott LifeShieldÂ® and B. Braun SafelineÂ® sites. | vial-access-cannula-for-interlinkreg-system-100-per-box-c9a.jpg
SKU: BD303370G | BD Lever Lock Cannula For InterlinkÂ® System - 100 per Box | Specifically designed for use with the InterlinkÂ® injection site. It can also be used with Abbott LifeShieldÂ® and B. Braun SafelineÂ® sites. | lever-lock-cannula-for-interlinkreg-system-100-per-box-c9a.jpg
SKU: BBN333540G | B Braun Medical Polyamide Catheter 20G x 100 cm Closed Tip & 3 Lateral Side Ports Catheter Connector & Threading Assist Guide - Each | B BRAUN PERIFIXÂ® EPIDURAL CATHETERS | polyamide-catheter-20g-x-100-cm-closed-tip-amp-3-lateral-side-ports-catheter-connector-amp-threading-assist-guide-each-376.jpg
SKU: BBN4251601-02G | B Braun Medical Catheter IV Straight Safety Polyurethane 24G x 3/4" | A passive safety device sign that deploys automatically and cannot be by-passed. Designed to protect against accidental needlestick injuries to both clinicians and patients. New universal bevel allows for a wider choice of insertion angles to enhance flexibility and patient comfort. | catheter-iv-straight-safety-polyurethane-24g-x-3-4--438.jpg
SKU: BBN4252500-02G | B Braun Medical Catheter IV Straight Safety FEP 24G x 3/4" - 50 per Box | A passive safety device sign that deploys automatically and cannot be by-passed. Designed to protect against accidental needlestick injuries to both clinicians and patients. New universal bevel allows for a wider choice of insertion angles to enhance flexibility and patient comfort. | catheter-iv-straight-safety-fep-24g-x-3-4-50-per-box-fb9.jpg
SKU: BBN4253574-02G | B Braun Medical Catheter IV Polyurethane Winged 20G x 1" - Each | A passive safety device sign that deploys automatically and cannot be by-passed. Designed to protect against accidental needlestick injuries to both clinicians and patients. New universal bevel allows for a wider choice of insertion angles to enhance flexibility and patient comfort. | catheter-iv-polyurethane-winged-20g-x-1-each-52e.jpg
SKU: BBN4253604-02G | B Braun Medical Catheter IV Polyurethane Winged 18G x 1 1/4" - Each | A passive safety device sign that deploys automatically and cannot be by-passed. Designed to protect against accidental needlestick injuries to both clinicians and patients. New universal bevel allows for a wider choice of insertion angles to enhance flexibility and patient comfort. | catheter-iv-polyurethane-winged-18g-x-1-1-4-each-920.jpg
SKU: BBN4254562-02G | B Braun Medical Catheter IV FEP Winged 18G x 1 1/4" - Each | A passive safety device sign that deploys automatically and cannot be by-passed. Designed to protect against accidental needlestick injuries to both clinicians and patients. New universal bevel allows for a wider choice of insertion angles to enhance flexibility and patient comfort. | catheter-iv-fep-winged-18g-x-1-1-4-each-f01.jpg
SKU: BBN4254546-02G | B Braun Medical Catheter IV FEP Winged 20G x 1" - Each | A passive safety device sign that deploys automatically and cannot be by-passed. Designed to protect against accidental needlestick injuries to both clinicians and patients. New universal bevel allows for a wider choice of insertion angles to enhance flexibility and patient comfort. | catheter-iv-fep-winged-20g-x-1-each-3af.jpg
SKU: TMCP3SR-OX1832CAG | Terumo Medical IV Catheter 18G x 1 1/4" Green - 50 per Box | An ultra-sharp double-bevel introducer needle plus a medical grade lubricant allow for easier penetration and smoother travel through tissue. Preview chamber in clear sure-grip hub gives immediate indication of proper placement. Flexible catheter with large inner diameter assures good blood flow. All this plus safe, easy-to-handle, tamper-evident packaging. | iv-catheter-18g-x-1-1-4-green-50-per-box-829.jpg
SKU: TMCP3SR-OX2025CAG | Terumo Medical IV Catheter 20G x 1" Pink - 50 per Box | An ultra-sharp double-bevel introducer needle plus a medical grade lubricant allow for easier penetration and smoother travel through tissue. Preview chamber in clear sure-grip hub gives immediate indication of proper placement. Flexible catheter with large inner diameter assures good blood flow. All this plus safe, easy-to-handle, tamper-evident packaging. | iv-catheter-20g-x-1-pink-50-per-box-829.jpg
SKU: TMCP3SR-OX2032CAG | Terumo Medical IV Catheter 20G x 1 1/4" Pink - 50 per Box | An ultra-sharp double-bevel introducer needle plus a medical grade lubricant allow for easier penetration and smoother travel through tissue. Preview chamber in clear sure-grip hub gives immediate indication of proper placement. Flexible catheter with large inner diameter assures good blood flow. All this plus safe, easy-to-handle, tamper-evident packaging. | iv-catheter-20g-x-1-1-4-pink-50-per-box-829.jpg
SKU: TMCP3SR-OX2051CAG | Terumo Medical IV Catheter 20G x 2" Pink - 50 per Box | An ultra-sharp double-bevel introducer needle plus a medical grade lubricant allow for easier penetration and smoother travel through tissue. Preview chamber in clear sure-grip hub gives immediate indication of proper placement. Flexible catheter with large inner diameter assures good blood flow. All this plus safe, easy-to-handle, tamper-evident packaging. | iv-catheter-20g-x-2-pink-50-per-box-829.jpg
SKU: TMCP3SR-OX2225CAG | Terumo Medical IV Catheter 22G x 1" Blue - 50 per Box | An ultra-sharp double-bevel introducer needle plus a medical grade lubricant allow for easier penetration and smoother travel through tissue. Preview chamber in clear sure-grip hub gives immediate indication of proper placement. Flexible catheter with large inner diameter assures good blood flow. All this plus safe, easy-to-handle, tamper-evident packaging. | iv-catheter-22g-x-1-blue-50-per-box-829.jpg
SKU: TMCP3SR-OX2419CAG | Terumo Medical IV Catheter 24G x 3/4" Yellow - 50 per Box | An ultra-sharp double-bevel introducer needle plus a medical grade lubricant allow for easier penetration and smoother travel through tissue. Preview chamber in clear sure-grip hub gives immediate indication of proper placement. Flexible catheter with large inner diameter assures good blood flow. All this plus safe, easy-to-handle, tamper-evident packaging. | iv-catheter-24g-x-3-4-yellow-50-per-box-829.jpg
SKU: TMCP1SR-OX1851CAG | Terumo Medical IV Catheter 18G x 2" Green - 50 per Box | An ultra-sharp double-bevel introducer needle plus a medical grade lubricant allow for easier penetration and smoother travel through tissue. Preview chamber in clear sure-grip hub gives immediate indication of proper placement. Flexible catheter with large inner diameter assures good blood flow. All this plus safe, easy-to-handle, tamper-evident packaging. | iv-catheter-18g-x-2-green-50-per-box-829.jpg
SKU: AIIAY0200G | Amsino AMSafe Needle-Free PRN Connector - Each | DEHP-free and latex free. | amsafe-needle-free-prn-connector-each-e7d.jpg
SKU: TMCP3SR-OX2225CAG | Terumo Medical IV Catheter 22G x 1" Blue - 50 per Box | An ultra-sharp double-bevel introducer needle plus a medical grade lubricant allow for easier penetration and smoother travel through tissue. Preview chamber in clear sure-grip hub gives immediate indication of proper placement. Flexible catheter with large inner diameter assures good blood flow. All this plus safe, easy-to-handle, tamper-evident packaging. | iv-catheter-22g-x-1-blue-50-per-box-829.jpg
SKU: BD382512G | BD IV Catheter 24G x 3/4" Yellow BC Shielded - 50 per Box | Shielded IV Catheter with Blood Control Technology, BD Vialonâ„¢ catheter biomaterial and BD Instaflashâ„¢ needle technology. | iv-catheter-24g-x-3-4-yellow-bc-shielded-50-per-box-805.jpg
SKU: TMCPSR*FNP1832G | Terumo Medical Catheter 18G x 1 1/4" Green - 50 per Box | The only line of safety IV catheters with a double-flash feature that verifies both needle and catheter placement. Reduced risk of back vein wall puncture. Clinically proven to increase first-stick success. Passive safety shown to reduce needlestick injuries by 50%-70% over nonpassive safety. Full needle coverage; not just the needle tip, reducing risk of blood contact. | catheter-18g-x-1-1-4-green-50-per-box-068.jpg
SKU: BD383591G | BD Closed IV Catheter System for Radiographic Power Injection 22G x 1" 20/sp - Box | BD NEXIVAâ„¢ DIFFUSICSâ„¢ IV CATHETER SYSTEM | closed-iv-catheter-system-for-radiographic-power-injection-22g-x-1-20-sp-box-c37.jpg
SKU: SMTH3050G | Smiths Medical ProtectivÂ® FEP Polymer IV Catheter Straight Hub 22G x 1" Blue - 50 per Box | The ProtectivÂ® series of catheters pioneered the movement to innovative safety design that protect the healthcare worker from the risks associated with accidental needlestick injuries. Choice of catheter materials, FEP polymer or radiopaque polyurethane, and needlepoint design eases conversion to safety catheters. Unique V-point needle and advanced catheter tip provide for ultrasmooth insertions. Push-off tab facilitates one-handed threading; helps you keep both hands behind the needle until it is safely locked within the needle guard. Optically clear yet radiopaque OcrilonÂ® polyurethane is shown to reduce infusion-related phlebitis, allowing longer indwelling. A reassuring "click" confirms the needle is safely locked within the needle guard. Built-in needle guard securely encases the entire needle to reduce needlestick injuries. | protectivreg-fep-polymer-iv-catheter-straight-hub-22g-x-1-blue-50-per-box-4b0.jpg
SKU: TMCPSR*FNP2232G | Terumo Medical Catheter 22G x 1 1/4" Blue - 50 per Box | The only line of safety IV catheters with a double-flash feature that verifies both needle and catheter placement. Reduced risk of back vein wall puncture. Clinically proven to increase first-stick success. Passive safety shown to reduce needlestick injuries by 50%-70% over nonpassive safety. Full needle coverage; not just the needle tip, reducing risk of blood contact. | catheter-22g-x-1-1-4-blue-50-per-box-eb4.jpg
SKU: MEQL6201 | Baxter Flo-Gard Infusion Pump Volumetric Refurbished | The Baxter FLO-GARD 6201 Single-Channel Volumetric Infusion Pump can deliver a wide variety of fluids over a broad range of infusion rates. | flo-gard-infusion-pump-volumetric-refurbished-7b5.jpeg
SKU: MONET3500R1 | Smiths Medical Medfusion Syringe Pump Refurbished | The Medfusion 3500 Syringe Pump is an intuitive system designed to enhance safety while maintaining simplicity. For more than 15 years, the Medfusion Syringe platform has been the technology leader in syringe pumps with its innovations in syringe recognition, drug libraries and dose limits. Support for up to 16 different care areas allows for transport of the Medfusion Syringe Pump into any department within the facility. As measured by the ISMP and other regulatory qualifications, the Medfusion Syringe Pump is truly a "smart" pump. | medfusion-syringe-pump-refurbished-add.jpg
SKU: CLIIV-604 | Clinton Industries Heavy Base Infusion Pump Stand | Clinton Industries' Heavy Base Infusion Pump Stand is a Six Leg, 4 Hook, high quality stand. With a powder-coated, ultra heavy, tip resistant steel base, and a chrome plated steel pole, the stand is an excellent, extra rigid, pole-in-tube mounting system. | heavy-base-infusion-pump-stand-22b.png
SKU: MONET1325R1 | Monet Medical Alaris Imed Gemini PC-2TX Dual Channel IV Pump 1 Year Warranty Reconditioned | A two channel volumetric infusion pump and controller which provides accurate and automatic infusion of intravascular drugs, fluids, whole blood and packed red blood cells. | -alaris-imed-gemini-pc-2tx-dual-channel-iv-pump-1-year-warranty-reconditioned-d94.jpg
SKU: MONET350-1100R1 | Monet Medical 4000 CMS Ambulatory Pump Refurbished | A multi-therapy ambulatory electronic infusion pump designed and manufactured for pain management or labor and delivery in hospitals. An easy-to-use, ambulatory or pole mounted infusion device designed to meet the needs of the hospital or alternate site patient. It operates accurately in any position, has a low rate resolution of 2 microliters, and its small, compact, lightweight design allows mobility for ambulatory patients. Can be carried in any of the four convenient carryall soft-packs, pole mounted, placed into the locked "safety shells," or set on a suitable surface for use. The pump features five therapy delivery modes: Continuous Infusion - Designed to allow a constant, programmed rate of infusion. PCA or Patient Controlled Analgesia | 4000-cms-ambulatory-pump-refurbished-982.jpg
SKU: MONETBB637-202R1 | B Braun Medical Vista Basic IV Pump With Pole Clamp Refurbished | The Vista basic was designed to ensure simplicity in all aspects of its use: from set installation, to programming, to special mode use and alarm correction. Based on a design that has sold over 100,000 units worldwide, the VistaÂ® basic provides high reliability packaged in one of the easiest pumps to use. As a workhorse in the outpatient market, it offers a rugged and reliable design, all relevant therapies such as continuous, piggyback and program mode, and a selection of cost-effective, straight line gravity sets. | vista-basic-iv-pump-with-pole-clamp-refurbished-f61.jpg
SKU: BBN620-200 | B Braun Medical Outlook Infusion Pump Refurbished | The B. Braun Outlook Infusion Pump 100 Single Channel has a volumetric, positive pressure displacement reservoir | outlook-infusion-pump-refurbished-120.jpg
SKU: AIV4401 | Alaris Medley Infusion Pump Combo # 1 | The Alaris 8015 PC Unit is the core of the Alaris System and provides a common user interface for programming infusion and monitoring modules.This helps to reduce complexity at the point of care. A common user interface simplifies IV administration by standardizing pump, syringe and PCA on one platform.Guardrails Suite MX provides the right protection for every infusion by double-checking dose and duration, as well as delivery rate, protecting critical infusions like chemotherapyGuardrails software allows you to convert data into meaningful information, so you can quickly identify opportunities for clinical and operational improvement. | medley-infusion-pump-combo-1-07d.jpg
SKU: AIV4402 | Alaris Medley Infusion Pump Combo # 2 | The Alaris 8015 PC Unit is the core of the Alaris System and provides a common user interface for programming infusion and monitoring modules.This helps to reduce complexity at the point of care. A common user interface simplifies IV administration by standardizing pump, syringe and PCA on one platform.Guardrails Suite MX provides the right protection for every infusion by double-checking dose and duration, as well as delivery rate, protecting critical infusions like chemotherapyGuardrails software allows you to convert data into meaningful information, so you can quickly identify opportunities for clinical and operational improvement. | medley-infusion-pump-combo-2-974.jpg
SKU: AIV4403 | Alaris Medley Infusion Pump Combo # 3 | The Alaris 8015 PC Unit is the core of the Alaris System and provides a common user interface for programming infusion and monitoring modules.This helps to reduce complexity at the point of care. A common user interface simplifies IV administration by standardizing pump, syringe and PCA on one platform.Guardrails Suite MX provides the right protection for every infusion by double-checking dose and duration, as well as delivery rate, protecting critical infusions like chemotherapyGuardrails software allows you to convert data into meaningful information, so you can quickly identify opportunities for clinical and operational improvement. | medley-infusion-pump-combo-3-abf.png
SKU: AIV4404 | Alaris Medley Infusion Pump Combo # 4 | The Alaris 8015 PC Unit is the core of the Alaris System and provides a common user interface for programming infusion and monitoring modules.This helps to reduce complexity at the point of care. A common user interface simplifies IV administration by standardizing pump, syringe and PCA on one platform.Guardrails Suite MX provides the right protection for every infusion by double-checking dose and duration, as well as delivery rate, protecting critical infusions like chemotherapyGuardrails software allows you to convert data into meaningful information, so you can quickly identify opportunities for clinical and operational improvement. | medley-infusion-pump-combo-4-e47.png
SKU: AIV4406 | Alaris Medley Infusion Pump Combo # 6 | The Alaris 8015 PC Unit is the core of the Alaris System and provides a common user interface for programming infusion and monitoring modules.This helps to reduce complexity at the point of care. A common user interface simplifies IV administration by standardizing pump, syringe and PCA on one platform.Guardrails Suite MX provides the right protection for every infusion by double-checking dose and duration, as well as delivery rate, protecting critical infusions like chemotherapyGuardrails software allows you to convert data into meaningful information, so you can quickly identify opportunities for clinical and operational improvement. | medley-infusion-pump-combo-6-8f6.jpg
SKU: BXT35700BAX2 | Baxter Sigma Spectrum Infusion System Version 8.0 NEW | Patient-Centered Smart Infusion Pump Configurable Dose Error Reduction Software (DERS) to help reduce pump-related adverse drug events. Infusion delivery profiles enable automated ramped delivery or manual multi-step infusions. Optional wireless communication and Continuous Quality Improvement (CQI) reports provide infusion log information tohelp monitor therapy complianceSmall and Easy-to-Use.We can add drug library for Student Instruction / Schools / Universities for FREE. | sigma-spectrum-infusion-system-version-80-new-de2.jpg
SKU: PEDP-1090-CV | Pedigo Infusion Pump Stand â€“ The Element | Pedigoâ€™s new IV stand features a number of unique design elements to further promote safety, organization and efficiency of IV fluid administration. Innovative. Safe. User friendly. | infusion-pump-stand-the-element-eca.png
SKU: AIV4405 | Alaris Medley Infusion Pump Combo # 5 | The Alaris 8015 PC Unit is the core of the Alaris System and provides a common user interface for programming infusion and monitoring modules.This helps to reduce complexity at the point of care. A common user interface simplifies IV administration by standardizing pump, syringe and PCA on one platform.Guardrails Suite MX provides the right protection for every infusion by double-checking dose and duration, as well as delivery rate, protecting critical infusions like chemotherapyGuardrails software allows you to convert data into meaningful information, so you can quickly identify opportunities for clinical and operational improvement.The Alaris Medley 8100 is a single channel infusion pump that works with the Alaris Medley Point of Care system. | medley-infusion-pump-combo-5-598.jpg
SKU: MONETBB8713050R1R | Monet Medical Infusomat Space Model Refurbished | A small, stackable infusion pump system for most care areas and easy transport. Designed with both adult and pediatric facilities in mind, the small 9" x 6" pump weighs only 3 pounds and easily fits into a range of environments. | infusomat-space-model-refurbished-700.jpg
SKU: SMTH6100 | Smiths Medical VIP Ambulatory Pump Refurbished | The CADD-Prizm VIP Ambulatory pump is indicated for intravenous, intra-arterial, subcutaneous, intraperitoneal, epidural space, or subarachnoid space infusion. | vip-ambulatory-pump-refurbished-f39.jpg
SKU: MONET360-1100R1R | Monet Medical 6000 CMS Ambulatory Pump Refurbished | Distributed by B. Braun Medical is an advanced ambulatory electronic infusion system that revolutionizes reliable, smart infusion technology with multi-therapy applications. Equipped with Information On Demand (IOD) technology, it is easy-to-use and flexible, accommodating syringes, bags or bottles with one pump. Its rapid priming feature also saves time and the CMS software supports easy downloading of Rx protocol from PDA to pump. Includes built-in safety features such as integral free-flow protection with upstream occlusion detection, and programmable medication limits. Also features verification and confirmation of dose changes before implementation reducing the risk of programming errors and improving infusion outcomes for enhanced patient safety. During pump operation, IOD provides essential infusion data and immediate access to key clinical information, including shift and hourly totals significantly improving access to essential data. | 6000-cms-ambulatory-pump-refurbished-9f1.jpg
SKU: MDQSPECTRUM6.05R | Medquip Sigma Spectrum 6.05 Infusion System Refurbished | The Sigma Spectrum infusion pump was designed with features to help reduce errors when programming an IV infusion.At the initial start, this infusion system automatically defaults to using the drug safety library. This drug safety library is one of the leading safety features on the Sigma Spectrum. It is small, lightweight, and easy-to-use especially with its bright easy-to-read display. The Sigma Spectrum offers wireless connectivity to integrate data into a hospitals current EMR system and facilitate the transfer of data to and from the system for updating drug libraries as well as for continuous quality improvement reports. The Sigma Spectrum is an infusion pump with a master drug library. It is intended to be used for the controlled administration of fluids. The intended routes of administration consist of intravenous, arterial, subcutaneous, epidural, or irrigation of fluid space. The Sigma Spectrum is suitable for a variety of patient care environments such as hospitals and outpatient care areas. This infusion pump is intended to reduce operator interaction through guided programming, which helps reduce errors.SafetyPreventable medical errors are the third leading cause of death in the United States alone. Safety features are currently and will continue to become increasingly important when picking infusion systems. The Sigma Spectrum helps you make immediate use of a smart pumpâ€™s defining safety feature, the drug library. Prior to administration this drug library and configurable limitations help protect patients from infusion programming errors. The difference with the Sigma Spectrum is that itâ€™s designed to drive high drug library compliance from the moment you start utilizing the pump. The pumps drug library is updated wirelessly, with no power cycling or staff interaction needed. Although this is not intended to replace clinician-patient observation, this helps make sure the clinician is using the best available data. This infusion pump is the only pump on the market with Dose/Rate change (Titration) Error Prevention. This is designed to intercept does changes that could be inaccurate and potentially harmful. This unique feature provides an additional layer of safety parameters to help clinicians protect high-risk infusions.TechnologyAdministering, preparing, and documenting IV medication can be a complex proves. The DoseEdge Pharmacy workflow manager and the Sigma Spectrum Infusion system each help ensure the Infusion dose is prepared and administered correctly. The DoseEdge Pharmacy Workflow Manager provides visibility to the dose preparation and dispensing process, while the Sigma Spectrum Infusion system helps reduce errors when programming the IV Infusion.EfficiencyThe intuitive design and mobility of the Sigma Spectrum smart pump works with you and your patients when it comes to your mobility needs. Because of its small size and lightweight, the pump is easy to transport for nurses and patients. The large easy-to-read screen enhances clinical workflow and allows the infusion to be programmed in the drug library. | -sigma-spectrum-605-infusion-system-refurbished-416.jpg
SKU: MEQL12391 | Hospira Plum A+ Infusion Pump Refurbished | With more than 325,000 pumps installed worldwide, the Plum A+ general purpose infusion system remains the proven choice for caregivers and clinicians alike. The scalable platform can be initially deployed, and later upgraded to include Hospira MedNet safety software to meet your evolving patient care needs. The unique, innovative PlumSet cassette technology and time-saving features simplify medication delivery and help to enhance safety for patients, clinicians and caregivers. | plum-a-infusion-pump-refurbished-1ae.jpg
SKU: MONET35700BAX | Baxter Sigma Spectrum Infusion Pump Refurbished | Patient-Centered Smart Infusion Pump Configurable Dose Error Reduction Software (DERS) to help reduce pump-related adverse drug events. Infusion delivery profiles enable automated ramped delivery or manual multi-step infusions. Optional wireless communication and Continuous Quality Improvement (CQI) reports provide infusion log information tohelp monitor therapy complianceSmall and Easy-to-Use. | sigma-spectrum-infusion-pump-refurbished-960.jpg
SKU: ISG10170 | Invacare 4 Leg IV Pole 2 Hook | Extendable IV pole features two hooks and easy-roll casters with a 4-leg, low-profile base. | 4-leg-iv-pole-2-hook-45c.jpg
SKU: MEQL7130 | Alaris Single Channel Signature IVAC Gold Infusion Pump | The Alaris infusion pump is perfect for general IV infusions, blood infusions, enteral infusions, lipids, and TPN and hyperalimentation. The IVAC pump allows for independent programming on both sides and features several monitoring options for increased safety and awareness of battery charge condition and occlusion detection. The Alaris IVAC pump also offers a multi-step program function that can deliver up to nine different rates and volumes or volumes and times. Delay start and loading dosages or preprogram multiple infusions over a period of 24 hours. Calculate drug-specific dosages by selecting the drug on the monitor. The Alaris infusion pump also includes dual-rate piggyback functions, panel lock, a computer interface for remote monitoring, and a rotatingpole clamp for mounting on poles or bedrails.Â The IVAC pump has a primary flow rate of 0.1 to 999.9 ml/hr in 0.1 ml/hr increments and a secondary rate of 1.1 to 270 ml/hr in 0.1 ml/hr increments. The infused range is 0 to 9999.9 ml in 0.1 ml increments. The primary infused range is 0.1 to 9999.9 ml in 0.1 ml increments, while the secondary infused range is 1 to 999.9 ml in 0.1 ml increments.Â Each pump comes with an impact resistant plastic case and a rechargeable nickel cadmium battery that will last for 4 hours at 100 ml/hr operating both channels of a two-channel instrument.Â 4MD Medical is dedicated to giving you quality equipment from trusted medical brands at a greatly reduced price. Have questions or need recommendations? Give us a call or fill out our contact form. We offer free shipping on all qualifying orders over $250, so shop today and save! | single-channel-signature-ivac-gold-infusion-pump-3f0.jpg
SKU: MEQL7230 | Alaris Signature Gold 7230 Infusion Pump Refurbished | The Alaris IVAC Signature Gold 7230 Infusion Pump is a dual-channel device with independent programming on each channel. It can be used for general IV infusions, antibiotics, blood infusions, enteral infusions, TPN and hyperalimentation, and lipids. Monitoring options provide increased awareness of occlusion detection and battery charge condition. Dual-rate piggyback function and panel lock. | signature-gold-7230-infusion-pump-refurbished-800.jpg
SKU: MEQL2865 | Alaris MedSystem III Multi-Channel Infusion Pump Refurbished | The Alaris IVAC Medsystem III 2865 is an infusion pump that can be programmed to deliver at a specified rate or over a specific period of time. The 2865 is a multi-channel infusion pump featuring three independent fluid delivery systems that only occupy the space of one system. Running on 6 watts AC power, its main battery is a rechargeable NiCad Battery Pack Memory and it is equipped with a non-rechargeable Lithium back up battery. The Medsystem III's small size allows for more flexibility when transporting patients and allows for a more organized bedside space. It provides advanced features, accurate delivery of a variety of fluids, and it is easy to setup and use. It weighs approximately 5.1 pounds including the pole clamp. The 2865 features a delivery rate range of 0.1 â€“ 999 milliliters/hour for each channel and a KVO rate range of 0.1 â€“ 20.0 milliliters/hour. | medsystem-iii-multi-channel-infusion-pump-refurbished-97c.jpg
SKU: MEQL6301 | Baxter Dual Channel IV Pump Refurbished | The Baxter FLO-GARD 6201 Volumetric Infusion Pump and the Baxter FLO-GARD 6301 Dual-Channel Volumetric Infusion Pump are industry standard in standard set infusion pump technology. | dual-channel-iv-pump-refurbished-d3a.jpg
SKU: MEQL8015 | Alaris Medley Infusion Pump Refurbished | Supports GuardrailsÂ® Suite MX with GuardrailsÂ® Point-Of-Care software and v9 Operating System software. Alaris Medley 8015 POC is the Central module to the Alaris medley system. This Central 'brain' allows other modules to connect to it. It has a color screen, wireless capable, and is user friendly. | medley-infusion-pump-refurbished-4a6.jpg
SKU: CLIIV-334 | Clinton Industries 6 Leg 4 Hook Infusion Pump Stand | The Clinton Industries 6 Leg 4 Hook Infusion Pump Stand is a real high quality and durable infusion pump stand. | 6-leg-4-hook-infusion-pump-stand-494.jpg
SKU: EXEL27859S | Exel Mini Secure Touch Safety Huber Infusion Set, 22G x 3/4", Hub Color- Black | Huber Infusion Set, 22G x 3/4", 8" Tube, Right Angle, 20/bx (To Be DISCONTINUED). | mini-secure-touch-safety-huber-infusion-set-22g-x-3-4-hub-color-black-501.jpg
SKU: MONETBB8713050R1 | Monet Medical Infusomat infusion pump Space Base Unit Only (Pole Clamp or Charger Sold Separate) | A small, stackable infusion pump system for most care areas and easy transport. Designed with both adult and pediatric facilities in mind, the small 9" x 6" pump weighs only 3 pounds and easily fits into a range of environments. The lightweight large volume pump allows for | infusomat-infusion-pump-space-base-unit-only-pole-clamp-or-charger-sold-separate-a0a.jpg
SKU: CRFU5261 | CareFusion Modudose Unit Dose Saline 10 ml | ModudoseÂ® 10mL Sterile 0.9% Saline. | modudose-unit-dose-saline-10-ml-c14.png
SKU: CVN8881590121 | Covidien Prefilled I.V. Flush Syringe 12 mL Syringe with 10 mL Fill | Since introduction into clinical use in the early 2000â€™s, prefilled IV flush syringes have proven to be a convenient and cost effective tool for the IV therapist. | prefilled-iv-flush-syringe-12-ml-syringe-with-10-ml-fill-70b.jpg
SKU: SMTH4699P-1 | Smiths Medical 3mL Luer Slip Syringe with Filter-Pro | Pro-VentÂ® Plus 3 mL Arterial Blood Sampling syringes utilize lithium heparin with a concentration of 23.5 I.U. per mL. The specially formulated dry lithium heparin provides the necessary anticoagulation along with minimal interference for more accurate and consistent results. The syringes are available with a broad choice of product features. | 3ml-luer-slip-syringe-with-filter-pro-76f.jpg
SKU: BD306513 | BD PosiFlush Heparin lock flush syringe | 5 mL fill in 10 mL BD PosiFlushâ„¢ pre-filled heparin lock, BD Luer-Lokâ„¢ flush syringe. | posiflush-heparin-lock-flush-syringe-fa6.jpg
SKU: BD306510 | BD IV Flush Syringes | 10 usp units/ mL , 5 mL fill in 10 mL C pre-filled heparin lock, BD Luer-Lok flush syringe. (NDC #08290-3065-09) (30/sp, 120/ca)BD PosiFlush Pre-Filled Syringes provided convenient, reliable, cost-effective alternatives to vial-based systems. Use BD PosiFlush and strengthen your IV catheter maintenance practices.Enhance Healthcare Worker SafetyCompletely eliminate needles that may still be used to fill syringes with flush solutions.Eliminate glass vials and cartridges.Compatible with all needleless IV access systems.Improve Clinician Work Flow and ProductivityReduce clinician steps and time required to prepare flush syringes.Reduce acquisition, storage, distribution and disposal costs for the multiple components currently required to flush IV sites.Eliminate waste associated with saline and heparin vials.Reduce sharps collector waste up to 1/2 compared to conventional 12mL syringes.1 Reduce Medical Errors and ComplicationsEliminate potential cross-contamination associated with multi-dose containers.Minimal product manipulation provides fewer opportunities for breaks in aseptic technique.Preservative-free saline, suitable for use with all patient populations.BD's Pre-Filled Flush Syringes provide a fully integrated system designed to satisfy all your Flushing needs â€¦Sterile contents and fluid pathway.BD PosiFlush syringes are terminally sterilized for highest SAL.Saline syringes are latex free.Syringes and shelf cartons are color-coded for easy identification of syringe contents10ml syringes lower injection pressures for increased patient safety.2Compatible with all needleless IV access systems.Improve Clinical and Technical ProficiencyComply with PICC manufacturer instructions by standardizing flush protocols with 10 mL syringes for lower flush pressure.Improve flushing proficiency with BD's Blunt Plastic Cannula.3Comply with INS Standard #56 that encourages the use of single-dose flushing systems,"4â€¦ as well as with the CDC which strongly encourages use of single dose flushing systems to reduce the risk of contamination".51Data on file at BD.2Conn, Carolina, RN, BA, BSN, OCN, The Importance of Syringe Size When Using Implanted Vascular Access Devices. JVAN, Volume 3, No. 13Data on file with FDA.4Infusion Nursing Standards of Practice, Journal of Intravenous Nursing, Volume 23, No. 6S, November/December, 2000.5ISMP Medication Safety Alert, Volume 5, Issue 12, June 14, 2000.BD PosiFlush pre-filled syringes are manufactured in accordance with the applicable provisions of 21 Code of Federal Regulations (CFR) including Good Manufacturing Practices (GGMP) and Quality Control requirements | iv-flush-syringes-188.jpg
SKU: BD306512 | BD IV Flush Syringes 3 mL | 10 usp units/ mL , 3 mL fill in 3 mL C pre-filled heparin lock, BD Luer-Lok flush syringe. | iv-flush-syringes-3-ml-2ca.jpg
SKU: CVN8881570129 | Covidien 12mL Syringe Filled 10mL 0.9% Sodium Chloride Sterile | Terminally sterile flush syringe with drug stopper quality plunger tip. Color coded, low breakforce. Latex and preservative free. | 12ml-syringe-filled-10ml-09-sodium-chloride-sterile-780.jpg
SKU: BD306545G | BD Normal Saline Syringe 5mL | Prefilled syringes are designed to provide convenient, reliable, cost-effective alternatives to vial-based systems. | normal-saline-syringe-5ml--734.jpg
SKU: DRV13016-2 | Drive Medical Deluxe I.V. Pole 5 Leg Plastic Base | Deluxe I.V. Pole, 5-Leg, Plastic Base, Chrome. Non-breakable composite 5-leg base and 5 swivel ball bearing casters provide easy, smooth maneuvering on all surfaces | deluxe-iv-pole-5-leg-plastic-base-894.jpg
SKU: MID3-004-2008 | Midmark IQvitals Equipment IV Pole Mount | Convenient equipment pole mount, designed to provide a stable platform for using the Midmark IQvitalsÂ® device on an equipment pole. | iqvitals-equipment-iv-pole-mount-8c8.jpg
SKU: CLIIV-454 | Clinton Industries Economy 5 Leg 4 Hook IV Pole | Five-leg, Aluminum base 4 hook Chrome plated steel pole/twist-lock adjustment. | economy-5-leg-4-hook-iv-pole-9a5.jpg
SKU: GFGF7012-1 | Lumex Select Care 2 Hook I.V. Stand | Select Care 2 Hook I.V. Stand | select-care-2-hook-iv-stand-c3d.jpg
SKU: CLIIV-404 | Clinton Industries Economy 4 Leg 4 Hook IV Pole | Economy 4-Leg, 2-Hook IV Pole, Chrome plated steel pole/twist-lock adjustment. | economy-4-leg-4-hook-iv-pole-adb.jpg
SKU: CLIIV-35 | Clinton Industries 5-Leg 2-Hook IV Pole | 5-Leg, 2-Hook IV Pole, Chrome plated steel pole/knob-lock adjustment. | 5-leg-2-hook-iv-pole-a1a.jpg
SKU: CLIIV-354 | Clinton Industries 5 Leg 4 Hook IV Pole | IV Pole, 5 leg base with 4 hooks | 5-leg-4-hook-iv-pole-421.jpg
SKU: DRV13028 | Drive Medical I.V. Pole Top | 4 Hook, I.V. Pole Top (Only), Chrome | iv-pole-top--8b9.jpg
SKU: GF7016A | Lumex Stainless Steel Deluxe 4 Hook I.V. Stand | Stainless steel deluxe 4-hook i.v. stand 5 leg IV stand with 2â€ nylon swivel casters provides easy movement in various patient care settings | stainless-steel-deluxe-4-hook-iv-stand-212.jpg
SKU: GFGF7051-1 | Grafco Five-Leg Deluxe I.V. Stand | 4-hook Top | five-leg-deluxe-iv-stand-f99.jpg
SKU: CLIIVS-31 | Clinton Industries Economy Stainless Steel IV Pole With 2 Hook Top | Economy SS, IV w/welded 2 hook | economy-stainless-steel-iv-pole-with-2-hook-top-d5d.jpg
SKU: CLIIVS-354 | Clinton Industries Stainless Steel 5/Leg 4 Hook IV Pole | Five-leg, SS, 4 hook IV Pole | stainless-steel-5-leg-4-hook-iv-pole-fa6.jpg
SKU: RBW2200 | R & B Wire Blood Pressure Cuff Basket I.V. Stand Mounted | Adjustable to accommodate any IV stand. Gray copolymer coated. Mounting hardware included. This blood pressure cuff basket will provide a convenient storage location on an IV pole. Constructed from sturdy wire with a durable gray copolymer coating that provides additional protection for basket contents. Mounting hardware for the IV pole is included. Other medical baskets are available. | blood-pressure-cuff-basket-iv-stand-mounted-dce.jpg
SKU: BRW43433 | Brewer Universal Clamp | Easy-to-change accessories make equipping an IV stand or infusion pump stand quick and easy. | universal-clamp--fef.jpg
SKU: ISG10170 | Invacare 4 Leg IV Pole 2 Hook | Extendable IV pole features two hooks and easy-roll casters with a 4-leg, low-profile base. | 4-leg-iv-pole-2-hook-45c.jpg
SKU: CLIIV-334 | Clinton Industries 6 Leg 4 Hook Infusion Pump Stand | The Clinton Industries 6 Leg 4 Hook Infusion Pump Stand is a real high quality and durable infusion pump stand. | 6-leg-4-hook-infusion-pump-stand-494.jpg
SKU: PMI5035 | Probasics I.V. Pole-4 Leg 2 Hook Base size 23â€ | Chrome plated and hammetone steel pole. | iv-pole-4-leg-2-hook-base-size-23-d05.jpg
SKU: LKS4850 | Lakeside 4-Leg Heavy Duty IV Stand, 2 Rams Horn Hook | Sturdy 4-leg epoxy-coated 22â€steel base, Chrome-plated steel tubing is easy to clean, Rubber wheel ball bearing casters promote smooth rolling, Select 2 or 4 Ram's Horn Hooks to meet your specific needs, Twist knob for easy height adjustment, Adjustment range: 51 3/4" â€“ 93 1/2", Rubber bumpers on base protect walls from incidental damage, Load capacity: 45 lbs, Some assembly required. | 4-leg-heavy-duty-iv-stand-2-rams-horn-hook-326.jpg
SKU: LKS4855 | Lakeside 4-Leg heavy duty IV Stand, 4 Rams Horn Hook | Sturdy 4-leg epoxy-coated 22â€steel base, Chrome-plated steel tubing is easy to clean. Rubber wheel ball bearing casters promote smooth rolling, Select 2 or 4 Ram's Horn Hooks to meet your specific needs, Twist knob for easy height adjustment, Adjustment range: 51 3/4" â€“ 93 1/2", Rubber bumpers on base protect walls from incidental damage , Load capacity: 45 lbs, Some assembly required. | 4-leg-heavy-duty-iv-stand-4-rams-horn-hook-b73.jpg
SKU: LKS4800 | Lakeside 2 Rams Horn Hook | 4-leg epoxy-coated 22â€steel base, Chrome-plated steel tubing is easy to clean, Dual wheel nylon casters, Twist lock height adjustment, Adjustment range: 51 1/4" â€“ 91 3/4", Load capacity: 45 lbs, Some assembly required. | 2-rams-horn-hook-b39.jpg
SKU: LKS4800 | Lakeside 2 Rams Horn Hook | 4-leg epoxy-coated 22â€steel base, Chrome-plated steel tubing is easy to clean, Dual wheel nylon casters, Twist lock height adjustment, Adjustment range: 51 1/4" â€“ 91 3/4", Load capacity: 45 lbs, Some assembly required. | 2-rams-horn-hook-b39.jpg
SKU: LKS4810 | Lakeside 4 Rams Horn Hook | Well balanced,stable IV stand with 25â€ cast aluminum base, Easy-to-clean, chrome-plated steel tubing, Durable dual wheel nylon casters, Twist knob for easy height adjustment,. Adjustment Range: 52 1/4â€ â€“ 92 3/4â€, Load Capacity: 45 lbs, Some assembly required. | 4-rams-horn-hook-61f.jpg
SKU: LKS4800 | Lakeside 2 Rams Horn Hook | 4-leg epoxy-coated 22â€steel base, Chrome-plated steel tubing is easy to clean, Dual wheel nylon casters, Twist lock height adjustment, Adjustment range: 51 1/4" â€“ 91 3/4", Load capacity: 45 lbs, Some assembly required. | 2-rams-horn-hook-b39.jpg
SKU: LKS4810 | Lakeside 4 Rams Horn Hook | Well balanced,stable IV stand with 25â€ cast aluminum base, Easy-to-clean, chrome-plated steel tubing, Durable dual wheel nylon casters, Twist knob for easy height adjustment,. Adjustment Range: 52 1/4â€ â€“ 92 3/4â€, Load Capacity: 45 lbs, Some assembly required. | 4-rams-horn-hook-61f.jpg
SKU: LKS4860 | Lakeside 6-Leg Oversize Base Infusion Pump Stand, 2 Rams Horn Hook | Accommodates up to 4 infusion pumps and/or IV controllers with optional Universal Clamp and Infusion Pump frame accessories, Easy-to-clean chrome plated top assembly, 3â€ rubber wheel,ball bearing casters provide smooth movement, Twist knob for easy height adjustment, Adjustment Range: 52 1/4â€ â€“ 102 3/4â€, Some assembly required, Optional accessories listed below. | 6-leg-oversize-base-infusion-pump-stand-2-rams-horn-hook-4a7.jpg
SKU: LKS4861 | Lakeside 6-Leg Oversize Base Infusion pump Stand, 4 Rams Horn Hook | Accommodates up to 4 infusion pumps and/or IV controllers with optional Universal Clamp and Infusion Pump frame accessories, Easy-to-clean chrome plated top assembly, 3â€rubber wheel,ball bearing casters provide smooth movement, Twist knob for easy height adjustment, Adjustment Range: 52 1/4â€ â€“ 102 3/4â€, Some assembly required, Optional accessories listed below.. | 6-leg-oversize-base-infusion-pump-stand-4-rams-horn-hook-2c3.jpg
SKU: LKS4871 | Lakeside Universal Clamp For Infusion Pump Stand | Attaches to IV poles up to 1" diameter. | universal-clamp-for-infusion-pump-stand-fdf.jpg
SKU: LKS4870 | Lakeside Steering Handle For Infusion Pump Stand, 10"W x 9"L x 1"H | Steering handle measures 10"W x 9"L x 1"H. Steering and moving the IV pole is much easier and safer when the handle is used. Handle is covered with non-slip black vinyl coating. | steering-handle-for-infusion-pump-stand-10w-x-9l-x-1h-9ac.jpg
SKU: RBW822 | R & B Wire Combo: 72" Double Garment Rack and Cover Kit + Cover | This combo contains the Garment Rack, 722 and Cover Kit. 752. Combo: 722, 752 Complete (specify cover color). | combo-72-double-garment-rack-and-cover-kit-cover-117.jpg
SKU: BD386150G | BD Kit Includes: Povidone Iodine Prep TegadermÂ® Dressing Frame Style 1"x2" Gauze Sponges 3/4" Roll Transporeâ„¢ Tape Tourniquet Alcohol Wipes - 25 per Box | Specifically designed with your needs in mind. Our high quality products offer a convenient sterile kit with everything needed to ensure optimal outcomes for all peripheral catheters. | kit-includes-povidone-iodine-prep-tegadermreg-dressing-frame-style-1x2-gauze-sponges-3-4-roll-transporetrade-tape-tourniquet-alcohol-wipes-25-per-box-add.jpg
SKU: MAI69244G | Medical Action Industries IV Kit Includes Tegaderm 2.375" x 2 3/4" 2" x 2" 4-Ply NW Gauze Chloraprep Sepp Transport Tape Roll 24" Tourniquet Change Label - Kit | Medical Action Industries IV Kit Includes: Tegaderm 2.375" x 2 3/4" 2" x 2" 4-Ply NW Gauze Chloraprep Sepp Transport Tape Roll 24" Tourniquet Change Label. | iv-kit-includes-tegaderm-2375-x-2-3-4-2-x-2-4-ply-nw-gauze-chloraprep-sepp-transport-tape-roll-24-tourniquet-change-label-kit-837.jpg
SKU: BD386170G | BD Kit Includes: Persistâ„¢ Swabstick TegadermÂ® Dressing Frame Style 2"x2" Gauze Sponges 3/4" Roll Transporeâ„¢ Tape Tourniquet Alcohol Wipe ID Label - 25 per Box | INS standards call for the use of aseptic techniques and product sterility for infusion procedures. These kits contain only single-use, sterile components. This can help protect your patients by reducing the spread of microorganisms. | kit-includes-persisttrade-swabstick-tegadermreg-dressing-frame-style-2x2-gauze-sponges-3-4-roll-transporetrade-tape-tourniquet-alcohol-wipe-id-label-2-b85.jpg
SKU: MAI2602G | Medical Action Industries IV Start Kit Tegaderm Dressing & PVP Prep Pad - Each | Kits contain: tourniquet, alcohol prep pad, PVP (ampule or pad), 2" x 2" gauze, dressing (adhesive or transparent), transpore tape and label. Comes in a peel pouch. | iv-start-kit-tegaderm-dressing-amp-pvp-prep-pad-each-aad.jpg
SKU: MAI267005 | Medical Action Industries IV Start Kit with 0.67ml CHG SEPP and Tegaderm 9519 | IV Start Kit Includes:1 ChloraPrep Antiseptic, 0.67ml SEPP Applicator1 Tegaderm 9519 Dressing, 2.375x3.375in.2 2x2in. 4ply Non-Woven Gauze Sponge1 IV Change Label1 0.75x 24in. Transpore Tape1 Tourniquet, 0.75x18in. | iv-start-kit-with-067ml-chg-sepp-and-tegaderm-9519-3b9.jpg
SKU: BBN375195 | B Braun Medical IV Start Kit Tegaderm Dressing EMS Basic | Latex free. | iv-start-kit-tegaderm-dressing-ems-basic-5e7.jpeg
SKU: CANW9218IVBB | Canadian Medical Products Pin Bifurcated Leadwire 18" Ivory Black Plug and Pins | An 18" bifurcated "extension" with a single female .08" pin socket bifurcating into dual .08" pins. | pin-bifurcated-leadwire-18quot-ivory-black-plug-and-pins--359.jpg
SKU: CANW7472IVRRB | Canadian Medical Products Leadwire Right Angle Dual Pins 72â€ Leads Red Black Plug & Pins | A right angle 3-pin DIN plug connector to dual .08" pins. Compatible with MettlerÂ® equipment. | leadwire-right-angle-dual-pins-72rdquo-leads-red-black-plug-amp-pins--93a.jpg
SKU: CANW7272IVRR | Canadian Medical Products Leadwire Single Channel 4 Pin Din Dual Pins 72" Leads Ivory Red Plug & Pins | Leadwire, Single Channel, Dual Pins, 72" Leads, Ivory, Red Plug & Pins (CMPW7272IVRR) (DROP SHIP ONLY) | leadwire-single-channel-4-pin-din-dual-pins-72quot-leads-ivory-red-plug-amp-pins--74b.jpg
SKU: SFTP4861 | SciFit Wall Pack Transformer AC Adapter | Wall Pack Transformer (AC Adapter). | wall-pack-transformer-ac-adapter--63c.jpg
SKU: SPPST401-10W | Simport Tube Plug Cap 17mm Polyethylene White | Dual position caps offer two possibilities: the closed but unsealed position where samples are maintained aerobic for microbiological procedures; and the fully sealed position where the cap is pushed tight to seal the tube for anaerobic use or for storag | tube-plug-cap-17mm-polyethylene-white--4d8.jpg
SKU: CVN763662 | Covidien Enteral Feeding Pump Bag Set Kangaroo Joey 1000 mL | Anti free-flow feature prevents the bag from allowing the free flow of solution into the patient (similar to a gravity feed set) if the set becomes disconnected from the pump. | enteral-feeding-pump-bag-set-kangaroo-joey-1000-ml-46e.jpg
SKU: CVN773621 | Covidien Kangaroo 924 Enteral Feeding Pump Sets 1000 mL | Kangarooâ„¢ 924 Pump Sets are DEHP-Free and compatible with the 924 Pump. | kangaroo-924-enteral-feeding-pump-sets-1000-ml-0b8.jpeg
SKU: MONETAH11845R1 | Abbot Nutrition Plum XL Micro / Macro Triple Channel IV Pump Reconditioned | Has a wide range of capabilities from home care applications to critical care. Runs from 1mL/hr up to 999mL/hr, and runs a 1mL/hr KVO at dose end. Capable of running parenteral (blood) and non-parenteral (enteral) fluids, and may use standard fulfill, partfill, syringe, and vial containers. | plum-xl-micro-macro-triple-channel-iv-pump-reconditioned-9eb.jpg
SKU: NEN12250536 | Nestle Healthcare Nutrition Administration Set DUALFLOÂ® SpikeRightÂ® PLUS 1000mL Water Vinyl Bag Pre-Attached ENFit Transitional Connector | ENFit Transitional Administration Sets for CompatÂ® and EnteraLiteÂ® InfinityÂ® pumps. All ENFit Transitional Administrion sets have a white, pre-attached, stepped transitional connector that allows the administration set to be compatible with the feed ports on existing feeding tubes. By removing the transitional connector, the same sets will be compatible with feeding tubes with ENFit compatible ports. The pre-attached connector eliminates the need for an additional connector at the point of use, helping to lower the risk of feeding delays. | administration-set-dualfloreg-spikerightreg-plus-1000ml-water-vinyl-bag-pre-attached-enfit-transitional-connector-957.jpg
SKU: IVSPK | 4MD Medical IV Pump Sim Starter Kit | 4MD Medical's high quality IV Pump Sim Starter Kit comes with Two (2) IV Start Kits With Chloroprep, Two (2) Sets of Primary IV Tubing, One (1) SimLabSolutions 0.9% NaCl Simulated IV Bag â€“ 500 mL, One (1) SimLabSolutions 0.9% NaCl Simulated IV Bag â€“ 250 mL. | iv-pump-sim-starter-kit-817.jpg
SKU: MONET1M8550R1R | Monet Medical Syringe Pump Refurbished | The Baxter AS50 Syringe Pump is designed to meet the fluid and drug delivery requirements of today's changing clinical environment.It provides accurate, continuous or intermittent infusion of intravenous solutions, drug solutions, whole blood, and packed red blood cells.The pump is indicated for infusion via intravenous (IV), intra-arterial (IA), epidural, or subcutaneous routes of administration. It can be piggybacked into an ongoing infusion line to deliver secondary solutions automatically, precisely, and economically. Infusion rates are programmable from 0.01 to 438 Ml/hr.The pump accepts standard disposable syringes from 1 Ml to 60 Ml in size. A numeric keypad simplifies programming and makes the pump easy to use. During programming, the status display prompts the user to enter data about the syringe and the infusion. While the pump is running, the status display shows information about the infusion.Safety and effectiveness are reinforced by pre-programmable bolus operation, titration of a dose without interruption of fluid flow, and easily understood alarm and alert messages. Includes an optional serial communication feature, which provides remote computer control and monitoring capabilities. A standard 9-pin connector allows an RS-232 communication link between the pump and the host computer. | syringe-pump-refurbished-c1d.jpg
SKU: MONET8000R1 | Alaris Medley 8000 Refurbished | The AlarisÂ® 8000 PC Point-of-Care Unit is the core of the AlarisÂ® System. The Medley Medication Safety System is a modular infusion and monitoring system designed to provide SpO2 monitoring capabilities and accurate, automated infusion of a broad range of intravascular fluids, medications and blood products. | medley-8000-refurbished-113.jpg
SKU: MONET2L3100R1 | Baxter Infus O.R. Syringe Pump Refurbished | The INFUS O.R. Pump is a syringe infusion device that will aid in the administration of many intravenous agents given during anesthetic procedures.In conjunction with the Smart Label System, it provides for the convenient delivery of narcotics, muscle relaxants, vasoactives and other drugs routinely given during anesthesia.The Smart Label System is a set of drug specific labels that attach to the front of the INFUS O.R. Pump.Each Smart Label converts the INFUS O.R Pump into a specific delivery system for the indicated drug with appropriate rate selections and delivery units.By simply changing the specially coded Smart Label, the INFUS O.R Pump is automatically changed to a specific delivery system for a particular intravenous agent. | infus-or-syringe-pump-refurbished-280.jpg
SKU: MONET8100R1 | Alaris Medley 8100 Infusion Pump Module Refurbished | The Alaris Medley 8100 is a single channel infusion pump that works with the Alaris Medley Point of Care system. | medley-8100-infusion-pump-module-refurbished-9a5.jpg
SKU: MONET8120R1 | Alaris Medley 8120 Refurbished | The Alaris Medley 8120 is the PCA Pump to the Alaris Medley System. | medley-8120-refurbished-2ff.jpg
SKU: BBN34502556 | B Braun Medical Rechargeable Battery For Vista Infusion Pump | The Rechargeable Battery for the Vista Infusion Pump is a rechargeable, high quality and reliable battery replacement. | rechargeable-battery-for-vista-infusion-pump--28f.jpg
SKU: BBN621-200ES | B Braun Medical Large Volume Infusion Pump System Built-In 2-D Imager Drug Library Barcoding | The OutlookÂ® 200ES Safety Infusion Pump System builds on the scalable OutlookÂ® 100ES safety benefits. The integrated barcode reader helps prevent the most common infusion device error â€” manual programming.The barcode reader and DoseScanâ„¢ help automate the IV medication administration process to ensure the right patient receives the right dose at the right time. | large-volume-infusion-pump-system-built-in-2-d-imager-drug-library-barcoding-dac.png
SKU: BBN415125 | B Braun Medical Transofix Transfer Spike | Double spike for rapid transfer of medication or diluent between rubber stoppered containers. | transofix-transfer-spike--c3f.jpg
SKU: BBN637-202 | B Braun Medical Vista Basic Large Volume Infusion Pump | The VistaÂ®Â basic was designed to ensure simplicity in all aspects of its use: from set installation, to programming, to special mode use and alarm correction. Based on a design that has sold over 100,000 units worldwide, the VistaÂ®Â basic provides high reliability packaged in one of the easiest pumps to use.Â As a workhorse in the outpatient market, it offers a rugged and reliable design, all relevant therapies such as continuous, piggyback and program mode, and a selection of cost-effective, straight line gravity sets. | vista-basic-large-volume-infusion-pump-fce.jpg
SKU: BBN333544 | B Braun Medical Stimuplex Pen STIMPEN | StimuplexÂ® Pen for easy, non-invasive superficial nerve location is designed to help find the exact nerve location and angle of entry before introducing the nerve block needle when ultrasound imaging is not an option. | stimuplex-pen-stimpen-c43.jpg
SKU: BBN333556 | B Braun Medical Stimulex Dig RC Replacement Electrode Connecting Cable Use For STIM300 | STIMUPLEX Dig RC Replacement Electrode Connecting Cable, Use For STIM300 | stimulex-dig-rc-replacement-electrode-connecting-cable-use-for-stim300-ae8.jpg
SKU: BBN333576 | B Braun Medical Stimuplex Replacement Electrode Cable for HSN12 Nerve Stimulator | The Stimuplex HNS11/12 electrode cable is a replacement cable for the HNS11/12 nerve stimulators. | stimuplex-replacement-electrode-cable-for-hsn12-nerve-stimulator-91f.jpeg
SKU: BBN418017 | B Braun Medical Catheter Cap Non Injectable Male Luer Lock | Catheter Cap Non Injectable Male Luer Lock. | catheter-cap-non-injectable-male-luer-lock--c9f.jpg
SKU: CVN8881225174 | Covidien Monoject Blood Collection Infusion Set Female Luer | Monoject blood collection / infusion sets with female luer attached are used for routine venipunctures and infusion applications. | monoject-blood-collection-infusion-set-female-luer--829.jpg
SKU: BD408205 | BD Adapters And Tubing | 15 G x 1/2 in. BD Sterile, single use needle tubing adapter, inside diameter .066 in. - .071 in (25/sp, 100/ca) | adapters-and-tubing-536.jpg
SKU: BBN412022 | B Braun Medical Non Vented Dispensing Pin With One Way Valve | One-Way Valve For Aspiration of Medication From Inverted Bags or Semi-Rigid Plastic Containers. | non-vented-dispensing-pin-with-one-way-valve-b26.jpg
SKU: BBN7204103 | B Braun Medical High Flux Dialyzer Polysulfone Membrane Gamma Sterilized HI PS 18 1.8m2 | Diacap Polysulfone dialyzers are the further innovative development of the proven polysulfone fiber with optimized membrane structure for high-quality and efficient dialysis treatment. High Flux and Low Flux dialyzers to meet the needs of a broad range of patients.Undulation of FibersInnovative Fiber Texturing Enhances PerformanceBar Code StickerA sticker label that can be peeled off from the filter housing and attached to the patient's medical record.Notched Outer WrapEasier to open | high-flux-dialyzer-polysulfone-membrane-gamma-sterilized-hi-ps-18-18m2-660.jpg
SKU: BBN7204104 | B Braun Medical High Flux Dialyzer Polysulfone Membrane Gamma Sterilized HI PS 20 2.0m2 | Diacap Polysulfone dialyzers are the further innovative development of the proven polysulfone fiber with optimized membrane structure for high-quality and efficient dialysis treatment. High Flux and Low Flux dialyzers to meet the needs of a broad range of patients.Undulation of FibersInnovative Fiber Texturing Enhances PerformanceBar Code StickerA sticker label that can be peeled off from the filter housing and attached to the patient's medical record.Notched Outer WrapEasier to open | high-flux-dialyzer-polysulfone-membrane-gamma-sterilized-hi-ps-20-20m2-def.jpg
SKU: BBN375196 | B Braun Medical Outlook Pump Sets with Ultrasite Needle-Free Injection Sites | 15 drops/mL Universal spike. slide clamp, pressure limited check valve, ULTRASITE injection sites 88 in., 68 in. and 6 in. above distal end, free-flow protector clip, roller clamp and SPIN-LOCK connector. Â Priming volume: 27 mL, Length: 134 in. (340 cm | outlook-pump-sets-with-ultrasite-needle-free-injection-sites-256.jpg
SKU: BBN375196 | B Braun Medical Outlook Pump Sets with Ultrasite Needle-Free Injection Sites | 15 drops/mL Universal spike. slide clamp, pressure limited check valve, ULTRASITE injection sites 88 in., 68 in. and 6 in. above distal end, free-flow protector clip, roller clamp and SPIN-LOCK connector. Â Priming volume: 27 mL, Length: 134 in. (340 cm | outlook-pump-sets-with-ultrasite-needle-free-injection-sites-256.jpg
SKU: BBN415004 | B Braun Medical Filter For Epidural Catheters | PinPad ergonomic securement system designed to reduce access errors and minimize epidural catheter connector related complications | filter-for-epidural-catheters-9d4.jpg
SKU: BBN333546 | B Braun Medical Stimuplex Dig Electrode Connecting Cable Four Pin Plug Use For STIM200 Only | STIMUPLEX Dig Electrode Connecting Cable, Four-Pin Plug Use For STIM200 Only | stimuplex-dig-electrode-connecting-cable-four-pin-plug-use-for-stim200-only-6ec.jpg
SKU: BBN2112431 | B Braun Medical High Flow Y Adaptor Set | Streamlines your TPN process or improved safety and efficiency. Uses barcode verification and barcoded patient prescription to help reduce medication errors. Also, the Windows browser-based TPN calculating software includes Trissel's Ca/P Check software and provides flexibility for single-, multiple-, and network-user access and internet capability. | high-flow-y-adaptor-set-f9d.jpg
SKU: BBNUS3120 | B Braun Medical Outlook Pump Blood Adminstration Set w/ ULTRASITE Needle-free Injection Site | (10 drops/mL) Y-type blood set, non-vented spikes, two roller clamps, drip chamber with 170 micron blood filter, free-flow protector clip, roller clamp, ULTRASITE injection site 6 in. above distal end and SPIN-LOCK connector. Priming volume: 46 mL, Length 130 in. (330 cm) | outlook-pump-blood-adminstration-set-w-ultrasite-needle-free-injection-site-a39.jpg
SKU: BBNB2000B | B Braun Medical Blue Cap Luer Cap Dual Function Male & Female End | Blue Cap Luer Cap Dual Function Male & Female End | blue-cap-luer-cap-dual-function-male-female-end-628.jpeg
SKU: BBN654499 | B Braun Medical Luer Slip Adapter | Luer Slip Adapter Provides a Secure Connection Between a Male Luer Slip Connector & the ULTRASITE Valve, DEHP & Latex Free (LF) | luer-slip-adapter-37f.jpg
SKU: BBN352393 | B Braun Medical Anesthesia IV Administration Set | This B Braun Medical Anesthesia IV Administration Set is deisgned with a universal spike, a backcheck valve, 2 ULTRASITE injection sites, 2 slide clamps, roller clamp, normally closed dual manifold and four-way stopcock. With a SPIN-LOCK male connector, the administartion set is DEHP-free and Latex-free with a priming Volume of 21 mL. | anesthesia-iv-administration-set-606.jpg
SKU: EXEL26786 | Exel Arterial Venous Fistula, 16G x 1", Eye, Clamp & Fixed Wing | Latex Free. Ultra-sharp for easier penetration. Easy Removal of Luer Cap. Ultra-thin wall needles allow maximum blood flow. Siliconized for smoother, more comfortable penetration. Color coded wings for easier identification. | arterial-venous-fistula-16g-x-1-eye-clamp-fixed-wing-45d.jpg
SKU: EXEL26791 | Exel Arterial Venous Fistula, 17G x 1", Eye, Clamp & Fixed Wing | Latex Free. Ultra-sharp for easier penetration. Easy Removal of Luer Cap. Ultra-thin wall needles allow maximum blood flow. Siliconized for smoother, more comfortable penetration. Color coded wings for easier identification. | arterial-venous-fistula-17g-x-1-eye-clamp-fixed-wing-b16.jpg
SKU: BBN7210397 | B Braun Medical Accessories: Dialyzer Connector Line | Connector line with injection port, male ends | accessories-dialyzer-connector-line-a9a.jpeg
SKU: BBN7210497 | B Braun Medical Adapter Fem LL Hansen Connector Blue | Hansen connector with female luer lock | adapter-fem-ll-hansen-connector-blue-378.jpg
SKU: BD385121 | BD J-Loop Connector, Flexible Tubing | BDâ„¢ J loop. Flexible extension tubing | j-loop-connector-flexible-tubing-dbb.jpg
SKU: CVN8881225208 | Covidien Monoject Blood Collection/Infusion Set Female Luer 12" Tubing | Monoject blood collection / infusion sets with female luer attached are used for routine venipunctures and infusion applications. | monoject-blood-collection-infusion-set-female-luer-12-tubing-4bf.jpg
SKU: CVN8881225390 | Covidien Monoject Blood Collection/Infusion Set Female Luer 3" Tubing | True one-handed activation of safety mechanism helps to Prevents accidental needlesticks.Easy-to-handle textured wings which helps to Identify bevel, ease of control.Soft, flexible tubing helps to Prevents coiling of tubing. Four needle gauges available for Accommodates all patient types.Latex free which helps to Eliminates potential allergic reaction.3 tubing lengths for help Shorter lengths allow for unnecessary loss of bloodDEHP-free fluid pathway helps to Infusion applications. | monoject-blood-collection-infusion-set-female-luer-3-tubing-f5c.jpg
SKU: CVN8881225208 | Covidien Monoject Blood Collection/Infusion Set Female Luer 12" Tubing | Monoject blood collection / infusion sets with female luer attached are used for routine venipunctures and infusion applications. | monoject-blood-collection-infusion-set-female-luer-12-tubing-4bf.jpg
SKU: CVN8881225208 | Covidien Monoject Blood Collection/Infusion Set Female Luer 12" Tubing | Monoject blood collection / infusion sets with female luer attached are used for routine venipunctures and infusion applications. | monoject-blood-collection-infusion-set-female-luer-12-tubing-4bf.jpg
SKU: BBN352437 | B Braun Medical Pump Set Universal Spike Free-Flow Protector Clip Roller Clamp 0.2 Micron Filter ULTRASITE Injection Sites 6" & 87" Above Distal End SPIN-LOCK Connector Latex Free DEHP-Free 111"L 15 drops/mL | (15 drops/mL) Universal spike, backcheck valve, ULTRASITE injection sites 87 in. and 6 in. above distal end, roller clamp, 0.2 micron filter, slide clamp, SPIN-LOCKconnector. Components do not contain DEHP orÂ rubber tree latex. Priming volume: 19 mL, Length: 104 in. (264 cm) | pump-set-universal-spike-free-flow-protector-clip-roller-clamp-02-micron-filter-ultrasite-injection-sites-6quot-amp-87quot-above-distal-end-spin-lock--e6d.jpg
SKU: AIIAC3110 | Amsino IV Admin Set, 10 Drops Per mL, 105", Two AMSafeÂ® Needleless Injection Sites, 50/cs | DEHP-free and latex free. Packaged in poly pouch. | iv-admin-set-10-drops-per-ml-105-two-amsafereg-needleless-injection-sites-50-cs-269.jpg
SKU: AIIAFS102 | Amsino IV Admin Set, 10 Drops Per mL, One FLOWSafeâ„¢ Flow Controller, 100", One AMSafeÂ® Needleless Injection Site, 50/cs | DEHP-free and latex free. Packaged in poly pouch. | iv-admin-set-10-drops-per-ml-one-flowsafetrade-flow-controller-100-one-amsafereg-needleless-injection-site-50-cs-bd8.jpg
SKU: AIIAFS106 | Amsino Standardbore Extension Set, FLOWSafeâ„¢ Flow Controller, AMSafeÂ® Needleless Injection Site, 20", 50/cs | DEHP-free and latex free. Packaged in poly pouch. | standardbore-extension-set-flowsafetrade-flow-controller-amsafereg-needleless-injection-site-20-50-cs-27f.jpg
SKU: AIIAFS107 | Amsino Standardbore Extension Set, FLOWSafeâ„¢ Flow Controller, 20", One Injection Site, 50/cs | DEHP-free and latex free. Packaged in poly pouch. | standardbore-extension-set-flowsafetrade-flow-controller-20-one-injection-site-50-cs-35b.jpg
SKU: BBNV5456 | B Braun Medical Extension Set Male Luer Locks | Extension Set Male Luer Locks | extension-set-male-luer-locks-318.jpg
SKU: BBNV2203 | B Braun Medical Plasma Transfer Administration Set | Non-vented spike, roller clamp, male luer slip connector. Priming volume: 16 mL Length: 27 in. (68.6 cm) Components are not made with DEHP or natural rubber latex. | plasma-transfer-administration-set-dad.jpg
SKU: BBNNF5140 | B Braun Medical Gravity Blood Administration Set with 1 SafeLine Injection Site | Gravity Blood Administration Set with 1 SafeLine Injection Site, 10 drops/mL, Priming Volume: 34 mL, Length: 84 in. (213 cm). | gravity-blood-administration-set-with-1-safeline-injection-site-8dd.jpg
SKU: EXEL27085 | Exel 20 Drop/ml Needle Free Injection Site For Filtered Iv Administration Sets | IV Admin Set, .2 Micron Filter, Y Injection Site, Vented/ Non-Vented, 84" Tube, Roller Clamp, Pinch Clamp, 20 Drops/mL, Latex/ DEHP Free, 50/cs. | 20-drop-ml-needle-free-injection-site-for-filtered-iv-administration-sets--e01.jpg
SKU: BBN352901 | B Braun Medical Administration Set 15 Drops mL Drip Rate 85 Inch | Small Bore Extension Set, Removable Needle-Free Access Port, Mini-Split Slide Clamp, Fixed Male Luer Lock Connector, DEHP & Latex Free (LF) | administration-set-15-drops-ml-drip-rate-85-inch-29d.jpg
SKU: BBNV5926 | B Braun Medical Admin/ Pediatric IV Set, Universal Spike, 15Î¼ Filter, On/ Off Clamp, Rate Flow Regulator, Injection Site 6" Above Distal End, SPIN-LOCK Connector, 14mL Priming Volume, 84"L, 60 Drops/mL, DEHP & Latex Free (LF), 50/cs | Â | admin-pediatric-iv-set-universal-spike-15mu-filter-on-off-clamp-rate-flow-regulator-injection-site-6-above-distal-end-spin-lock-connector-14ml-priming-359.jpg
SKU: BBN470043 | B Braun Medical IV Set with Universal Spike Pressure Limited Check Valve Pump | IV Set w/ Universal Spike | iv-set-with-universal-spike-pressure-limited-check-valve-pump-574.jpg
SKU: SMTHMX494 | Smiths Medical Connector Double Female Luer Lock Adapter Non-DEHP Formulation Latex-Free Lipid Resistant Non-PVC 0.2mL | Connector, Double Female Luer Lock Adapter, Non-DEHP Formulation, Latex-Free, Lipid Resistant, Non-PVC, 0.2mL, 100/cs | connector-double-female-luer-lock-adapter-non-dehp-formulation-latex-free-lipid-resistant-non-pvc-02ml-ce2.jpg
SKU: BBNUS3485 | B Braun Medical Gravity IV Admin Set Universal Spike Backcheck Valve ULTRASITE Valve Injection Sites 80" & 6" Above Distal End Roller Clamp Slide Clamp SPIN-LOCK Connector Latex Free 19.0mL Priming Volume 106"L 15 drops/mL | Gravity IV Admin Set, Universal Spike, Backcheck Valve, ULTRASITE Valve Injection Sites 80" & 6" Above Distal End, Roller Clamp, Slide Clamp, SPIN-LOCK Connector, Latex Free (LF), 19.0mL Priming Volume, 106"L, 15 drops/mL, 50/cs | gravity-iv-admin-set-universal-spike-backcheck-valve-ultrasite-valve-injection-sites-80-amp-6-above-distal-end-roller-clamp-slide-clamp-spin-lock-conn-eec.jpg
SKU: CF49000204 | CareFusion Bezel Assembly Kit | Bezel Assembly Kit, Includes: Bezel, O-Ring, Retaining Ring, Latch Roller, Compression Spring, Latch Yoke, Pin Yoke, Primary Finger, Secondary Finger, Occluder Fingers, Compression Springs, Camshaft Assembly, Mechanism Frame, Screws, Ball Bearings, Cluster Gear, Torque Finger, Torque Housing, Gear Box | bezel-assembly-kit-b51.jpg
SKU: CF2202E | CareFusion SmartSite Needle Free Access Pin 0.07 ml PV | SmartSite Needle-free Access Pin. | smartsite-needle-free-access-pin-007-ml-pv-a62.png
SKU: BBNV2511G | B Braun Medical Admin Set Y-Type 3 Roller Clamps Drip Chamber 170Âµ Blood Filter Injection Site 6" Above Distal End SPIN-LOCK Connector 34mL Priming Volume 98"L 10 Drops/mL Latex Free - Each | B BRAUN BLOOD ADMINISTRATION SETS | admin-set-y-type-3-roller-clamps-drip-chamber-170micro-blood-filter-injection-site-6-above-distal-end-spin-lock-connector-34ml-priming-volume-98l-10-d-ab0.jpg
SKU: BBNV2560-37G | B Braun Medical Admin Set Y-Type 3 Roller Clamps Drip Chamber 170Âµ Blood Filter Pump Chamber Injection Sites 6" & 41" Above Distal End SPIN-LOCK Connector 71mL Priming Volume 98"L 10 Drops/mL Latex Free - Each | B BRAUN BLOOD ADMINISTRATION SETS | admin-set-y-type-3-roller-clamps-drip-chamber-170micro-blood-filter-pump-chamber-injection-sites-6-amp-41-above-distal-end-spin-lock-connector-71ml-pr-5c7.jpg
SKU: BBNNF1150G | B Braun Medical Admin Set Universal Spike SAFELINE Injection Sites 6" & 40" Above Distal End Slide Clamp 19mL Priming Volume 91"L 15 Drops/mL Latex Free - Each | B BRAUN SAFELINEÂ® IV ADMINISTRATION/EXTENSION SETS | admin-set-universal-spike-safeline-injection-sites-6-amp-40-above-distal-end-slide-clamp-19ml-priming-volume-91l-15-drops-ml-latex-free-each-3e7.jpg
SKU: BBNNF3447G | B Braun Medical Admin Set Check Valve SAFELINE Injection Sites 6" 26" & 88" Above Distal End Slide Clamp 2-Piece Male Luer Lock 20mL Priming Volume 115"L 15 Drops/mL Latex Free - Each | B BRAUN SAFELINEÂ® IV ADMINISTRATION/EXTENSION SETS | admin-set-check-valve-safeline-injection-sites-6-26-amp-88-above-distal-end-slide-clamp-2-piece-male-luer-lock-20ml-priming-volume-115l-15-drops-ml-la-ca1.jpg
SKU: BBNNF1251G | B Braun Medical Admin Set Universal Spike Check Valve SAFELINE Injection Sites 6" 30" & 88" Above Distal End Slide Clamp SPIN-LOCK Connector 21 mL Priming Volume 115"L 15 Drops/mL DEHP & Latex Free - Each | B BRAUN SAFELINEÂ® IV ADMINISTRATION/EXTENSION SETS | admin-set-universal-spike-check-valve-safeline-injection-sites-6-30-amp-88-above-distal-end-slide-clamp-spin-lock-connector-21-ml-priming-volume-115l--f72.jpg
SKU: BBNNF5300G | B Braun Medical Extension Set Female Adapter Rate FlowÂ® Regulator SAFELINE Injection Site 6" Above Distal End SPIN-LOCK Connector 3mL Priming Volume 18"L DEHP & Latex Free - Each | B BRAUN SAFELINEÂ® IV ADMINISTRATION/EXTENSION SETS | extension-set-female-adapter-rate-flowreg-regulator-safeline-injection-site-6-above-distal-end-spin-lock-connector-3ml-priming-volume-18l-dehp-amp-lat-f9f.jpg
SKU: BBNNF1430G | B Braun Medical Secondary Set SPIN-LOCK Connector SAFELINE Clip Lock Cannula 10mL Priming Volume 50"L 15 Drops/mL DEHP & Latex Free - Each | B BRAUN SAFELINEÂ® IV ADMINISTRATION/EXTENSION SETS | secondary-set-spin-lock-connector-safeline-clip-lock-cannula-10ml-priming-volume-50l-15-drops-ml-dehp-amp-latex-free-each-3e3.jpg
SKU: BBN351559G | B Braun Medical Universal Spike Slide Clamp Backcheck Valve Low Profile SAFSITE Valve Injection Sites 88" & 12" Above Distal End Roller Clamp SPIN-LOCK Connector DEHP & Latex Free 19.4mL Priming Volume 106"L - Each | B BRAUN SAFELINEÂ® IV ADMINISTRATION/EXTENSION SETS | universal-spike-slide-clamp-backcheck-valve-low-profile-safsite-valve-injection-sites-88-amp-12-above-distal-end-roller-clamp-spin-lock-connector-dehp-e80.jpg
SKU: BBNNF9100G | B Braun Medical SAFELINE Valve Injection Site: Male Luer Lock Connector DEHP & Latex Free 0.25mL Priming Volume - Box | B BRAUN SAFELINEÂ® ACCESSORIES | safeline-valve-injection-site-male-luer-lock-connector-dehp-amp-latex-free-025ml-priming-volume-box-790.jpg
SKU: BBNNF9200G | B Braun Medical Clip Lockâ„¢ Cannula Locking Cannula with Female Luer DEHP & Latex Free - Each | B BRAUN SAFELINEÂ® ACCESSORIES | clip-locktrade-cannula-locking-cannula-with-female-luer-dehp-amp-latex-free-each-0a9.jpg
SKU: BBNNF9210G | B Braun Medical Blunt Cannula Female Luer DEHP & Latex Free - Box | B BRAUN SAFELINEÂ® ACCESSORIES | blunt-cannula-female-luer-dehp-amp-latex-free-box-e49.jpg
SKU: BBNV1500G | B Braun Medical Admin Set Two Universal Spikes Two Roller Clamps SPIN-LOCK Connector 25mL Priming Volume 86"L 15 Drops/mL DEHP Latex Free - Each | B BRAUN BASIC Y-TYPE ADMINISTRATION SET | admin-set-two-universal-spikes-two-roller-clamps-spin-lock-connector-25ml-priming-volume-86l-15-drops-ml-dehp-latex-free-each-11a.jpg
SKU: BBN352049G | B Braun Medical Gravity IV Admin Set Universal Spike Slide Clamp Backcheck Valve ULTRASITE Valve Injection Sites Roller Clamp SPIN-LOCK Connector DEHP-Free Latex Free 18.5mL Priming Volume 106"L 15 drops/mL - Each | B BRAUN ULTRASITEÂ® IV ADMINISTRATION/EXTENSION SETS | gravity-iv-admin-set-universal-spike-slide-clamp-backcheck-valve-ultrasite-valve-injection-sites-roller-clamp-spin-lock-connector-dehp-free-latex-free-2f2.jpg
SKU: BBN375100G | B Braun Medical Gravity IV Admin Set Universal Spike Backcheck Valve ULTRASITE Valve Injection Sites Roller Clamp Slide Clamp SPIN-LOCK Connection DEHP Free Latex Free 20.0 mL Priming Volume 112"L 15 Drops/mL - Each | B BRAUN ULTRASITEÂ® IV ADMINISTRATION/EXTENSION SETS | gravity-iv-admin-set-universal-spike-backcheck-valve-ultrasite-valve-injection-sites-roller-clamp-slide-clamp-spin-lock-connection-dehp-free-latex-fre-ed0.jpg
SKU: BBN352223G | B Braun Medical Gravity IV Admin Set Universal Spike Roller Clamp Slide Clamp ULTRASITE Valve Injection Site 6" Above Distal End SPIN-LOCK Connector Latex Free 19.8mL Priming Volume 88"L 15 drops/mL - Each | B BRAUN ULTRASITEÂ® IV ADMINISTRATION/EXTENSION SETS | gravity-iv-admin-set-universal-spike-roller-clamp-slide-clamp-ultrasite-valve-injection-site-6-above-distal-end-spin-lock-connector-latex-free-198ml-p-1e8.jpg
SKU: BBNUS3485G | B Braun Medical Gravity IV Admin Set Universal Spike Backcheck Valve ULTRASITE Valve Injection Sites 80" & 6" Above Distal End Roller Clamp Slide Clamp SPIN-LOCK Connector Latex Free 19.0mL Priming Volume 106"L 15 drops/mL - Each | B BRAUN ULTRASITEÂ® IV ADMINISTRATION/EXTENSION SETS | gravity-iv-admin-set-universal-spike-backcheck-valve-ultrasite-valve-injection-sites-80-amp-6-above-distal-end-roller-clamp-slide-clamp-spin-lock-conn-eec.jpg
SKU: BBNCSP602VSLG | B Braun Medical Gravity IV Admin Set Universal Spike Slide Clamp Backcheck Valve ULTRASITE Valve Injection Sites Roller Clamp SPIN-LOCK Connector DEHP-Free Latex Free 19mL Priming Volume 103"L 60 drops/mL - Each | B BRAUN ULTRASITEÂ® IV ADMINISTRATION/EXTENSION SETS | gravity-iv-admin-set-universal-spike-slide-clamp-backcheck-valve-ultrasite-valve-injection-sites-roller-clamp-spin-lock-connector-dehp-free-latex-free-b20.jpg
SKU: BBNUS1150G | B Braun Medical Emergency Medical Services Set Universal Spike Roller Clamp ULTRASITE Valve Injection Sites 8" & 3" Above Distal End SPIN-LOCK Connector DEHP-Free Latex Free 16mL Priming Volume 86"L 15 drops/mL - Each | B BRAUN ULTRASITEÂ® IV ADMINISTRATION/EXTENSION SETS | emergency-medical-services-set-universal-spike-roller-clamp-ultrasite-valve-injection-sites-8-amp-3-above-distal-end-spin-lock-connector-dehp-free-lat-367.jpg
SKU: BBNUS1160G | B Braun Medical Emergency Medical Services Set Universal Spike Roller Clamp SAFELINE Injection Site 8" ULTRASITE Injection Site 3" SPIN-LOCK Connector DEHP-Free Latex Free 15mL Priming Volume 86"L 15 drops/mL - Each | B BRAUN ULTRASITEÂ® IV ADMINISTRATION/EXTENSION SETS | emergency-medical-services-set-universal-spike-roller-clamp-safeline-injection-site-8-ultrasite-injection-site-3-spin-lock-connector-dehp-free-latex-f-97a.jpg
SKU: BBN352237G | B Braun Medical Emergency Medical Services Set Universal Spike Roller Clamp SAFELINE Injection Site 8" Above Distal End - Each | B BRAUN ULTRASITEÂ® IV ADMINISTRATION/EXTENSION SETS | emergency-medical-services-set-universal-spike-roller-clamp-safeline-injection-site-8-above-distal-end-each-8aa.jpg
SKU: BBN472038G | B Braun Medical Extension Set 2 Normally Closed Dual Manifold Valves In-Line Backcheck Valve & 4-Way Stopcock SPIN-LOCK Connector 8.0mL Priming Volume 42"L - Each | B BRAUN NEEDLE-FREE ANESTHESIA EXTENSION SETS & MANIFOLDS | extension-set-2-normally-closed-dual-manifold-valves-in-line-backcheck-valve-amp-4-way-stopcock-spin-lock-connector-80ml-priming-volume-42l-each-474.jpg
SKU: BBN474900G | B Braun Medical White Replacement Cap Female Luer Lock - Each | B BRAUN REPLACEMENT CAPS | white-replacement-cap-female-luer-lock-each-4d9.jpg
SKU: BBNR2000BG | B Braun Medical Red Capâ„¢ Luer Cap Dual Function Male & Female End - 100 per Box | B BRAUN REPLACEMENT CAPS | red-captrade-luer-cap-dual-function-male-amp-female-end-100-per-box-a1c.jpg
SKU: BBNB2000BG | B Braun Medical Blue Capâ„¢ Luer Cap Dual Function Male & Female End - 100 per Box | B BRAUN REPLACEMENT CAPS | blue-captrade-luer-cap-dual-function-male-amp-female-end-100-per-box-a1c.jpg
SKU: BBN412022G | B Braun Medical Non Vented Dispensing Pin with One Way Valve | For aspiration of medication from inverted bags or semi-rigid plastic containers. | non-vented-dispensing-pin-with-one-way-valve-39c.jpg
SKU: BBN412023G | B Braun Medical Non-Venting Dispensing Pin One-Way Valve & ULTRASITEÂ® Valve For Aspiration of Medication From Inverted Bags or Semi-Rigid Plastic Containers DEHP-Free Latex Free - Each | B BRAUN NEEDLE-FREE DISPENSING PINS | non-venting-dispensing-pin-one-way-valve-amp-ultrasitereg-valve-for-aspiration-of-medication-from-inverted-bags-or-semi-rigid-plastic-containers-dehp--d13.jpg
SKU: BBN454320G | B Braun Medical Extension Set 4-Way Two Female Luer Lock Ports 9" Extension Tubing SPIN-LOCKÂ® Connector Port Covers 1.4mL Priming Volume 14"L DEHP & Latex Free - Each | B BRAUN STOPCOCK EXTENSION SETS | extension-set-4-way-two-female-luer-lock-ports-9-extension-tubing-spin-lockreg-connector-port-covers-14ml-priming-volume-14l-dehp-amp-latex-free-each-91b.jpg
SKU: BBN351510G | B Braun Medical Admin Set Universal Spike Roller Clamp Y-Site Luer Lock Connection Detachable 4-Way Stopcock 40" extension Distal SPIN-LOCK Connector DEHP-Free Latex Free 19.0mL Priming Volume 114"L 15 drops/mL - Each | For use with bags or vented bottles. | admin-set-universal-spike-roller-clamp-y-site-luer-lock-connection-detachable-4-way-stopcock-40-extension-distal-spin-lock-connector-dehp-free-latex-f-27a.jpg
SKU: BBN415017G | B Braun Medical Double-Ended Transfer Needle Proximal 17G x 1 1/4" Needle Opposite 17G x 3/4" Needle DEHP & Latex Free - Each | Used for transfer of medication from rubber-stoppered vial to vacuumized IV container. | double-ended-transfer-needle-proximal-17g-x-1-1-4-needle-opposite-17g-x-3-4-needle-dehp-amp-latex-free-each-f65.jpg
SKU: BBN352337G | B Braun Medical Basic Set For Vista Pump With Ultrasite Needle-Free Injection Site, Each | The Basic Set For Vista Pump With Ultrasite Needle-Free Injection Site offers (15 drops/mL), Integrated Free-flow Protector1/slide. | basic-set-for-vista-pump-with-ultrasite-needle-free-injection-site-each-d22.jpg
SKU: BBNNF3140G | B Braun Medical Pump Set Universal Spike Backcheck Valve SAFELINE Injection Sites 108" 68" & 6" Above Distal End Free-Flow Protector Clip Roller Clamp SPIN-LOCK Connector Latex Free 27mL Priming Volume 134"L 15 drops/mL - Each | B BRAUN OUTLOOKÂ® SAFETY INFUSION SYSTEM PUMP SETS | pump-set-universal-spike-backcheck-valve-safeline-injection-sites-108-68-amp-6-above-distal-end-free-flow-protector-clip-roller-clamp-spin-lock-connec-51d.jpg
SKU: TMCP1XX*MN2000TG | Terumo Medical Multi-Sample Luer Adapter - 100 per Box | Sterile and disposable, adapters fit into standard infusion sets, transforming them into winged blood collection sets. This allows multiple draws into evacuated tubes. Accepts standard tube holders. | multi-sample-luer-adapter-100-per-box-855.jpg
SKU: AII108305G | Amsino IV Admin Set Pre-Attached Extension Set 10 Drops Per mL 89" Length 16 mL Priming Volume Non-Vented 1 Pre-Pierced Y Site 1 AMSafe Needle-Free Y Site with Pre-Attached Extension Set Roberts Clamp Rotating Male Luer Lock PE Poly Pouch - Each | DEHP-free and latex free. Packaged in poly pouch. | iv-admin-set-pre-attached-extension-set-10-drops-per-ml-89-length-16-ml-priming-volume-non-vented-1-pre-pierced-y-site-1-amsafe-needle-free-y-site-wit-779.jpg
SKU: AII108306G | Amsino IV Admin Set 10 Drops Per mL 83" Length 17mL Priming Volume Non-Vented Roller Clamp 1 Pre-Pierced Y Site 1 AMSafe Needle-Free Y Site Rotating Male Luer Lock PE Poly Pouch - Each | DEHP-free and latex free. Packaged in poly pouch. | iv-admin-set-10-drops-per-ml-83-length-17ml-priming-volume-non-vented-roller-clamp-1-pre-pierced-y-site-1-amsafe-needle-free-y-site-rotating-male-luer-07e.jpg
SKU: AII607201G | Amsino Pediatric Basic IV Set 60 Drops Per mL 72" Length 15 mL Priming Volume Non-Vented Roller Clamp 1 Y Site Rotating Male Luer Lock PE Poly Pouch - Each | DEHP-free and latex free. Packaged in poly pouch. | pediatric-basic-iv-set-60-drops-per-ml-72-length-15-ml-priming-volume-non-vented-roller-clamp-1-y-site-rotating-male-luer-lock-pe-poly-pouch-each-371.jpg
SKU: AIIAC3110G | Amsino IV Admin Set 10 Drops Per mL 105" Length 21 mL Priming Volume Non-Vented Roller Clamp 2 AMSafe Needle-Free Y Sites Rotating Male Luer Lock Tyvek Form Fill Seal Package - Each | DEHP-free and latex free. Packaged in poly pouch. | iv-admin-set-10-drops-per-ml-105-length-21-ml-priming-volume-non-vented-roller-clamp-2-amsafe-needle-free-y-sites-rotating-male-luer-lock-tyvek-form-f-4a4.jpg
SKU: AIIAS3101G | Amsino Adult Primary Piggyback IV Set 15 Drops Per mL 110" Length 21 mL Priming Volume Vented/Non-Vented Back Check Valve 1 Slide Clamp 2 AMSafeÂ® Needle-Free Y Sites Roller Clamp Rotating Male Luer Lock Poly Pouch - Each | DEHP-free and latex free. Packaged in poly pouch. | adult-primary-piggyback-iv-set-15-drops-per-ml-110-length-21-ml-priming-volume-vented-non-vented-back-check-valve-1-slide-clamp-2-amsafereg-needle-fre-446.jpg
SKU: AIID38301G | Amsino AMSafe-3Â® IV Set Adjust to 10 15 60 Drops Per mL 83" Length 24 mL Priming Volume AMSafe-3 IV Set Roller Clamp 1 Pre-Pierced Y Site 1 AMSafe Needle-Free Y Site Rotating Male Luer Lock PE Poly Pouch - Each | DEHP-free and latex free. Packaged in poly pouch. | amsafe-3reg-iv-set-adjust-to-10-15-60-drops-per-ml-83-length-24-ml-priming-volume-amsafe-3-iv-set-roller-clamp-1-pre-pierced-y-site-1-amsafe-needle-fr-ca9.jpg
SKU: BD385100G | BD Device Only Stand Alone - 50 per Box | Combines the convenience of Luer access with the benefits of a split septum design to provide closed access for IV therapy. The benefits of this unique split septum design include reliable performance, unrestricted flow and a totally visible fluid path. | device-only-stand-alone-50-per-box-f29.jpg
SKU: BD385151G | BD Acacia Extension Set BD Qsyteâ„¢ Luer Access Split-Septum 15cm Small Bore Extension Set Spin Nut - Box | Combines the convenience of Luer access with the benefits of a split septum design to provide closed access for IV therapy. The benefits of this unique split septum design include reliable performance, unrestricted flow and a totally visible fluid path. | acacia-extension-set-bd-qsytetrade-luer-access-split-septum-15cm-small-bore-extension-set-spin-nut-box-f29.jpg
SKU: BBN352419G | B Braun Medical Free Flow Protection Set for Vista basic with ULTRASITE | The Free Flow Protection Set for Vista basic with ULTRASITE offers 15 drops/mL, free flow protection. | free-flow-protection-set-for-vista-basic-with-ultrasite-003.jpg
SKU: BBNV9905G | B Braun Medical Free Flow Protection Set for Vista basic | The Free Flow Protection Set for Vista basic offers 5 drops/mL, free flow protection. | free-flow-protection-set-for-vista-basic-bb6.jpg
SKU: BBN415110G | B Braun Medical Valve For Aspiration Injection or Gravity flow of Fluid Upon Insertion of a Male Luer Fitting 300 psi Pressure Rated DEHP & Latex Free 0.35mL Priming Volume - Each | B BRAUN ULTRASITEÂ® VALVES | valve-for-aspiration-injection-or-gravity-flow-of-fluid-upon-insertion-of-a-male-luer-fitting-300-psi-pressure-rated-dehp-amp-latex-free-035ml-priming-186.jpg
SKU: BBNV1488G | B Braun Medical Mini-Drop Admin Set Check Valve Injection Sites 6" 28" & 90" Above Distal End Slide Clamp SPIN-LOCK Connector 20mL Priming Volume 115"L 60 Drops/mL Latex Free - Each | B BRAUN ADDITIVÂ® PRIMARY ADMINISTRATION SETS | mini-drop-admin-set-check-valve-injection-sites-6-28-amp-90-above-distal-end-slide-clamp-spin-lock-connector-20ml-priming-volume-115l-60-drops-ml-late-3a1.jpg
SKU: BBNV1921G | B Braun Medical Secondary Admin Set SPIN-LOCK Connector 9mL Priming Volume 40"L 15 Drops/mL DEHP & Latex Free - Each | B BRAUN SECONDARY ADMINISTRATION SETS FOR USE WITH ADDITIVÂ® SETS | secondary-admin-set-spin-lock-connector-9ml-priming-volume-40l-15-drops-ml-dehp-amp-latex-free-each-3c1.jpg
SKU: BBN471991G | B Braun Medical Small Bore Extension Set Proximal Luer Lock Connection Distal Luer Slip Connection Slide Clamp 0.2mL Priming Volume 6"L DEPH & Latex Free - Each | B BRAUN PERIPHERAL EXTENSION SETS | small-bore-extension-set-proximal-luer-lock-connection-distal-luer-slip-connection-slide-clamp-02ml-priming-volume-6l-deph-amp-latex-free-each-a23.jpg
SKU: BBNV5200G | B Braun Medical Admin/ Extension Set Female Luer Adaptor Rate Flow Regular Injection Site 6" Above Distal End SPIN-LOCK Connector 2.5mL Priming Volume 19"L DEHP & Latex Free - Each | B BRAUN RATE FLOWÂ® REGULATOR ADMINISTRATION SETS | admin-extension-set-female-luer-adaptor-rate-flow-regular-injection-site-6-above-distal-end-spin-lock-connector-25ml-priming-volume-19l-dehp-amp-latex-fa0.jpg
SKU: BBNV5922G | B Braun Medical Admin Adult IV Set Universal Adult Spike 15Âµ | Admin Adult IV Set Universal Adult Spike 15&micro. | admin-adult-iv-set-universal-adult-spike-15micro-812.jpg
SKU: SMTHSM5000 | Smiths Medical SmartSite Needle Free Valve with Male Luer Lock | The SmartSiteÂ® Needle-Free Valve is one of the most widely used needle-free systems in the world. The patented SmartSiteÂ® Valve is a swabable, capless, 2-way valve for injection/gravity/pump flow or aspiration of fluids. The SmartSiteÂ® Valve is a completely closed system. SmartSiteÂ® is a registered trademark of Carefusion, Alaris Products Pat. 5,676,346; Re 35,841. Other Patents issued and pending. Click on "Image" in table below for larger view of SmartSiteÂ® Needle-Free Valve. | smartsite-needle-free-valve-with-male-luer-lock-702.png
SKU: BBN456030G | B Braun Medical Extension Set 4-Way 2 Female Luer Lock Ports Extension Tubing SPIN-LOCKÂ® Adapter Port Covers 5.5 mL Priming Volume 33"L Latex Free - Each | B BRAUN STOPCOCK EXTENSION SETS | extension-set-4-way-2-female-luer-lock-ports-extension-tubing-spin-lockreg-adapter-port-covers-55-ml-priming-volume-33l-latex-free-each-0d0.jpg
SKU: BBN375153G | B Braun Medical Rate FlowÂ® Regulator Adminitration Sets | Rate Flow Regulator, two ULTRASITEÂ® Injection Sites 20 drops/mL, Priming Volume: 19 mL, Length: 94 in. (238.8 cm). | rate-flowreg-regulator-adminitration-sets-592.jpg
SKU: BBN34505458 | B Braun Medical Accessories: Vista Pump Power Cord | Designed to ensure simplicity during every phase of the infusion process - from programming & set installation to delivery of therapy. Straight-line tubing loads quickly into the pump. Simply enter the rate and volume and press Start. Helpful prompts walk the user through the programming process. Perfect for homecare and ambulatory settings. Pump based free-flow protection helps prevent accidental blouses when door is opened. Optional set-based free-flow protection helps prevent free-flow when set is removed from the pump. DEHP free sets protect patients. Needle-free sets protect both the patient and the clinician. Adjustable occlusion settings help protect patients from vein injuries. Handy bag hook saves space and provides ease of mobility with no need for an IV pole. Oversized display allows the user to see all information at a glance. Lightweight design and ergonomic handle makes transport easy under difficult conditions. | accessories-vista-pump-power-cord-f6c.jpg
SKU: BBN362911 | B Braun Medical Half Pump Infusion Set for the Infusomat and Perfusor Space Pump | The Infusomat Space 1/2 pump set is comprised of a roller clamp, CARESITE injection site and SPIN-LOCK connector, with a Priming volume of 14 mL, and a length of 84 inches. | half-pump-infusion-set-for-the-infusomat-and-perfusor-space-pump-920.png
SKU: BBNV6203G | B Braun Medical Extension Set PVC-Free Fluid Path 0.03" ID Male & Female Luer Locks Use For Higher Flow Rates & Vicous Fluids 0.6mL Priming Volume 36"L Latex Free - Each | B BRAUN PVC-FREE FLUID PATH MICROBORE EXTENSION SETS | extension-set-pvc-free-fluid-path-003-id-male-amp-female-luer-locks-use-for-higher-flow-rates-amp-vicous-fluids-06ml-priming-volume-36l-latex-free-eac-0d0.jpg
SKU: BBN412013G | B Braun Medical Standard Spike Dispensing Pin For Preparing & Dispensing Diluent or Additive From Multi-Dose Rubber-Stopper Vials Utilizes a Bacterial Retentive Air-Venting Filter DEHP & Latex Free - Each | B BRAUN NEEDLE-FREE DISPENSING PINS | standard-spike-dispensing-pin-for-preparing-amp-dispensing-diluent-or-additive-from-multi-dose-rubber-stopper-vials-utilizes-a-bacterial-retentive-air-525.jpg
SKU: HRTM38410000 | Hartmann USA Deluxe LF Double Length | Deluxe LF and 480 LF are latex-free orthopedic grade woven bandages. Cotton blend fabric provides superior strength and consistent elasticity, support and compression. Made of the finest quality yarns, these bandages resist deterioration from ointments and medications and can withstand numerous washings and sterilization. Deluxe LF and 480 LF offer latex-sensitive athletes and health professionals an alternative to latex rubber elastic bandages and are without the risk of allergic reactions to help prevent possible future latex sensitization. | deluxe-lf-double-length-f4d.jpg
SKU: SAMP927734 | Sammons Preston Rolyan Economy Finger Toe Bandage | The Economy Finger/Toe Bandage by Rolyan is designed to for multiple medical and personal purposes. This bandage is constructed of 40% cotton and 60% polymer yarn that creates a comfortable, soft wrap for fingers and toes. | rolyan-economy-finger-toe-bandage-a43.jpg
SKU: 3MM52 | 3M Health Care Comply Indicator Tape Dispenser | The 3M M52 tape dispenser has a weighted base and Tabber. It is capable of handling 3 rolls of 1/2" tape, up to 2 rolls of 1" tape, or one roll of 2" tape. | comply-indicator-tape-dispenser-58f.jpg
SKU: SPC41-301 | Spenco Medical 2nd Skin Adhesive Knit | Spenco 2nd Skin Adhesive Knit is a highly breathable durable non-woven fabric stretches and conforms to protect against rubbing and friction. | 2nd-skin-adhesive-knit-044.jpg
SKU: SPC47-260 | Spenco Medical 2nd Skin Dressing Kit | Spenco 2nd Skin Dressing Kit helps prevent and manage blisters with 39 square inches of Spenco 2nd Skin Moist Pad (non-sterile) to help protect against pressure, friction and blisters. Suitable for larger areas beyond hands and feet. They cool and soothe on contact and wonâ€™t stick to the skin. Adhesive Knit helps prevent blisters and holds Spenco 2nd Skin Moist Pads in place. (Latex free) | 2nd-skin-dressing-kit-c81.jpg
SKU: SPC47-019 | Spenco Medical 2nd Skin Moist Burn Pads Medium: 2" x 3" | Spenco 2nd Skin Moist Burn Pads are made from pure, sterile water to cool and soothe on contact. A moist comfortable barrier helps heal while protecting the burn, scrape or abrasion. May be trimmed to fit or layered for larger burns. Wonâ€™t stick to the wound. (Latex free) | 2nd-skin-moist-burn-pads-medium-2-x-3-f61.jpg
SKU: SPC47-027 | Spenco Medical Spenco 2nd Skin Moist Burn Pads | Spenco 2nd Skin Moist Burn Pads are made from pure, sterile water to cool and soothe on contact. A moist comfortable barrier helps heal while protecting the burn, scrape or abrasion. May be trimmed to fit or layered for larger burns. Wonâ€™t stick to the wound. (Latex free) | spenco-2nd-skin-moist-burn-pads--29f.jpg
SKU: SPC48-235 | Spenco Medical 2nd Skin AquaHeal Hydrogel Bandages | Hydrogel Bandages are made from pure, sterile water to cool and soothe on contact. Spenco AquaHeal lets you watch your wound's healing progress without removing the bandage and risking exposure to bacteria. Perfect for all types of minor burns, scrapes, cuts, bites and blisters. | 2nd-skin-aquaheal-hydrogel-bandages-74a.jpg
SKU: SPC48-236 | Spenco Medical 2nd Skin AquaHeal | SpencoÂ® 2nd SkinÂ® AquaHealÂ® Hydrogel Bandages are made from pure, sterile water to cool and soothe on contact. SpencoÂ® AquaHealÂ® lets you watch your wound's healing progress without removing the bandage and risking exposure to bacteria. Perfect for all types of minor burns, scrapes, cuts, bites and blisters.Target Consumer: General users seeking a first aid solution to a variety of injuries of the skin.Recommended For: Protection and management of minor cuts, scrapes, bites, blisters, and burns. | 2nd-skin-aquaheal-a18.jpg
SKU: PROP157502 | Pro Advantage Non Adhesive Foam Dressing | Great primary - excellent exudate absorption. | non-adhesive-foam-dressing-141.png
SKU: PROP156002 | Pro Advantage Latex-Free Elastic Bandages | ï»¿ï»¿ï»¿ï»¿ï»¿ï»¿ï»¿ï»¿ï»¿ï»¿ï»¿Knit with Self Closure | latex-free-elastic-bandages-d2d.jpg
SKU: PROP156002 | Pro Advantage Latex-Free Elastic Bandages | ï»¿ï»¿ï»¿ï»¿ï»¿ï»¿ï»¿ï»¿ï»¿ï»¿ï»¿Knit with Self Closure | latex-free-elastic-bandages-d2d.jpg
SKU: ASOCBD2022 | ASO Corporation Sheer Bandages Careband Qwik Strip | CAREBAND 7/8" Sheer Adhesive Spots | sheer-bandages-careband-qwik-strip-c52.jpg
SKU: ASOCBD2022 | ASO Corporation Sheer Bandages Careband Qwik Strip | CAREBAND 7/8" Sheer Adhesive Spots | sheer-bandages-careband-qwik-strip-c52.jpg
SKU: DYNR3616 | Dynarex Butterfly Wound Closure Sterile 1/2" x 2 3/4" | A sterile waterproof bandage ideal to protect and secure small wounds and incisions | butterfly-wound-closure-sterile-1-2-x-2-3-4-016.jpg
SKU: DJO79-98718 | DJO Global Flex Master Sterile Clip Closure Bandage | For post-surgical applications such as thoracic, knee, amputations, mastectomy, vascular, shoulder and burns. | flex-master-sterile-clip-closure-bandage-97e.jpg
SKU: DJO79-98583 | DJO Global Elastic Bandages with Clip Closure | Cotton/Elastic wrap stretches to a full 4.5 yards and secures with two clips. Washable and auto clavable. Ten 10 bandages per box. Latex free. | elastic-bandages-with-clip-closure-aad.jpg
SKU: DJO79-98583 | DJO Global Elastic Bandages with Clip Closure | Cotton/Elastic wrap stretches to a full 4.5 yards and secures with two clips. Washable and auto clavable. Ten 10 bandages per box. Latex free. | elastic-bandages-with-clip-closure-aad.jpg
SKU: DJO79-98583 | DJO Global Elastic Bandages with Clip Closure | Cotton/Elastic wrap stretches to a full 4.5 yards and secures with two clips. Washable and auto clavable. Ten 10 bandages per box. Latex free. | elastic-bandages-with-clip-closure-aad.jpg
SKU: HRTM39300000 | Hartmann USA Deluxe 480 LF | Latex-free reinforced elastic bandages for maximum compression and support. | deluxe-480-lf-57c.jpg
SKU: HRTM40195013 | Hartmann USA Pros Choice Cohesive | Athletic stretch tapes with superior tensile strength,support and flexibility. | pros-choice-cohesive-a58.jpg
SKU: HRTM59190000 | Hartmann USA EZe-Band Double Length Bandage, 6" x 11 yds | EZe-Band LF is a latex-free, orthopedic grade knitted bandage that wraps and secures easily. It provides patient comfort and is durable enough to be used again and again. EZe-Band LF's front closure anchors the bandage on the first wrap quickly and easily. Its end closure conveniently secures the bandage at any given point without pins, clips or tape. It offers latex-sensitive patients and health professionals an alternative to latex rubber elastic bandages to help prevent possible future latex sensitization. | eze-band-double-length-bandage-6-x-11-yds-9da.jpg
SKU: HRTM416814 | Hartmann USA Econolux Non-Sterile 8-ply | Sterile and non-sterile woven gauze sponges that provide high value and quality to any gauze application. | econolux-non-sterile-8-ply-a1b.jpg
SKU: HRTM46150000 | Hartmann USA Flex-Band | Latex-free, fabric adhesive bandage for comfort, protection and value. | flex-band-90a.jpg
SKU: HRTM46150000 | Hartmann USA Flex-Band | Latex-free, fabric adhesive bandage for comfort, protection and value. | flex-band-90a.jpg
SKU: HRTM47300000 | Hartmann USA Econo-Paste | Latex-free zinc-oxide paste bandages that stretch and conform easily. | econo-paste-d34.jpg
SKU: HRTM48810000 | Hartmann USA Sorbalux Drain and I.V. Non Woven Sponges Sterile 2S | Fast wicking and absorbent sterile and non-sterile non-woven sponges for general wound care. | sorbalux-drain-and-iv-non-woven-sponges-sterile-2s-2e9.jpg
SKU: HRTM48830000 | Hartmann USA Sorbalux All-Purpose Non-Woven Sponges Non-Sterile | Fast wicking and absorbent sterile and non-sterile non-woven sponges for general wound care. | sorbalux-all-purpose-non-woven-sponges-non-sterile-6f6.jpg
SKU: CMJJ9122 | BSN Medical Orthoplast II Splint Material Perforated 24X 36 X 1/8 | Feature Orthoplast II Perforated 24 x 36 1/8 Thick Features drapability which molds to the body contours without wrinkling Primarily designed for upper extremities and is ideal for hand splints Self-adhering when heated Wax coated surface Finished splints can be riveted strapped bonded hinged or butt-bonded Setting time of 3 to 4 minutes | orthoplast-ii-splint-material-perforated-24x-36-x-1-8-f10.jpg
SKU: SAMPA1862 | Rolyan Post-Surgical Arm Support | Elevates the upper extremity to help reduce edema and pain following hand surgery or traumatic injury. Open areas on the sides allow observation of the extremity for correct arm position, vascular changes or drainage, and provide ventilation for increased comfort. | post-surgical-arm-support--da4.jpg
SKU: DMSGLLF2506 | Derma Sciences Surgilast Latex Free Tubular Elastic Dressing Retainer Large Head Shoulder Thigh Size 6 | A tubular elastic stretch net designed to serve as a secondary dressing, applying gentle pressure to keep bandages or other medical devices securely in place without adhesive tape. | surgilast-latex-free-tubular-elastic-dressing-retainer-large-head-shoulder-thigh-size-6-c79.jpg
SKU: DKL2104 | Dukal Clinisorb Non Woven Sponges Non Sterile 4" x 4" 4 ply | Clinisorb Non-Woven Sponges. | clinisorb-non-woven-sponges-non-sterile-4-x-4-4-ply--4ce.jpg
SKU: RLIMZG726NB | ReliaMed Tubular Elastic Net Dressing Size D 3.1" flat measurement 10 yds. | Constructed from high-quality nylon and rubber mix, knitted in a seamless band. secures bandages in place without adhesive while applying gentle pressure. features strong elasticity. can be cut for a customized size without unraveling. smooth surface increases patient comfort. | tubular-elastic-net-dressing-size-d-31-flat-measurement-10-yds-832.jpg
SKU: 3PTP1111-5 | 3 Point Products Gel Tubes for Fingers and Toes | Shaped to fit fingers or toes, Gel Tubes provide protection and comfort for corns, hammertoes, finger lacerations, ulcerations, enlarged joints and more. | gel-tubes-for-fingers-and-toes-419.jpg
SKU: PERSFCP-01 | PerSys Medical 4â€³ Emergency Bandage Green The Israeli Bandage | This 4" wide, all-in-one bandage consolidates multiple first-aid devices such as a primary dressing, pressure applicator, secondary dressing, and a foolproof closure bar to secure the bandage in place. Green, 4" wide hemorrhage control bandage, features pressure applicator, closure bar for max pressure. | 4-emergency-bandage-green-the-israeli-bandage-3b2.png
SKU: DMS31622 | Derma Sciences Medihoney Products HCS Non Adhesive 2.4" x 2.4" | The most studied and proven medical grade honey1,2,3 offering versatility and effectiveness when managing challenging wounds.Controlled against a rigorous set of systems and standards, and demonstrates product consistency from batch-to-batch.Sterilized by gamma irradiation, destroying any bacterial spores without loss of product effectiveness7,8.Comes from a traceable source and is free of pesticides and antibiotics. | medihoney-products-hcs-non-adhesive-24-x-24-b56.jpg
SKU: PROP150131 | Pro Advantage Decorated Adhesive Bandages Asst. Crayon 3/4â€ x 3â€ | Absorbent breathable island pad cushions and protects wound. Long-lasting adhesive stays secure even when wet. Latex-Free. Sterile. | decorated-adhesive-bandages-asst-crayon-3-4-x-3-82d.png
SKU: DMS31722 | Derma Sciences MEDIHONEY with Active Leptospermum Honey Adhesive 2â€ x 2â€ | The most studied and proven medical grade honey1,2,3 offering versatility and effectiveness when managing challenging wounds.Controlled against a rigorous set of systems and standards, and demonstrates product consistency from batch-to-batch.Sterilized by gamma irradiation, destroying any bacterial spores without loss of product effectiveness7,8.Comes from a traceable source and is free of pesticides and antibiotics.3.5â€ x 3.5â€ width adhesive border. | medihoney-with-active-leptospermum-honey-adhesive-2-x-2-584.jpg
SKU: DMS31744 | Derma Sciences MEDIHONEY with Active Leptospermum Honey Adhesive 4.5â€ x 4.5â€ | The most studied and proven medical grade honey1,2,3 offering versatility and effectiveness when managing challenging wounds.Controlled against a rigorous set of systems and standards, and demonstrates product consistency from batch-to-batch.Sterilized by gamma irradiation, destroying any bacterial spores without loss of product effectiveness7,8.Comes from a traceable source and is free of pesticides and antibiotics.6â€ x 6â€ width adhesive border | medihoney-with-active-leptospermum-honey-adhesive-45-x-45-030.jpg
SKU: CVN21480 | Covidien Kendall Adhesive Remover | Webcol Adhesive Remover Wipes quickly and effectively remove barrier films, wafer barriers, and adhesive or tape residues while at the same time help to soften and soothe the skin through a unique adhesive remover formulation containing aloe extracts. | kendall-adhesive-remover-2aa.jpg
SKU: CVN441400 | Covidien Demacea Non-woven Sponges 4 Ply | Dermacea non-woven sponges are a cost effective, highly absorbent dressing ideal for applying ointments, prepping, wiping needles, cleaning slides and more. | demacea-non-woven-sponges-4-ply-aa1.jpg
SKU: CVN8886834000 | Covidien Dermacea Dressing in Strippable Envelope | Dermacea Non-Adherent Surgical Dressing. For burns, incisions, granulating areas, skin grafts and lacerations. Sterile. For detailed HCPCS information, please refer to the product table on the left hand column of this page. | dermacea-dressing-in-strippable-envelope-2bf.jpg
SKU: CVN8886834100 | Covidien Dermacea Non Adherent Surgical Dressing 3" x 8" | Rayon and polyester material developed to offer a lower cost alternative to the premium Telfaâ„¢ pad. | dermacea-non-adherent-surgical-dressing-3-x-8-cb2.jpg
SKU: CVN8886834000 | Covidien Dermacea Dressing in Strippable Envelope | Dermacea Non-Adherent Surgical Dressing. For burns, incisions, granulating areas, skin grafts and lacerations. Sterile. For detailed HCPCS information, please refer to the product table on the left hand column of this page. | dermacea-dressing-in-strippable-envelope-2bf.jpg
SKU: CVN8887600149 | Covidien Dover Catheter Strap Foam with Securing Adhesive | Foley catheter accessories needed for securement and overall care of the Foley catheter. | dover-catheter-strap-foam-with-securing-adhesive-339.jpg
SKU: HRTM43400000 | Hartmann USA FourPress Latex Free Compression Bandaging System | Layer One Padding Bandage is a comfortable non-woven layer that absorbswound exudate and protects bony prominences, LayerTwo Crepe Bandage anchors and smoothes padding layer while absorbing exudate, LayerThree Compression Bandage provides about one-half of the systemâ€™scompression and conformsto bodycontours, Layer Four Cohesive Bandage adheresto itself and secures all layersin the bandaging systemwithout tape. | fourpress-latex-free-compression-bandaging-system--775.png
SKU: CVN1824 | Covidien Curity Mesh Gauze Bandage Roll | Curity Mesh Gauze Bandage Rolls are 100% mesh, single ply; ready cut and individually wrapped gauze rolls with a slit paper covering. | curity-mesh-gauze-bandage-roll-589.jpg
SKU: MKS55382000 | McKesson Tubular Bandage TubigripÂ® Size F, Large Knees, Medium Thighs Size F, Large Knees, Medium Thighs | Tubigrip provides lasting, effective support with complete freedom of movement for the patient. Once the bandage has been applied, covered elastic threads within the fabric move to adjust to the contours of the body and distribute pressure evenly over the surface | tubular-bandage-tubigripreg-size-f-large-knees-medium-thighs-size-f-large-knees-medium-thighs-dc0.jpg
SKU: MKS20112000 | Systagenix Non Adherent Dressing Adaptic 3 X 3 Inch | Non Adherent Dressing Adaptic 3 X 3 Inch. | non-adherent-dressing-adaptic-3-x-3-inch-238.jpg
SKU: MKS22352000 | McKesson I.V. / Drain Split Dressing Medi-Pak Performance Plus Rayon 2" X 2" Inch Square Sterile | I.V. / Drain Split Dressing Medi-Pak Performance Plus Rayon 2 X 2 Inch Square Sterile. | iv-drain-split-dressing-medi-pak-performance-plus-rayon-2-x-2-inch-square-sterile-fd8.png
SKU: MKS44252000 | McKesson Medi Pa Performance Plus I.V. Drain Split Dressing 4 X 4 Inch Square | Medi-Pak Performance Plus Drain-Split Sponges | medi-pa-performance-plus-iv-drain-split-dressing-4-x-4-inch-square-842.png
SKU: MKS62102200 | McKesson Surgical Tape Medi-Pak Performance Plus Silk Cloth 2 Inch X 10 Yards NonSterile | Surgical Tape Medi-Pak Performance Plus Silk Cloth. | surgical-tape-medi-pak-performance-plus-silk-cloth-2-inch-x-10-yards-nonsterile--c8f.jpg
SKU: ASOCBD6406 | ASO Corporation Decorated Bandages Blister Care | Hydrocolloid strips blister care bandages help cuts, scrapes and burns heal naturally by retaining the skin's natural moisture level and providing protection against water, dirt and germs. | decorated-bandages-blister-care-fd2.jpg
SKU: GF1565C-3 | Grafco Medicopaste Bandage 3" x 10 yds. With Calamine | Zinc impregnated premium gauze bandage. Aids in healing of venous stasis ulcers, reduces and controls edema, and improves blood flow by providing support for subcutaneous tissues. Also acts as a "flexible cast" in the treatment of sprains, strains, and dislocations. Works as a protective covering for skin grafts of the lower extremities. Manufactured at our Graham-Field facility since 1947. The brand medical professionals rely on for superior performance and quality. | medicopaste-bandage-3-x-10-yds-with-calamine-760.jpg
SKU: HRTM39400000 | Hartmann USA Deluxe 480 LF 4" x 5.5 yds. | Orthopedic grade woven bandage made of the finest quality yarn. | deluxe-480-lf-4-x-55-yds-ace.jpg
SKU: HRTM43420000 | Hartmann USA Three Press Three Layer Compression Bandaging System | Multi-layer compression bandaging system for superior quality and accuracy. | three-press-three-layer-compression-bandaging-system-675.jpg
SKU: SAMP960414 | Normlgel Normgel 1589 Wound Gel | Maintains a moist healing environment, as it supports autolytic debridement and protects newly-formed tissue. May be used in granulating and open wounds with light to moderate exudates, including pressure ulcers, diabetic ulcers, first- and second-degree burns, lower extremity ulcers, open surgical wounds, and wounds covered with a dry fibrin.Quantity10/BX | normgel-1589-wound-gel-3fa.jpeg
SKU: SAMP559775 | Sammons Preston Idealbinde Short Stretch Bandage | Idealbinde is a wide-width short stretch bandage that can be washed and reused daily. Ideal for use in hospitals, doctorsâ€™ offices, or at home to provide strong compression. It can also be used as the compression layer in multi-layer lymphedema bandaging to help reduce swelling.Great for powerful compression of the thigh, hip, trunk and abdomen when managing lymphedema. Also offers compression of the extremities in phlebology. The supportive wrap can be applied for relief in cases of contusions and for sport supports. IT can also be used to fixate foam padding in place.100% cotton bandage is breathable and skin friendly. It is 5.5 yards (5m) long at stretched length. The air-permeable fabric increases patient comfort and compliance. Helpful for securing padding on swollen areas to apply high compression and reduce swelling. Idealbinde Short Stretch Bandages are also sometime called â€œwide bandagesâ€ or â€œwhite bandagesâ€. | idealbinde-short-stretch-bandage-65c.jpg
SKU: HRTM49750000 | Hartmann USA Collagen Dressing 2" x 2" Sterile Latex Free | Hartmann USA Collagen Dressing, 2" x 2", Sterile, Latex Free (LF). | collagen-dressing-2-x-2-sterile-latex-free--516.jpg
SKU: TIDI942022 | TIDI Products Non Sterile Nonwoven Sponge, 2" x 2" | Nonwoven sponges are highly absorbent and low-linting option for prepping and packing. Also convenient for wiping down instruments and workspace. | non-sterile-nonwoven-sponge-2-x-2-a2a.jpg
SKU: HRTM64770000 | Hartmann USA Stretch Tape 1" x 5 yds | The first choice of athletic trainers, physicians and therapists who need a durable elastic, hand-tear tape for multiple applications. | stretch-tape-1-x-5-yds-6b8.jpg
SKU: SAMP68188 | Sammons Preston Webcol Alcohol Preps Sterile | Nonwoven sponges designed for moderate skin and wound cleansing. | webcol-alcohol-preps-sterile-e88.jpg
SKU: ASOCBD1321 | ASO Corporation Reinforced Waterproof Bandage Tan 1" x 3" Latex Free | Island pad seals out moisutre allowing wound to heal in moist environments. | reinforced-waterproof-bandage-tan-1-x-3-latex-free--ad8.jpg
SKU: DMSGL715 | Derma Sciences Surgilast Tubular Elastic Dressing Retainer Size 14 XX Obese cir stretch to 90" | A tubular elastic stretch net designed to serve as a secondary dressing, applying gentle pressure to keep bandages or other medical devices securely in place without adhesive tape. | surgilast-tubular-elastic-dressing-retainer-size-14-xx-obese-cir-stretch-to-90-5d5.jpg
SKU: DYNR1505 | Dynarex Adhesive Tape Remover Pads | Dynarex Adhesive Tape Remover Pads aid in the removal of adhesive tapes leaving skin free of tape residue. Non-irritating, the remover reduces patient discomfort. | adhesive-tape-remover-pads-c66.jpg
SKU: JON005175 | Johnson & Johnson Elastic Tape 3" x 2" | Helps maintain constant controlled pressure on large draining wounds. | elastic-tape-3-x-2-4de.jpg
SKU: KINSGKT15034FP | Kinesio Gold FP Tape 3" x 5 | Manufacturing technology has caught up with Dr. Kase's original concept. Kinesio Tex Gold FP offers the most credible advancement yet in human touch stimulation. For years, Dr. Kase and his team of engineers have worked to preserve the Kinesio Tape formula while providing further enhancements in the technology and application of Kinesio taping. Kinesio Tex Gold FP offers all the same properties as Classic Kinesio Tex Tape, along with major ehancements in stimulation, grip, comfort, fabric quality and engineering as well as medical adhesive and process. From the original and now world famous pattern design, Kinesio has developed a NEW enhanced and Patented FingerPrint technology: Kinesio Tex Gold FP. | gold-fp-tape-3-x-5-784.jpg
SKU: CRAM201033 | Cramer Sports Medicine Tape Remover 16 oz Bottle | Cramer Tape Remover deactivates tape residue and adherent remaining after removing a tape job. Deactivating tape residue is preferable to dissolving residue. Don't let your athletes walk around feeling uncomfortable. | tape-remover-16-oz-bottle--cfd.jpg
SKU: FAOI1-925 | First Aid Only Bandages Heavy Woven Fingertip | Our fabric allows stretch while adhesive holds the bandage firmly in place. | bandages-heavy-woven-fingertip-734.jpg
SKU: PROP157206 | Pro Advantage Bordered Island Gauze Dressing 6" x 6" 4" x 4" Pad | An absorbent island dressing constructed with a heavy-duty absorbent pad and conformable, non-woven fabric adhesive backing. | bordered-island-gauze-dressing-6-x-6-4-x-4-pad-f37.jpg
SKU: HRTM29100000G | Hartmann USA Bandage Self Adherent 1" x 5 yds | A unique blend of cotton and polymer fibers that adheres securely to itself - not skin, hair or clothing. Its special construction also makes it porous so it's cool and comfortable to wear no matter how long it's worn. | bandage-self-adherent-1-x-5-yds-9fe.jpg
SKU: DKL123G | Dukal Non Adherent Pad 2" x 3" | Designed to protect to wound site while promoting the healing process. | non-adherent-pad-2-x-3-2cc.jpg
SKU: TIDI912022G | TIDI Products Venture Non Woven 4 Ply Closed Weave Sponge 2" x 2" Non Sterile | Nonwoven sponges are highly absorbent and low-linting option for prepping and packing. Also convenient for wiping down instruments and workspace. | venture-non-woven-4-ply-closed-weave-sponge-2-x-2-non-sterile-1ac.jpg
SKU: TIDI912044G | TIDI Products Venture Non Woven 4 Ply Closed Weave Sponge 4" x 4" Non Sterile | Nonwoven sponges are highly absorbent and low-linting option for prepping and packing. | venture-non-woven-4-ply-closed-weave-sponge-4-x-4-non-sterile-ab7.jpg
SKU: DKL1320G | Dukal Section Sponge Vaginal Packing 4" x 36" Sterile 1s 8-Ply Prewashed X-Ray Detectable 2 x1 Mesh - Each | 100% cotton woven gauze that are designed to be of the highest quality for use in the OR. | section-sponge-vaginal-packing-4-x-36-sterile-1s-8-ply-prewashed-x-ray-detectable-2-x1-mesh-each-564.jpg
SKU: KCC88241G | Halyard Laparotomy Pack IV Sterile Pack | For the full range of general procedures, we've got you covered. From laparotomy and endoscopic drapes and packs to breast and thyroid drapes, Halyard Health has adaptable systems that offer maximum flexibility for surgical procedures. | laparotomy-pack-iv-sterile-pack-912.jpg
SKU: CVN6242PG | Covidien Drain Sponge 4" x 4" Sterile 2s 6 Ply | Lower cost alternative to premium EXCILON Drain and I.V. Sponges. | drain-sponge-4-x-4-sterile-2s-6-ply-f33.jpg
SKU: CVN7631G | Covidien Packing Strip Plain 1/4 x 5 yds - Each | All natural 100% cotton. Fine mesh gauze ideal for wet-to-dry packing. Available in plain or iodoform varieties. Guaranteed sterility. | packing-strip-plain-1-4-x-5-yds-each-614.jpg
SKU: CVN7831G | Covidien Packing Strip Iodoform 1/4 x 5 yds | Kendall CURITY Iodoform Packing Strips #7831 are impregnated with an iodoform solution and made of natural 100% cotton. | packing-strip-iodoform-1-4-x-5-yds-f5b.jpg
SKU: CVN3267CG | Covidien Waterproof Tape 2" Contains Latex 6 per Box | Recognized leader in the field. | waterproof-tape-2-contains-latex-6-per-box-56b.jpg
SKU: DMS59145G | Derma Sciences Iodoform Packing Strip 1/4" x 5 yds - Bottle | Can be used dry to absorb drainage in exudating wounds or soaked with a medication of choice. Pre-cut sizes suit different wound types. Saves time and money. A secondary dressing is needed to hold the strips in place and to protect the wound from outside contaminants. 5 yards per bottle and available in multiple widths. The bottle has special strip delivery system that ensures packing material is kept clean, tangle free, with the end always easy to locate at the top of the bottle. Latex free. | iodoform-packing-strip-1-4-x-5-yds-bottle-e52.jpg
SKU: DMS59345G | Derma Sciences Iodoform Packing Strip 1" x 5 yds - Each | Can be used dry to absorb drainage in exudating wounds or soaked with a medication of choice. Pre-cut sizes suit different wound types. Saves time and money. A secondary dressing is needed to hold the strips in place and to protect the wound from outside contaminants. 5 yards per bottle and available in multiple widths. The bottle has special strip delivery system that ensures packing material is kept clean, tangle free, with the end always easy to locate at the top of the bottle. Latex free. | iodoform-packing-strip-1-x-5-yds-each-e52.jpg
SKU: DMS59245G | Derma Sciences Iodoform Packing Strip 1/2" x 5 yds - Bottle | Can be used dry to absorb drainage in exudating wounds or soaked with a medication of choice. Pre-cut sizes suit different wound types. Saves time and money. A secondary dressing is needed to hold the strips in place and to protect the wound from outside contaminants. 5 yards per bottle and available in multiple widths. The bottle has special strip delivery system that ensures packing material is kept clean, tangle free, with the end always easy to locate at the top of the bottle. Latex free. | iodoform-packing-strip-1-2-x-5-yds-bottle-e52.jpg
SKU: DMS59445G | Derma Sciences Iodoform Packing Strip 2" x 5 yds - Each | Can be used dry to absorb drainage in exudating wounds or soaked with a medication of choice. Pre-cut sizes suit different wound types. Saves time and money. A secondary dressing is needed to hold the strips in place and to protect the wound from outside contaminants. 5 yards per bottle and available in multiple widths. The bottle has special strip delivery system that ensures packing material is kept clean, tangle free, with the end always easy to locate at the top of the bottle. Latex free. | iodoform-packing-strip-2-x-5-yds-each-e52.jpg
SKU: DKLCR4341 | Dukal Advazorb Fixation Tracheostomy Dressing 4.5" x 4" | Advazorb Fixation is a hydrophilic foam dressing with a soft silicone contact layer and surrounding adhesive. It is a low profile, non-bulky, skin friendly foam dressing. The silicone adhesive combines security with pain-free dressing changes. The waterproof backing enables the patient to shower without the need to replace or cover the dressing. The central location button prevents unwanted escape of air when gentle pressure is applied during talking, laughing, coughing and sneezing. | advazorb-fixation-tracheostomy-dressing-45-x-4-702.jpg
SKU: SPC49-106 | Spenco Medical 2nd Skin Blister Kit | SpencoÂ® 2nd SkinÂ® Blister Kit helps prevent and manage blisters. SpencoÂ® 2nd SkinÂ® Moist Pads (non-sterile) help protect against pressure, friction and blisters. Adhesive Knit helps prevent blisters and holds SpencoÂ® 2nd SkinÂ® Moist Pads in place. Pressure Pads protect â€œhot spotsâ€ on the skin, especially the joints of the feet, hands, knees and elbows. (Latex free)SpencoÂ® 2nd SkinÂ® Blister Kit contains:6 â€“ 1â€ squares 2nd SkinÂ® Moist Pads6 â€“ 3â€ x 1-1?2â€ Adhesive Knit strips1 â€“ 3â€ x 5â€ Adhesive Knit sheet1 â€“ 3â€ x 5â€ sheet of Pressure Pad ovals | 2nd-skin-blister-kit-a0a.jpg
SKU: SPC47-120 | Spenco Medical 2nd Skin Moist Burn Sterile Pads 3" x 4" | SpencoÂ® 2nd SkinÂ® Moist Burn Pads are made from pure, sterile water to cool and soothe on contact. A moist comfortable barrier helps heal while protecting the burn, scrape or abrasion. May be trimmed to fit or layered for larger burns. Wonâ€™t stick to the wound. (Latex free)Target Consumer: General users with compromised skin due to 1st or 2nd degree burns.Recommended For: Treatment of 1st or 2nd degree burns, cuts, scrapes, and bites.Components: High-water content sterile hydrogel â€“ made with 95%Â pure water | 2nd-skin-moist-burn-sterile-pads-3-x-4-8db.jpeg
SKU: SPC47-424 | Spenco Medical 2nd Skin Blister Pads | SpencoÂ® 2nd SkinÂ® Blister Pads promote a scab free, naturally healed blister. A thin, sterile hydrocolloid pad and adhesive film stays in place up to 5 days. (Latex free)Target Consumer: General users with compromised skin due to bruises and blisters as well as healthy skin for the prevention of blisters, chafing, and rubbing.Recommended For: Prevention and treatment of blisters, bruises, and minor cuts. | 2nd-skin-blister-pads--8e4.jpg
SKU: SPC47-548 | Spenco Medical 2nd Skin Scar Gel 15g | Spenco 2nd Skin Scar Gel is a medical grade silicone gel that helps fade and flatten hypertrophic and keloid scars. Scar Gel is flexible, colorless, non-stick and won't leave residue on your skin. Scar Gel's thin, smooth coating can also be used anywhere on the body. (Latex free) | 2nd-skin-scar-gel-15g-9d3.jpg
SKU: TIDI969120 | TIDI Products Cotton Roll Small 5/16" x 1.5" Non Sterile | TIDI non-linting cotton rolls are machine-rolled into soft | cotton-roll-small-5-16-x-15-non-sterile--772.jpg
SKU: CERPACC-582 | Core Products Core Wraps 2.5â€ x 48â€ | Excellent for positioning traditional hot and cold packs, electrodes, and other items. | core-wraps-25-x-48-43a.jpg
SKU: CERPACC-585 | Core Products Core Wraps 4â€ x 48â€ | Excellent for positioning hot and cold packs, electrodes and other items. Plush neoprene wrap helps retain heat or cold and provides mild compression. Also useful as a compression bandage. Adjustable hook and loop closure holds wrap firmly in place. | core-wraps-4-x-48--a0d.jpg
SKU: CVN441412 | Covidien Demacea Non-woven Sponges | Dermaceaâ„¢ non-woven sponges are a cost effective, highly absorbent dressing ideal for applying ointments, prepping, wiping needles, cleaning slides and more. | demacea-non-woven-sponges-e05.jpg
SKU: CRAM136150 | Cramer Sports Medicine Moleskin 3" x 25 Yards Beige | Non-stretch adhesive felt makes joint taping stronger. | moleskin-3-x-25-yards-beige-26d.png
SKU: SPC10-637 | Spenco Medical 2nd Skin 1â€ x 1â€ Squares | Target Consumer: | 2nd-skin-1-x-1-squares-0fc.jpg
SKU: SAMP55000120 | Sammons Preston Skintegrity Hydrogel 4 oz. | Glycerin formulation, with added aloe, balances viscosity and hydration. Greaseless formulation irrigates easily from the wound bed. Used for Stage II-IV pressure ulcers, partial and full thickness wounds, leg ulcers, surgical wounds, lacerations and abrasions, first- and second-degree burns. Latex free. | skintegrity-hydrogel-4-oz-24b.jpg
SKU: SAMP29011M | Sammons Preston TELFA Ouchless Adhesive Dressing | Made of highly absorbent cotton fabric bonded on both sides with perforated non-adherent film. Won t disrupt healing tissue by sticking to wound. Adhesive strips keep dressing intact. Perforated carton for easy dispensing. *Caution: This product contains natural rubber latex which may cause allergic reactions.Dressing Dimensions 2" x 3" Quantity 100/BX | telfa-ouchless-adhesive-dressing-b16.jpg
SKU: 3M91110 | 3M Health Care Wound Filler Hydrogel 0.528 oz | Amorphous hydrogel, formulated to help provide a moist wound healing environment that has been shown to enhance wound healing. Available in single-dose tubes. | wound-filler-hydrogel-0528-oz-039.jpg
SKU: 3M82104B | 3M Health Care Soft Casting Tape Blue | A fiberglass casting tape that does not set to a completely rigid state, but remains flexible and soft even when it is completely cured. | soft-casting-tape-blue-110.jpg
SKU: SAMP68187 | Sammons Preston WEBCOLÂ® Alcohol Preps (Sterile) | Nonwoven sponges designed for moderate skin and wound cleansingPremium pad material provides maximum absorbency for scrubbing and cleansingSaturated with 70% isopropyl alcoholUnfolded size: 1-3/4" x 3-1/2"Sterile | webcolreg-alcohol-preps-sterile-f64.jpg
SKU: SAMP96326M | Sammons Preston Sterile Saline Wipes - 3" X 4". Box Of 24 | Eliminates cross contamination and waste of bottled saline solutionContains lint-free applicator saturated with an isotonic solution of sodium chlorideUnfolded wipe size: 3" x 4"Box of 24 | sterile-saline-wipes-3-x-4-box-of-24-265.jpg
SKU: SAMP35005M | Sammons Preston Sterile Water For Irrigation 120 Ml Single Use Containers | Sterile Water For Irrigation - 120 Ml Single-Use Containers. | sterile-water-for-irrigation-120-ml-single-use-containers-d24.jpg
SKU: DMSGL712 | Derma Sciences Size 11 Tubular Bandage Retainer Chest Back Perineum Axilla | A tubular elastic stretch net designed to serve as a secondary dressing, applying gentle pressure to keep bandages or other medical devices securely in place without adhesive tape. | size-11-tubular-bandage-retainer-chest-back-perineum-axilla--0d1.jpg
SKU: BHDI711 | Busse Hospital Disposables Tracheostomy Care Set, Extra Towel & 2 Extra Pipe Cleaners, 24/cs | Sterile. Set includes:3 compartment tray; 1 pair gloves; 1 pre-cut gauze tracheostomy dressing; 2 polylined towel/drapes; 4 4x4 gauze sponges, 6 pipe cleaners, 2 cotton tipped applicators; flexible nylon bristle brush; 30 twill tape. | tracheostomy-care-set-extra-towel-2-extra-pipe-cleaners-24-cs-e62.jpg
SKU: MKS53132000 | McKesson Self-Adhesive Bandage Medi-Pak Performance Elastic with Cohesive 3" X 5 Yard Non-Sterile | Medi-Pak Performance Cohesive Bandages. Self-adherent, urethane elastic. This elastic bandage contains a cohesive material which allows the bandage to stick to itself but not to other materials or skin. Intended for use as an elastic wrap to provide compression or support, or to secure dressings or devices. Not made with natural rubber latex. | self-adhesive-bandage-medi-pak-performance-elastic-with-cohesive-3-x-5-yard-non-sterile-405.jpg
SKU: MKS53132001 | McKesson Self-Adhesive Bandage Medi-Pak Performance Elastic with Cohesive 3" X 5 Yard | Medi-Pak Performance Cohesive Bandages. 3" x 5 yds., Stretched. Self-adherent, urethane elastic. This elastic bandage contains a cohesive material which allows the bandage to stick to itself but not to other materials or skin. Intended for use as an elastic wrap to provide compression or support, or to secure dressings or devices. Non-Sterile. Single Use. Not made with natural rubber latex. | self-adhesive-bandage-medi-pak-performance-elastic-with-cohesive-3-x-5-yard-65b.jpg
SKU: MKS53142001 | McKesson Self-Adhesive Bandage Medi-Pak Performance Elastic with Cohesive 4" X 5 Yard Non Sterile | Medi-Pak Performance Cohesive Bandages. | self-adhesive-bandage-medi-pak-performance-elastic-with-cohesive-4-x-5-yard-non-sterile-05f.jpg
SKU: BMUD740013 | Bard Medical Protective Barrier Film Indiv. Wipes | Protective Barrier Film provides clear, dry barriers that are impervious to most liquids, enzymatic drainage and irritation associated with adhesives. Bard. Protective Barrier Film Remover effectively removes barrier films and adhesives in a convenient disposable wipe. | protective-barrier-film-indiv-wipes-b88.jpg
SKU: CERPACC-580 | Core Products Core Wrap 2.5â€ x 18â€ | Excellent for positioning hot and cold packs, electrodes and other items. Plush neoprene wrap helps retain heat or cold and provides mild compression. Also useful as a compression bandage. Adjustable hook and loop closure holds wrap firmly in place. | core-wrap-25-x-18-495.jpg
SKU: CERPACC-586 | Core Products Core Wraps 6â€ x 84â€ | Excellent for positioning hot and cold packs, electrodes and other items. Plush neoprene wrap helps retain heat or cold and provides mild compression. Also useful as a compression bandage. Adjustable hook and loop closure holds wrap firmly in place. | core-wraps-6-x-84-79c.jpg
SKU: CVN441401 | Covidien Demacea Non-woven Sponges | Dermacea non-woven sponges are a cost effective, highly absorbent dressing ideal for applying ointments, prepping, wiping needles, cleaning slides and more. | demacea-non-woven-sponges-4ed.jpg
SKU: CVN441402 | Covidien Demacea Non Woven Sponges 4" x 4" 4 ply Non Sterile | Dermacea non-woven sponges are a cost effective, highly absorbent dressing ideal for applying ointments, prepping, wiping needles, cleaning slides and more. | demacea-non-woven-sponges-4-x-4-4-ply-non-sterile-29e.png
SKU: CVN441401 | Covidien Demacea Non-woven Sponges | Dermacea non-woven sponges are a cost effective, highly absorbent dressing ideal for applying ointments, prepping, wiping needles, cleaning slides and more. | demacea-non-woven-sponges-4ed.jpg
SKU: CVN441401 | Covidien Demacea Non-woven Sponges | Dermacea non-woven sponges are a cost effective, highly absorbent dressing ideal for applying ointments, prepping, wiping needles, cleaning slides and more. | demacea-non-woven-sponges-4ed.jpg
SKU: CVN441401 | Covidien Demacea Non-woven Sponges | Dermacea non-woven sponges are a cost effective, highly absorbent dressing ideal for applying ointments, prepping, wiping needles, cleaning slides and more. | demacea-non-woven-sponges-4ed.jpg
SKU: CVN7083 | Covidien Curity Dressing Sponges 6 Ply | Curity Dressing Sponges. Highly absorbent, fast wicking fabric promotes drier wound site. Superior absorbency helps reduce infections and decreases dressing changes. | curity-dressing-sponges-6-ply-9d7.jpg
SKU: CVN8882315032 | Covidien Sher Light Elastic Adhesive Tape | Superior tensile strength and adhesion | sher-light-elastic-adhesive-tape-731.jpg
SKU: JON004724 | Johnson & Johnson Non-Stick Pad 2" x 3" | Non-Stick Pad 2" x 3" | non-stick-pad-2-x-3-50a.jpg
SKU: JON115729 | Johnson & Johnson Barbie Assorted Adhesive Bandages | Barbie Assorted Adhesive Bandages. | barbie-assorted-adhesive-bandages-816.jpg
SKU: MAI58369 | Medical Action Industries Comfort and Padding Materials Moleskin White 12"x 5 Yard | Comfort and Padding Materials Kurotex Heavy Moleskin. | comfort-and-padding-materials-moleskin-white-12x-5-yard-d93.jpg
SKU: CAH55CAH35LF | Cardinal Health Cohesive Elastic Tape 3" x 5 yds. | Cohesive Elastic Tape 3" x 5 yds. | cohesive-elastic-tape-3-x-5-yds--8f2.jpg
SKU: AMDRA7632 | AMD-Ritmed Vital-Gauze Premium Non-Woven Sponges, Non Sterile, 2" x 2"-4 ply | Vital-Gauze Premium Non-Woven Sponges, Non Sterile, 2" x 2"-4 ply | vital-gauze-premium-non-woven-sponges-non-sterile-2-x-2-4-ply-1df.jpg
SKU: AMDRA4120 | AMD-Ritmed Premium Gauze Sponges Sterile 2'S 4" X 4"-12 Ply | Amd-Ritmed Premium Gauze Sponges, Sterile 2'S | premium-gauze-sponges-sterile-2s-4-x-4-12-ply-681.jpg
SKU: AMDRA4420 | AMD-Ritmed Top Sponge, Sterile 2'S, Gauze Cover With Cellulose Fill, 4" x 4" | Top Sponge, Sterile 2'S, Gauze Cover With Cellulose Fill, 4" x 4" | top-sponge-sterile-2s-gauze-cover-with-cellulose-fill-4-x-4-7ed.jpg
SKU: AMDRA2337 | AMD-Ritmed Vital-Gauze Premium Sponges, Sterile 2's, 4" x 4", 4 ply | Vital-Gauze Premium Sponges, Sterile 2's, 4" x 4", 4 ply | vital-gauze-premium-sponges-sterile-2s-4-x-4-4-ply-752.jpg
SKU: AMDRA455 | AMD-Ritmed Krimped Gauze Bandage Rolls Sterile 1 Soft Pouch 4.5" x 4.1 yards 6 Ply | Cotton krimped stretch gauze bandage is great for securing wound dressings. Use this bandage to apply pressure on open wounds or fabricate splints. | krimped-gauze-bandage-rolls-sterile-1-soft-pouch-45-x-41-yards-6-ply-e25.jpg
SKU: AMDRA454 | AMD-Ritmed Krimped Gauze Bandage Rolls, Non Sterile Bulk, 4.5â€ x 4.1 yards, 6 ply | Krimped Gauze Bandage Rolls, Non Sterile Bulk, 4.5â€ x 4.1 yards, 6 ply | krimped-gauze-bandage-rolls-non-sterile-bulk-45-x-41-yards-6-ply-7f6.jpg
SKU: AMDRA5210 | AMD-Ritmed Silk Surgical Tape - Hypoallergenic, 1" x 10 yards | Silk Surgical Tape - Hypoallergenic, 1" x 10 yards | silk-surgical-tape-hypoallergenic-1-x-10-yards-107.jpg
SKU: AMDRA5220 | AMD-Ritmed Silk Surgical Tape, Hypoallergenic, 2" x 10 yards | Silk Surgical Tape, Hypoallergenic, 2" x 10 yards | silk-surgical-tape-hypoallergenic-2-x-10-yards-352.jpg
SKU: AMDRA5230 | AMD-Ritmed Silk Surgical Tape - Hypoallergenic, 3" X 10 Yards | Silk Surgical Tape - Hypoallergenic, 3" X 10 Yards | silk-surgical-tape-hypoallergenic-3-x-10-yards-0ef.jpg
SKU: AMDRA5110 | AMD-Ritmed Paper Surgical Tape, Hypoallergenic, 1" x 10 yards | Paper Surgical Tape, Hypoallergenic, 1" x 10 yards | paper-surgical-tape-hypoallergenic-1-x-10-yards-117.jpg
SKU: AMDRA5120 | AMD-Ritmed Paper Surgical Tape, Hypoallergenic, 2" x 10 yards | Paper Surgical Tape, Hypoallergenic, 2" x 10 yards | paper-surgical-tape-hypoallergenic-2-x-10-yards-33d.jpg
SKU: AMDRA5030 | AMD-Ritmed Clear Surgical Tape, Hypoallergenic, 3" x 10 yards | Clear Surgical Tape, Hypoallergenic, 3" x 10 yards | clear-surgical-tape-hypoallergenic-3-x-10-yards-0ce.jpg
SKU: AMDR5460 | AMD-Ritmed Triangular Bandages with Safety Pins, Strong Muslin, 40" x 40" x 56" | Triangular Bandages with Safety Pins, Strong Muslin, 40" x 40" x 56" | triangular-bandages-with-safety-pins-strong-muslin-40-x-40-x-56-d1f.jpg
SKU: AMDR1505 | AMD-Ritmed Laparotomy Sponges con't ,Sterile, 12" x 12", 4 ply | Laparotomy Sponges con't ,Sterile, 12" x 12", 4 ply, Prewashed, Banded in 5's | laparotomy-sponges-cont-sterile-12-x-12-4-ply-f12.jpg
SKU: AMDR1515 | AMD-Ritmed Laparatomy Sponges con't - Sterile, 18" x 18", 4 ply, Prewashed, Banded in 5's | Laparatomy Sponges con't - Sterile, 18" x 18", 4 ply, Prewashed, Banded in 5's | laparatomy-sponges-cont-sterile-18-x-18-4-ply-prewashed-banded-in-5s-ca4.jpg
SKU: SPC49-165 | Spenco Medical 2nd SkinÂ® Blister Kit Sports | SpencoÂ® 2nd SkinÂ® Blister Kit helps prevent and manage blisters. SpencoÂ® 2nd SkinÂ® Moist Pads (non-sterile) help protect against pressure, friction and blisters. Adhesive Knit helps prevent blisters and holds SpencoÂ® 2nd SkinÂ® Moist Pads in place. Pressure Pads protect â€œhot spotsâ€ on the skin, especially the joints of the feet, hands, knees and elbows. (Latex free)SpencoÂ® 2nd SkinÂ® Blister Kit contains:6 â€“ 1â€ squares 2nd SkinÂ® Moist Pads6 â€“ 3â€ x 1-1?2â€ Adhesive Knit strips1 â€“ 3â€ x 5â€ Adhesive Knit sheet1 â€“ 3â€ x 5â€ sheet of Pressure Pad ovals | 2nd-skinreg-blister-kit-sports-44a.jpg
SKU: AMDR6108 | AMD-Ritmed X-Ray Detectable Gauze Sponges, Sterile, Banded 10's, 8" x 4" -12 ply | X-Ray Detectable Gauze Sponges, Sterile, Banded 10's, 8" x 4" -12 ply | x-ray-detectable-gauze-sponges-sterile-banded-10s-8-x-4-12-ply-ed4.jpg
SKU: DYNR3166 | Dynarex Cotton Rolls 1 lb | Pure 100% Cotton. Easy to tear or cut for a variety of uses. Easy to unwind. Tight interwoven layers. Used to apply cleansers, remove make-up, baby care, cast padding, or wound care for vet use. One Lbs. roll. Non-Sterile. | cotton-rolls-1-lb-2e8.jpg
SKU: DKL4112 | Dukal Transparent Semi Permeable Dressings 4" x 4.75" | The DUKAL Transparent Dressing is an excellent dressing for minor burns and wounds. | transparent-semi-permeable-dressings-4-x-475-974.jpg
SKU: CM14995B | Darco Body Armor Cast Shoe Small | Soft but durable EVA provides shock absorption while protecting the cast from the elements. Unique bungee closure system is easy to use, easy to adjust and prevents the heel from slipping out of the cast shoe. The low profile, modern design will appeal to all patients. | body-armor-cast-shoe-small-ccb.jpg
SKU: METL2004 | Mettler Electronics Sponge electrode (3.5" x 7") | Sponge electrode (3.5" x 7"). | sponge-electrode-35-x-7-8fe.jpg
SKU: METL2003 | Mettler Electronics Sponge inserts (4" x 4") | Sponge inserts (4" x 4"). | sponge-inserts-4-x-4-543.jpg
SKU: DKL5434 | Dukal Post Op Sponge, Sterile, 4â€ x 3â€ | - | post-op-sponge-sterile-4-x-3-7ca.jpg
SKU: DKL5444 | Dukal Post Op Sponge, Sterile, 4â€ x 4â€ | - | post-op-sponge-sterile-4-x-4-ab6.jpg
SKU: DKL63401-P | Dukal Cherry Sponge C-5 Holder Sterile 5s | Cherry Sponges. | cherry-sponge-c-5-holder-sterile-5s-1cb.jpg
SKU: DKL76408 | Dukal Flat Stick Sponges 1.5", Non-Sterile, X-Ray Detectable | DUKAL Flat Stick Sponges are 100% Cotton Woven gauze that are x-ray detectable and designed to be of the highest quality for use in the OR. | flat-stick-sponges-15-non-sterile-x-ray-detectable-c60.jpg
SKU: DKL76410 | Dukal Flat Stick Sponges 2" Square, Non-Sterile, X-Ray Detectable | DUKAL Flat Stick Sponges are 100% Cotton Woven gauze that are x-ray detectable and designed to be of the highest quality for use in the OR. | flat-stick-sponges-2-square-non-sterile-x-ray-detectable-68e.jpg
SKU: DKL60401-P | Dukal Kittner Dissectors C-5 Holder, Sterile 5's | 100% woven gauze that are X-ray detectable for use in the O.R. Packaging ensures accuracy and traceability of count. | kittner-dissectors-c-5-holder-sterile-5s-bd8.jpg
SKU: DKL60404 | Dukal Kittner Dissectors, Sterile 5's, No Holder | 100% woven gauze that are X-ray detectable for use in the O.R. Packaging ensures accuracy and traceability of count. | kittner-dissectors-sterile-5s-no-holder-7ab.jpg
SKU: DKL99-1220 | Dukal Laparotomy Sponge, 12" x 12", Sterile, Prewashed, X-Ray Detectable, Plastic Ring, Softpack | The 100% cotton lap sponges are cross stitched with super locked edges to minimize linting and loose threads. Manufactured to exceed expectations, the high quality cotton and tight weave ensures that sponges offer superior absorption. Disposable and pre-washed. | laparotomy-sponge-12-x-12-sterile-prewashed-x-ray-detectable-plastic-ring-softpack-aa3.jpg
SKU: DKL5158 | Dukal Wound Closure Strips, Sterile, 1â€ x 4â€ | Can be used in conjunction with or as an excellent alternative to sutures or staples. Each strip consists of thin non-woven reinforced fibers that are arranged in a bilateral pattern for high tensile strength, to provide incision support and maintain closure. This adhesive backed product is translucent, porous, and breathable to promote good healing. Similar to Steri-Strips. | wound-closure-strips-sterile-1-x-4--44b.jpg
SKU: DKL5157 | Dukal Wound Closure Strips, Sterile, 1/2â€ x 4â€ | Can be used in conjunction with or as an excellent alternative to sutures or staples. Each strip consists of thin non-woven reinforced fibers that are arranged in a bilateral pattern for high tensile strength, to provide incision support and maintain closure. This adhesive backed product is translucent, porous, and breathable to promote good healing. Similar to Steri-Strips. | wound-closure-strips-sterile-1-2-x-4--323.jpg
SKU: DKL5152 | Dukal Wound Closure Strips Sterile 1/4â€ x 1 1/2â€ | Can be used in conjunction with or as an excellent alternative to sutures or staples. Each strip consists of thin non-woven reinforced fibers that are arranged in a bilateral pattern for high tensile strength, to provide incision support and maintain closure. | wound-closure-strips-sterile-1-4-x-1-1-2-c41.jpg
SKU: DKL5151 | Dukal Wound Closure Strips, Sterile, 1/4â€ x 3â€ | Can be used in conjunction with or as an excellent alternative to sutures or staples. Each strip consists of thin non-woven reinforced fibers that are arranged in a bilateral pattern for high tensile strength, to provide incision support and maintain closure. This adhesive backed product is translucent, porous, and breathable to promote good healing. Similar to Steri-Strips. | wound-closure-strips-sterile-1-4-x-3-622.jpg
SKU: DKL5156 | Dukal Wound Closure Strips, Sterile, 1/4â€ x 4â€ | Can be used in conjunction with or as an excellent alternative to sutures or staples. Each strip consists of thin non-woven reinforced fibers that are arranged in a bilateral pattern for high tensile strength, to provide incision support and maintain closure. This adhesive backed product is translucent, porous, and breathable to promote good healing. Similar to Steri-Strips. | wound-closure-strips-sterile-1-4-x-4--41d.jpg
SKU: CAH55CAH25LF | Cardinal Health Cohesive Elastic Tape 2" x 5 yds. | Cohesive Elastic Tape 2" x 5 yds. | cohesive-elastic-tape-2-x-5-yds--8c5.jpg
SKU: METL2009 | Mettler Electronics 4 Electrode straps (48") | 4 Electrode straps (48"). | 4-electrode-straps-48-ce2.jpg
SKU: DKL1030TD | Dukal Trauma Dressing, 10" x 30" | The multiple-purpose Trauma Dressing offers greater absorbency, protection and padding to the site. Featuring a moisture resistant barrier this pad will wick quickly and prevent exudates from pooling. | trauma-dressing-10-x-30-4b6.jpg
SKU: DKL99-1221 | Dukal Laparotomy Sponge, 18" x 18", Sterile, Prewashed, X-Ray Detectable, Plastic Ring, Softpack | The 100% cotton lap sponges are cross stitched with super locked edges to minimize linting and loose threads. Manufactured to exceed expectations, the high quality cotton and tight weave ensures that sponges offer superior absorption. Disposable and pre-washed. | laparotomy-sponge-18-x-18-sterile-prewashed-x-ray-detectable-plastic-ring-softpack-b21.jpg
SKU: CM95000 | Arrowhead Healthcare Supply Pre-Tape Underwrap | A pre-taping wrap used as a base training tape | pre-tape-underwrap--233.jpg
SKU: CMJJ7363 | BSN Medical Specialist Plaster Bandages X Fast Setting 3 x 3 Yards | Specialist plaster of Paris uses a time-tested formula and manufacturing process that produces a consistent plaster that is uniformly coated and adhered to the gauze. | specialist-plaster-bandages-x-fast-setting-3-x-3-yards-e31.jpg
SKU: CM1437E | Darco Slimline Cast Boot Black Square Toe Extra Small Adult | Square toe design acts as a protective bumper and gives the patient more room, Removable EVA sole provides 10 mm of padding to cushion the foot; adds to patient comfort. Strapless forefoot closure is easily adjusted to accommodate cast/bandage size and can be switched between left/right closure for easy re-application. | slimline-cast-boot-black-square-toe-extra-small-adult-725.jpg
SKU: CM1437PL | Darco Slimline Cast Boot Navy Pediatric Large | The DARCO SlimLineâ„¢ Cast Boot can be adapted to fiberglass casts, bulky compression bandages and a variety of woundcare applications, making it one of the most versatile cast shoes on the market. | slimline-cast-boot-navy-pediatric-large-688.jpg
SKU: CM1437J | Darco Slimline Cast Boot Square Toe | Excellent for use with fiberglass casts or bulky compression bandages | slimline-cast-boot-square-toe--305.jpg
SKU: MHCU298300 | Molnlycke Health Care US Soft Silicone Tape 0.75" x 118" 2cm x 3cm | Mepitac is suitable for patients requiring repeated application and removal of tape over the same area e.g. neonates and dialysis patients. | soft-silicone-tape-075-x-118-2cm-x-3cm--808.jpg
SKU: MHCU298400 | Molnlycke Health Care US Soft Silicone Tape 1.5" x 59" (4cm x 1.5cm) | Mepitac is highly conformable, easy to apply and remove. | soft-silicone-tape-15-x-59-4cm-x-15cm--eeb.jpg
SKU: DMS1631025 | Derma Sciences Adhesive Bandage 1" x 3" Flexible Fabric | Designed for the food processing industry. | adhesive-bandage-1-x-3-flexible-fabric-fdd.jpg
SKU: DMS1075033 | Derma Sciences Plastic 0.75" x 3" Adhesive Bandage | Adhesive bandages with non-adherent pad are sterile and lightweight. | plastic-075-x-3-adhesive-bandage-d7c.jpg
SKU: CVN44104 | Covidien Curity Speciality Bandages Neon Fabric 1" x 3" | Bright and cheerful fabric bandages. | curity-speciality-bandages-neon-fabric-1-x-3-d87.jpg
SKU: JON004408 | Johnson & Johnson Adhesive Bandage All One Size | J&J Band-Aid Tough Strips Adhesive Bandages | adhesive-bandage-all-one-size-6d5.jpg
SKU: RLIMZG4408NS | ReliaMed Gauze Dressing Sponge Non-sterile 4" x 4" 8 Ply | Latex-free sponges made from 100% USP cotton. Ideal for wound cleansing, and as secondary dressings for added absorbency. | gauze-dressing-sponge-non-sterile-4-x-4-8-ply-1a2.jpg
SKU: MKS48142000 | McKesson Adhesive Strip Medi-Pak Performance Fabric 1-1/2 X 3 Inch Knuckle Beige | Adhesive Strip Medi-Pakâ„¢ Performance Fabric 1-1/2 X 3 Inch Knuckle Beige | adhesive-strip-medi-pak-performance-fabric-1-1-2-x-3-inch-knuckle-beige--8d4.jpg
SKU: MKS48222000 | McKesson Adhesive Spot Bandage Medi-Pak Performance Sheer 1 Inch Diameter Round Beige | Adhesive Spot Bandage Medi-Pak Performance Sheer 1 Inch Diameter Round Beige | adhesive-spot-bandage-medi-pak-performance-sheer-1-inch-diameter-round-beige--652.jpg
SKU: MKS92242000 | McKesson Sponge Dressing Performance Plus Poly/Rayon 4-Ply 2 X 2 Inch Square | Sponge Dressing Performance Plus Poly/Rayon 4-Ply 2 X 2 Inch Square. | sponge-dressing-performance-plus-poly-rayon-4-ply-2-x-2-inch-square-141.png
SKU: CM8938C | Complete Medical Elastic Ace Type Bandage 4 4 x 4.5 Yards | Unique knit construction provides consistent stretch and compression | elastic-ace-type-bandage-4-4-x-45-yards-4fe.jpg
SKU: CM8938D | Complete Medical Elastic 'Ace Type' Bandage 6 x 4.5 Yards | Unique knit construction provides consistent stretch and compression. | elastic-ace-type-bandage-6-x-45-yards-12e.jpg
SKU: CMBE2594 | Beiersdorf Elastoplast Elastic Bandage White 2 X 5 Yds Tensoplast | 100% cotton elastic adhesive bandage, Provides compression and support. | elastoplast-elastic-bandage-white-2-x-5-yds-tensoplast--167.jpg
SKU: CMBE2593 | Beiersdorf Elastoplast Elastic Bandage White 1 X 5 Yds (Tensoplast) | Feature WHITE 1 x 5 Yds Roll 100% cotton elastic adhesive bandage Provides compression and support No need for clips or tapes | elastoplast-elastic-bandage-white-1-x-5-yds-tensoplast-556.jpg
SKU: CMJJ7368 | BSN Medical Specialist Plaster Bandages X-Fast Setting 6 x5yds Bx/12 | Feature X- Fast- Set in 2-4 minutes 6 x 5 Yards Bx/12 Specially treated plaster spreads uniformly Thick creamy texture when wet which allows for a smooth cast finish Shipping Carton Size: 12 L x 10 W x 6 H | specialist-plaster-bandages-x-fast-setting-6-x5yds-bx-12-490.jpg
SKU: CMJJ7372 | BSN Medical Specialist Plaster Bandages Fast Setting 2 x3 yds | Specialist Plaster Bandages Fast Setting 2 x3 yds | specialist-plaster-bandages-fast-setting-2-x3-yds-da7.jpg
SKU: CMJJ7390 | BSN Medical Specialist Plaster Splints Extra Fast Setting 3 x15 | Extra Fast- Set in 2-4 minutes.. | specialist-plaster-splints-extra-fast-setting-3-x15--dc9.jpg
SKU: CM7085 | Complete Medical Specimen Collection Container / Bowl | Feature Plastic specimen collection bowl Known as a Collection Hat Graduated in both ounces and cubic centimeter | specimen-collection-container-bowl-128.jpg
SKU: CM10604 | Complete Medical Shoehorn E-Z Metal 24 Long | Feature 24 long Made from smooth coated spring steel with a 6 non-slip hand grip This durable long-lasting shoehorn eliminates uncomfortable bending Shoes slip on effortlessly | shoehorn-e-z-metal-24-long-f21.jpg
SKU: CM8938A | Complete Medical Elastic 'Ace Type' Bandage 2 x 4.5 Yards Bx/10 (L/F) | Feature 2 Bx/10 Unique knit construction provides consistent stretch and compression Individually poly-wrapped with 2 metal clips 4.5 yards stretched Latex-free | elastic-ace-type-bandage-2-x-45-yards-bx-10-l-f-27e.jpg
SKU: CM1437F | Darco Slimline Cast Boot Black Square-Toe Adult Small | Feature WOMENS SMALL 5.5-8 Excellent for use with fiberglass casts or bulky compression bandages Square toe design acts as a protective bumper and gives the patient more room Rocker sole allows for smooth roll through Removable EVA sole provides 10 mm of padding to cushion the foot; adds to patient comfort Strapless forefoot closure is easily adjusted to accommodate | slimline-cast-boot-black-square-toe-adult-small-ee6.jpg
SKU: CM8938B | Complete Medical Elastic 'Ace Type' Bandage 3 x 4.5 Yards Bx/10 (L/F) | Feature 3 Bx/10 Unique knit construction provides consistent stretch and compression Individually poly-wrapped with 2 metal clips 4.5 yards stretched Latex-free | elastic-ace-type-bandage-3-x-45-yards-bx-10-l-f-4a6.jpg
SKU: CM1440 | Darco Cast Boot Open Toe Large | Hook & loop closure Vinyl exterior, Rubber outer sole foam inner sole. | cast-boot-open-toe-large-d6d.jpg
SKU: CM15001H | Rehab World Stockinette 10 X 25 Yards | Feature 10 x 25 Yards Ideal for under a cast Soft knitted cotton Features a dispensing box | stockinette-10-x-25-yards-ddc.jpg
SKU: CM15002B | Master Appliance Heat Gun Master-Mite 120V | Feature 650 F / 343o C Use to adhere splinting materials Quiet running 120 Volts 4.5 Amps 475 Watts UL and CSA listed | heat-gun-master-mite-120v-714.jpg
SKU: CM15040A | Complete Medical Hook Closure Pressure Sensitive 1 x 25yd | Feature Pressure sensitive - white 1 x 25 Yd Hook Sew on tape can be either glued or sewn on Pressure sensitive tape has an adhesive surface that can be pressed against an object Available in other special colors upon request | hook-closure-pressure-sensitive-1-x-25yd-810.jpg
SKU: CMBE1052 | Beiersdorf Gelocast Unna-Boot 3 X 10 Yards | Feature 3 x 10 Yards Made from non-raveling gauze A light compressive cast coated with zinc oxide and calamine formula | gelocast-unna-boot-3-x-10-yards-311.jpg
SKU: CM15040B | Complete Medical Loop Closure Pressure Sensitive 1 x 25yd | Feature Pressure sensitive - white 1 x 25 Yd Loop Sew on tape can be either glued or sewn on Pressure sensitive tape has an adhesive surface that can be pressed against an object Available in other special colors upon request | loop-closure-pressure-sensitive-1-x-25yd-abc.jpg
SKU: CMBE76168 | Beiersdorf Leukotape P Sportstape | Beiersdorf Leukotape P Sportstape. | leukotape-p-sportstape-9c1.jpg
SKU: CMBE2596 | Beiersdorf Elastoplast Elastic Bandage White 4 X 5 Yds Tensoplast | 100% cotton elastic adhesive bandage, Provides compression and support. No need for clips or tapes. | elastoplast-elastic-bandage-white-4-x-5-yds-tensoplast-49c.jpg
SKU: CMBE2601 | Beiersdorf Tensoplast Elastic Bandage Tan 4 X 5 Yards | Feature Tan 4 x 5 Yds Roll 100% cotton elastic adhesive bandage Provides compression and support No need for clips or tapes | tensoplast-elastic-bandage-tan-4-x-5-yards-ea6.jpg
SKU: MHCU284590 | Molnlycke Health Care US Soft Silicone Thin Foam Dressing 8" x 20" | Mepilex Lite is a thin and highly conformable foam dressing that absorbs exudate and maintains a moist wound environment. The Safetac layer seals around the wound edges which prevents exudate from leaking onto the surrounding skin, thus minimizing the risk for maceration. The Safetac layer ensures atraumatic dressing changes. Mepilex Lite can be cut to suit various wound shapes and locations. | soft-silicone-thin-foam-dressing-8-x-20-119.jpg
SKU: MHCU287100 | Molnlycke Health Care US Dressing SafetacÂ® Soft Silicone Wound Contact Layer Waterproof 4" x 4" | Mepilex is an antimicrobial soft silicone foam dressing that is designed for the management of low to moderately exuding wounds such as leg and foot ulcers, pressure ulcers and partial thickness burns. It consists of a Safetac soft silicone wound contact layer, a grey absorbent polyurethane foam pad containing a silver compound, activated carbon, and a vapor permeable waterproof film. | dressing-safetacreg-soft-silicone-wound-contact-layer-waterproof-4quot-x-4quot-db3.jpg
SKU: MHCU253000 | Molnlycke Health Care US Absorbent Calcium Alginate Dressing, 12 1/2" Rope, 5/bx, 10 bx/cs | Non-adherent to moist wound bed. High gel blocking. Helps maintain a moist wound environment. Reduces the risk of maceration. Absorbs moderate to high amounts of exudate. | absorbent-calcium-alginate-dressing-12-1-2-rope-5-bx-10-bx-cs-80a.jpg
SKU: CVN2913 | Covidien Cover Sponge, Sterile 2s in Peel-Back Package, 4" x 4", 50/bg, 24 bg/cs | Filled with layer of cellulose wadding covered with nonwoven fabric. Economical, all-purpose sponge with good absorbent capacity. Nonsterile sponges conveniently indexed in 10's for faster, easier handling. | cover-sponge-sterile-2s-in-peel-back-package-4-x-4-50-bg-24-bg-cs-d5a.jpg
SKU: SMNS59715100 | Smith & Nephew Composite Dressing, 6" x 6", 10/pkg, 10 pkg/cs | A waterproof version of CovRSite which is indicated as a primary or secondary dressing in the management of acute or chronic wounds. The waterproof film layer covering the dressing helps protect the wound from contamination by urine or feces. | composite-dressing-6-x-6-10-pkg-10-pkg-cs-f9e.jpg
SKU: SMNS59715000 | Smith & Nephew Composite Dressing, 4" x 4", 10/pkg, 10 pkg/cs | A waterproof version of CovRSiteÂ® which is indicated as a primary or secondary dressing in the management of acute or chronic wounds. The waterproof film layer covering the dressing helps protect the wound from contamination by urine or feces. | composite-dressing-4-x-4-10-pkg-10-pkg-cs-1b7.jpg
SKU: SXWMMTP506 | Systagenix Tielleâ„¢ Plus Sacrum Dressing, 5 7/8" x 5 7/8", 10/bx, 5 bx/cs | Provides an exudate handling system for low to moderate exudating wounds. During use, the absorbent island gently expands as it absorbs exudate, maintaining a moist environment. Water resistant, permeable polyurethane backing. Gentle adhesive border. Nonwoven wicking layer. May be left in place for 5-7 days. | tielletrade-plus-sacrum-dressing-5-7-8-x-5-7-8-10-bx-5-bx-cs-b95.jpg
SKU: SXWMMTP501 | Systagenix Dressing, 4 1/4" x 4 1/4", 10/bx, 5 bx/cs (was #5440) | Provides an exudate handling system for low to moderate exudating wounds. During use, the absorbent island gently expands as it absorbs exudate, maintaining a moist environment. Water resistant, permeable polyurethane backing. Gentle adhesive border. Nonwoven wicking layer. May be left in place for 5-7 days. | dressing-4-1-4-x-4-1-4-10-bx-5-bx-cs-was-5440-e2e.jpg
SKU: SXWMMTP502 | Systagenix Tielleâ„¢ Plus Dressing, 5 7/8" x 7 3/4", 5/bx, 5 bx/cs (was #5441) | Provides an exudate handling system for low to moderate exudating wounds. During use, the absorbent island gently expands as it absorbs exudate, maintaining a moist environment. Water resistant, permeable polyurethane backing. Gentle adhesive border. Nonwoven wicking layer. May be left in place for 5-7 days. | tielletrade-plus-dressing-5-7-8-x-7-3-4-5-bx-5-bx-cs-was-5441-cbb.jpg
SKU: SXWMMTL101EN | Systagenix Dressing, 4 1/4" x 4 1/4", 10/bx, 5 bx/cs | Provides an exudate handling system for low to moderate exudating wounds. During use, the absorbent island gently expands as it absorbs exudate, maintaining a moist environment. Water resistant, permeable polyurethane backing. Gentle adhesive border. Nonwoven wicking layer. May be left in place for 5-7 days. | dressing-4-1-4-x-4-1-4-10-bx-5-bx-cs-c2e.jpg
SKU: SMNS66800126 | Smith & Nephew BIOSTEP Ag Collagen Dressing w/ silver 2â€ x 2â€ | BIOSTEPÂ Â is a unique collagen matrix dressing that allows you to overcome barriers to wound closure while maintaining an optimal moist wound environment. It targets and deactivates excess MMPs and has a 6-day wear time for prolonged control of the wound environment. The highly conformable dressing is easy to apply, and its gelling actions provide a cooling, soothing effect for enhanced patient comfort.BIOSTEPÂ Â Ag combines the anti-MMP activity and functionality of BIOSTEPÂ â—ŠÂ with the antibacterial activity of silver to help maintain bacterial balance for contaminated and colonized wounds.Â Features & BenefitsUnique Dual-Action MMP Targeting & DeactivationÂ MMP Targeting:Â contains both type 1 and denatured (gelatin) porcine-derived collagen. This novel collagen matrix attracts and serves as sacrificial substrates for a broad array of MMPs which are found in excess within, and contribute to the chronicity of, chronic wounds.MMP Deactivation:Â contains EDTA (a proven MMP modulating agent) which permanently deactivates excess MMPs, providing prolonged, targeted MMP control without altering the activity of essential growth factors. This contributes to a longer wear time.Patient FriendlyÂ CMC within dressing gels on contact with moisture providing improved patient comfort by creating a soothing, cooling effect upon application. Up to a 6-day wear time provides for fewer dressing changes and prolonged control of wound environment.Easy to UseÂ CMC within dressing adds structure for easy application when moist. Highly conformable to ensure close contact with wound bed.Moisture ManagerÂ Alginate absorbs a high level of exudate away from the wound bed to the secondary dressing maintaining an optimal moisture balance for wound closure.Â IndicationsManagement of full-thickness and partial-thickness acute and chronic wounds including:Pressure ulcersDiabetic ulcersUlcers caused by mixed vascular etiologiesVenous ulcersFirst and second degree burnsDonor/graft sitesAbrasionsDehisced surgical woundsTraumatic wounds healing by secondary intentionContraindications / PrecautionsContraindicationsDo not use on patients with a known allergy or sensitivty to porcine collagen or any other ingerdient.Do not use on third degree burns.PrecautionsIf sensitivity to BIOSTEPÂ â—ŠÂ develops, discontinue use.BIOSTEPÂ â—ŠÂ dressings may be used under compression therapy under the supervision of a health care professional.United States' federal law restricts this device to sale by or on the order of a physician.The contents of the dressing should be used on one patient only.The product is for external use only.Contact with the skin around the wound's edges and intact skin should be minimized.Â | biostep-ag-collagen-dressing-w-silver-2-x-2-a6f.jpg
SKU: SXWMMTP505 | Systagenix Tielleâ„¢ Plus Dressing, 5 7/8" x 5 7/8", 10/bx, 5 bx/cs (was #5444) | Provides an exudate handling system for low to moderate exudating wounds. During use, the absorbent island gently expands as it absorbs exudate, maintaining a moist environment. Water resistant, permeable polyurethane backing. Gentle adhesive border. Nonwoven wicking layer. May be left in place for 5-7 days. | tielletrade-plus-dressing-5-7-8-x-5-7-8-10-bx-5-bx-cs-was-5444-19f.jpg
SKU: SXWMMTL100EN | Systagenix Dressing, 2 3/4" x 3 1/2", 10/bx, 5 bx/cs (was #2439) or MTL100 | Provides an exudate handling system for low to moderate exudating wounds. During use, the absorbent island gently expands as it absorbs exudate, maintaining a moist environment. Water resistant, permeable polyurethane backing. Gentle adhesive border. Nonwoven wicking layer. May be left in place for 5-7 days. | dressing-2-3-4-x-3-1-2-10-bx-5-bx-cs-was-2439-or-mtl100-fc8.jpg
SKU: JON5634 | Johnson & Johnson Adhesive Bandage Strip, 3/4" x 3", 100/bx, 12 bx/cs | Made from a strong, air-vented plastic backing and coated with a long-lasting adhesive for your protection. | adhesive-bandage-strip-3-4-x-3-100-bx-12-bx-cs-9b4.jpg
SKU: ABH824 | Albahealth LLC Tubular Dressing Retainer Size 4 | Excellent for use on those parts that are difficult to secure with tape. | llc-tubular-dressing-retainer-size-4-175.jpg
SKU: SWTSDR8450 | Southwest Technologies Toe-Aid/ T-Shaped Dressing, 1 1/4" x 1 1/4" Gel Area, 3/bx | A sterile, bacteriostatic, absorbent hydrogel dressing attached to a unique "T" shaped border adhesive of our Sta-Fix tape. The Elasto-Gel pad has been shown to prevent and control the formation of slough, debris, necrotic tissue and eschar at the wound site. This high glycerine pad will not dry out and will not stick to or dissolve into the wound. The pad absorbs excess exudate and helps preserve and maintain a clean, moist, infection-free wound bed. When used as a post-operative dressing after toenail removal, Toe-Aid helps reduce the frequency of dressing changes, negates daily soaks, nearly eliminates pain and helps assure a positive clinical outcome. The water resistant border adhesive helps assure a secure placement. | toe-aid-t-shaped-dressing-1-1-4-x-1-1-4-gel-area-3-bx-8b7.jpg
SKU: TIDI912022 | TIDI Products Nonwoven Closed Weave Sponge 2" x 2" Non-Sterile | Nonwoven sponges are highly absorbent and low-linting. Used for general cleaning, prepping and applying ointments. | nonwoven-closed-weave-sponge-2-x-2-non-sterile-e8c.jpg
SKU: HRTM64310000 | Hartmann USA Adhesive Tape, 3" x 5 yds, 4/bx, 12 bx/cs | All-cotton, latex free tape that provides superior support, compression and fixation. Perfect for a variety of applications especially athletic conditions. All-cotton elasticity allows it to conform to every contour yet stay securely in place. Wide core and feathered edge. | adhesive-tape-3-x-5-yds-4-bx-12-bx-cs-693.jpg
SKU: RLMZG4408S | ReliaMed 8 Ply Gauze Sponges 4" x 4" Sterile | Excellent for debriding, covering and packing wounds. | 8-ply-gauze-sponges-4-x-4-sterile-246.jpg
SKU: RLMZG4412S | ReliaMed Gauze Dressing/Sponge Sterile 4" x 4" 12 Ply | Excellent for debriding, covering and packing wounds, 4 " x 4", Sterile 2's, 12-Ply | gauze-dressing-sponge-sterile-4-x-4-12-ply-fea.jpg
SKU: ASOCBD4019 | ASO Corporation Fabric Strip Bandage 1" x 3" | Ideally suited for areas where flexibility and adhesion are important. | fabric-strip-bandage-1-x-3-165.jpg
SKU: IYML60-5005 | Integrity Medical Packing Strips, 1/2" x 5 yds, 12 btl/cs | Packing Strips are made of a woven gauze fabric which resists linting. They are used for packing or as drainage conduits in wound care management applications, such as nasal or sinus packing. The addition of Iodoform provides an odor-resisting packing strip that is ideal for draining wounds. Packaged in unbreakable plastic bottles with vapor barrier caps and easily identified tamper evident container. | packing-strips-1-2-x-5-yds-12-btl-cs-54a.jpg
SKU: IYML60-2505 | Integrity Medical Packing Strips, 1/4" x 5 yds, 12 btl/cs | Packing Strips are made of a woven gauze fabric which resists linting. They are used for packing or as drainage conduits in wound care management applications, such as nasal or sinus packing. The addition of Iodoform provides an odor-resisting packing strip that is ideal for draining wounds. Packaged in unbreakable plastic bottles with vapor barrier caps and easily identified tamper evident container. | packing-strips-1-4-x-5-yds-12-btl-cs-acc.jpg
SKU: IYML61-5005 | Integrity Medical Packing Strips, Iodoform, 1/2" x 5yds, 12 btl/cs | Packing Strips are made of a woven gauze fabric which resists linting. They are used for packing or as drainage conduits in wound care management applications, such as nasal or sinus packing. The addition of Iodoform provides an odor-resisting packing strip that is ideal for draining wounds. Packaged in unbreakable plastic bottles with vapor barrier caps and easily identified tamper evident container. | packing-strips-iodoform-1-2-x-5yds-12-btl-cs-09a.jpg
SKU: IYML16-1180 | Integrity Medical Gauze, Sterile, 1" x 8", 12 pkg/bx, 12 bx/cs | U.S.P. absorbent fine mesh gauze impregnated with U.S.P. White Petrolatum. Occlusive and non-adhering. It helps seal around wound, stoma, and tube sites, and aids in the prevention of air leaks and unwanted fluid loss. Our special manufacturing process results in an even distribution of clean, smooth, white petrolatum. U.S.P. White Petrolatum Gauze is available sterile in a handy, single peel-open package. | gauze-sterile-1-x-8-12-pkg-bx-12-bx-cs-388.jpg
SKU: IYML16-1272 | Integrity Medical Gauze, Sterile, 1/2" x 72", 12 pkg/bx, 12 bx/cs | U.S.P. absorbent fine mesh gauze impregnated with U.S.P. White Petrolatum. Occlusive and non-adhering. It helps seal around wound, stoma, and tube sites, and aids in the prevention of air leaks and unwanted fluid loss. Our special manufacturing process results in an even distribution of clean, smooth, white petrolatum. U.S.P. White Petrolatum Gauze is available sterile in a handy, single peel-open package. | gauze-sterile-1-2-x-72-12-pkg-bx-12-bx-cs-d64.jpg
SKU: ASOCBD1018 | ASO Corporation Plastic Adhesive Strips 3/4" x 3" | 100% latex free with absorbent, breathable, non-stick pad to cushion and protect wounds. Stretchable fabric material is ideal for areas where flexibility is needed. | plastic-adhesive-strips-3-4-x-3--c1c.jpg
SKU: ASOCBD5720 | ASO Corporation Decorated Assortment Bandage, X-Large, 3/4" x 3", Latex Free (LF), 100/bx, 12 bx/cs | Latex free. Decorated bandages offer the same high quality protection as our plastic bandages including the non-stick pad to protect the wound. Easy to open and apply. Stays secure - even when wet. | decorated-assortment-bandage-x-large-3-4-x-3-latex-free-lf-100-bx-12-bx-cs-de1.jpg
SKU: ASOCBD5268 | ASO Corporation Shrek Bandage, 3/4" Strips, Latex Free (LF), 100/bx, 12 bx/cs | Latex free. Decorated bandages offer the same high quality protection as our plastic bandages including the non-stick pad to protect the wound. Easy to open and apply. Stays secure - even when wet. | shrek-bandage-3-4-strips-latex-free-lf-100-bx-12-bx-cs-09b.jpg
SKU: ASOCBD5335 | ASO Corporation Emoticon Decorated Bandages | Latex free. 3/4" Strips. Decorated bandages offer the same high quality protection as our plastic bandages including the non-stick pad to protect the wound. Easy to open and apply. Stays secure - even when wet. | emoticon-decorated-bandages-2bf.jpg
SKU: DKL1212-36B | Dukal Gauze Pad 2" x 2" 12-Ply Sterile | Made of 100% woven cotton, the pads are individually wrapped for your convenience when only one sponge is needed. This highly absorbent and versatile product will meet all market needs and applications. | gauze-pad-2-x-2-12-ply-sterile-7bf.jpg
SKU: CVN8534C | Covidien Clear Tape Hypoallergenic 1" x 10 yds | Curityâ„¢ Hypoallergenic Clear Tape is ideal for taping catheters, IV tubing, and securing dressings where a clear view of the site is required. | clear-tape-hypoallergenic-1-x-10-yds-034.jpg
SKU: CVN3142C | Covidien Waterproof Tape 1", Contains Latex, 12/bx, 12 bx/cs | Recognized leader in the field. Ideal for general taping needs and outpatient use. Waterproof and oil resistant tape with aggressive adhesion and high tensile strength. | waterproof-tape-1-contains-latex-12-bx-12-bx-cs-7e6.jpg
SKU: DMSSVT3D | Derma Sciences Pad, 3/4" x 3", Latex Free (LF), 100/bx, 12 bx/cs | Soft, comfortable rayon/nylon fabric. Stretchable for maximum mobility. Sterile and LATEX FREE. Highly absorbent non-stick pad. Seals around entire wound to keep out dirt and contaminants. Water resistant. | pad-3-4-x-3-latex-free-lf-100-bx-12-bx-cs-a83.jpg
SKU: DMS15210 | Derma Sciences Flexible Fabric Adhesive Bandage .75" x 3" | Patented packaging and opening system provide the professional applying the strip and the patient with a level of protection unavailable in any other bandage. | flexible-fabric-adhesive-bandage-75-x-3-27c.jpg
SKU: DMS7060033 | Derma Sciences Gauze Pad 2" x 2" Sterile 12-Ply | Ideal for cleansing wounds and applying medication. They are highly absorbent and made form USP surgical gauze mesh. | gauze-pad-2-x-2-sterile-12-ply-570.jpg
SKU: DMS99801BMD | Derma Sciences Adhesive Bandage, 3/4", Wrap Around, 1500/cs | Latex free. | adhesive-bandage-3-4-wrap-around-1500-cs-85d.jpg
SKU: DMS1073737 | Derma Sciences Looney Tunesâ„¢ Bugs Bunny & Tasmanian Devil Adhesive Bandage | Adhesive bandages imprinted with either cheerful cartoons or bright neon colors. Vented to help prevent skin maceration. Highly absorbent non-stick pad provides a moist environment for proper wound healing. Each bandage individually wrapped and sterilized to provide maximum protection. Latex free. | looney-tunestrade-bugs-bunny-amp-tasmanian-devil-adhesive-bandage-846.jpg
SKU: DMS1307538-24 | Derma Sciences Peanutsâ„¢ Joe CoolÂ®, 7/8" Spot, 100/bx, 24 bx/cs | Adhesive bandages imprinted with either cheerful cartoons or bright neon colors. Vented to help prevent skin maceration. Highly absorbent non-stick pad provides a moist environment for proper wound healing. Each bandage individually wrapped and sterilized to provide maximum protection. Latex free. | peanutstrade-joe-coolreg-7-8-spot-100-bx-24-bx-cs-cfa.jpg
SKU: DMS15661 | Derma Sciences Planets & Stars Adhesive Bandage 5/8" x 2Â¼" | Adhesive bandages imprinted with either cheerful cartoons or bright neon colors. Vented to help prevent skin maceration. Highly absorbent non-stick pad provides a moist environment for proper wound healing. Each bandage individually wrapped and sterilized to provide maximum protection. Latex free. | planets-amp-stars-adhesive-bandage-5-8quot-x-2frac14quot-8bc.jpg
SKU: DMS1087737 | Derma Sciences Marvelâ„¢ SpidermanÂ® Adhesive Bandage Â¾" x 3" | Adhesive bandages imprinted with either cheerful cartoons or bright neon colors. Vented to help prevent skin maceration. Highly absorbent non-stick pad provides a moist environment for proper wound healing. Each bandage individually wrapped and sterilized to provide maximum protection. Latex free. | marveltrade-spidermanreg-adhesive-bandage-frac34quot-x-3quot-8be.jpg
SKU: DMS7665033 | Derma Sciences Non-Adherent Pad, 2" x 3", 100/bx, 12 bx/cs | Rayon-filled sponge with non-stick surface prevents adhesion to new tissue in the wound bed. Highly absorbent rayon will wick excess exudate from the wound. | non-adherent-pad-2-x-3-100-bx-12-bx-cs-515.jpg
SKU: DMS7675033 | Derma Sciences Non-Adherent Pad, 3" x 4", 100/bx, 12 bx/cs | Rayon-filled sponge with non-stick surface prevents adhesion to new tissue in the wound bed. Highly absorbent rayon will wick excess exudate from the wound. | non-adherent-pad-3-x-4-100-bx-12-bx-cs-a8d.jpg
SKU: CVN2304C | Covidien Curity Standard Porous Tape | Kendallâ„¢ Standard Porous Tape is an economical tape with high tensile strength with linear porosity for maximum breathability. | curity-standard-porous-tape-432.jpg
SKU: JON5531 | Johnson & Johnson Sponge 4" x 4" Sterile 4-Ply 2s | A cotton blend sponge with greater absorbency than woven gauze. Also more resilient than woven gauze, with less lint and fraying than woven gauze. | sponge-4-x-4-sterile-4-ply-2s-67e.jpg
SKU: JON5569 | Johnson & Johnson Adhesive Bandages, 3/4" x 3", 20/bx, 24 bx/cs | Convenient one-step infection protection, Minimizes appearance of scars. | adhesive-bandages-3-4-x-3-20-bx-24-bx-cs-52e.jpg
SKU: SXWM2460 | Systagenix Transparent Dressing, 1 1/2" x 1 1/2", 100/bx, 4 bx/cs | Moisture vapor permeable dressing creates a moist wound healing environment which has less scarring then dry conventional gauze. Permits air circulation while maintaining a barrier against viruses, bacteria and fluid. Transparent for continuous wound monitoring, which is useful for management of dermal ulcers, burns, donor sites and surgical incisions. Easy application and removal. | transparent-dressing-1-1-2-x-1-1-2-100-bx-4-bx-cs-158.jpg
SKU: DMS17977 | Derma Sciences Derma Sciences Waterseal Bandages | Super Strip Waterseal Bandages offer comfortable fabric with an aggressive adhesive. Rugged, water resistant fabric. | derma-sciences-waterseal-bandages--726.jpg
SKU: RLIMZG810S | ReliaMed Abdominal Pad, Sealed End, Sterile, 8" x 10" | ReliaMed Abdominal Pad, Soft, nonwoven layer for patient comfort, with absorbent fluff filler. Sealed End. Sterile, 8" x 10". 25/Box | abdominal-pad-sealed-end-sterile-8-x-10-285.jpg
SKU: RLIMZG875S | ReliaMed Abdominal Pad, Sealed End, 8" x 7.5", Sterile | ReliaMed Abdominal Pad. Soft, nonwoven layer for patient comfort, with absorbent fluff filler. Sealed End. Sterile. 8" x 7-1/2". 25/Box | abdominal-pad-sealed-end-8-x-75-sterile-e82.jpg
SKU: RLIMZG44S | ReliaMed 100% Cotton Fluff Sponges, Sterile 2's, 6" x 6-3/4" | ReliaMed 100% Cotton Fluff Sponge. Sterile sponge with many uses: wound dressing, general cleaning, prepping, packing and debriding. Size measured diagonally. Medium, Fluff Sponges, 6" x 6 3/4", 40/Box | 100-cotton-fluff-sponges-sterile-2s-6-x-6-3-4-28f.jpg
SKU: RLIMZG4412S | ReliaMed Gauze Dressing/Sponge, Sterile, 4" x 4", 12 Ply | ReliaMed Gauze Dressing/Sponge. Excellent for debriding, covering and packing wounds, 4 " x 4", Sterile 2's, 12-Ply, 50/Box | gauze-dressing-sponge-sterile-4-x-4-12-ply--3bf.jpg
SKU: RLIMZG2208S | ReliaMed Gauze/Dressing Sponge, Sterile 2's, 8-ply 2" x 2" | ReliaMed Gauze/Dressing Sponge. Excellent for debriding, covering and packing wounds, 2" x 2", Sterile 2's, 8-ply, 100/Tray | gauze-dressing-sponge-sterile-2s-8-ply-2-x-2-612.jpg
SKU: RLIMZG3312S | ReliaMed Gauze Sponges, 3" x 3" Sterile 2's | ReliaMed Gauze Sponges. Excellent for debriding, covering and packing wounds, Sterile 2's, 3" x 3", Sterile 2's, 12-Ply, Tray of 50 | gauze-sponges-3-x-3-sterile-2s-41e.jpg
SKU: RLIMZG441NS | ReliaMed Synthetic Conforming Bandage, Non-sterile 4" x 75" | ReliaMed Synthetic Conforming Bandage. Ideal for securing IV's, splints or dressings. holds securely to any body shape or contour; allows for movement and some tissue swelling. stays in place with minimal taping. Non-sterile. 4" x 4.1 yds., stretched. 12/Box | synthetic-conforming-bandage-non-sterile-4-x-75-69c.jpg
SKU: RLIMZG645NS | ReliaMed Conforming Bandage 6" x 4-1/2 yds., Non-Sterile | ReliaMed Conforming Bandage. Ideal for securing IV's, splints or dressings. Holds securely to any body shape or contour; allows for movement and some tissue swelling. Stays in place with minimal taping. Non-sterile, 6"x 4.5 yds., 6/Box | conforming-bandage-6-x-4-1-2-yds-non-sterile-722.jpg
SKU: RLIMZRAB13F | ReliaMed Adhesive Bandage, 1" X 3", Flex Fabric, Sterile | ReliaMed Adhesive Bandage. Flexible fabric is stretchable material ideally suited for areas where flexibility is important. Features a nonstick pad for comfort and absorption. Sterile, 1"x3", 100/Box | adhesive-bandage-1-x-3-flex-fabric-sterile-f29.jpg
SKU: RLIMZRAB13S | ReliaMed Adhesive Bandage, 1" X 3", Sheer Plastic, Sterile | ReliaMed Adhesive Bandage, Sheer, soft, flexible plastic that blends evenly with many skin tones. Features a non-stick pad for comfort and absorption. Sterile, 1" x 3", 100/Box | adhesive-bandage-1-x-3-sheer-plastic-sterile-d3c.jpg
SKU: RLIMZRAB343S | ReliaMed Adhesive Bandage, 3/4" X 3", Sheer Plastic, Sterile | ReliaMed Adhesive Bandage. Sheer, soft, flexible plastic that blends evenly with many skin tones. Features a non-stick pad for comfort and absorption. Sterile, 3/4" x 3", 100/Box | adhesive-bandage-3-4-x-3-sheer-plastic-sterile-50c.jpg
SKU: RLIMZRAB78S | ReliaMed Adhesive Bandage, 7/8" Spot, Sheer Plastic, Sterile | ReliaMed Adhesive Bandage. Sheer, soft, flexible plastic that blends evenly with many skin tones. Features a non-stock pad for comfort and absorption. Sterile, 7/8" Spot, 100/Box | adhesive-bandage-7-8-spot-sheer-plastic-sterile-d15.jpg
SKU: RLIMZRAB245S | ReliaMed Adhesive Bandage, 2" X 4.5", Sheer Plastic, Sterile | Adhesive Bandage, 2" X 4.5", Sheer Plastic, Sterile, 50/Box | adhesive-bandage-2-x-45-sheer-plastic-sterile-364.jpg
SKU: RLIMZGEB02 | ReliaMed Easy Wrap Elastic Bandage with Velcro Closure, 2" x 4 yds. | All-cotton elastic bandage with Velcro closure. Bandage wraps easily and securely. Ideal for firm support and compression. Retains elasticity after repeated use and washings. 2" x 4 yds. (stretched). Contains latex. Sold by the roll. | easy-wrap-elastic-bandage-with-velcro-closure-2-x-4-yds-dc7.jpg
SKU: RLIMZGEB03 | ReliaMed Easy Wrap Elastic Bandage with Velcro Closure, 3" x 4 yds. | All-cotton elastic bandage with Velcro closure. Bandage wraps easily and securely. Ideal for firm support and compression. Retains elasticity after repeated use and washings. 3" x 4 yds. (stretched). Contains latex. Sold by the roll. | easy-wrap-elastic-bandage-with-velcro-closure-3-x-4-yds-220.jpg
SKU: RLIMZGAE01 | ReliaMed ReliaMed Cohesive (Self Adhesive) Latex Elastic Bandage, 1" x 5 yds., Tan | ReliaMed cohesive bandage 1" x 5 yds. (stretched) tan. Easily tears by hand. self-adhesive. Won't stick to hair or skin. Comfortable, lightweight material allows skin to breathe. Water resistant. Protects and secures pads and dressings. Holds iv sets in place. Provides compression for hemostasis. | reliamed-cohesive-self-adhesive-latex-elastic-bandage-1-x-5-yds-tan-5bb.jpg
SKU: RLIMZGAE06 | ReliaMed Cohesive Self- Adhesive Latex Elastic Bandage, 6" x 5 yds., Tan | ReliaMed cohesive bandage 6"x 5 yds. (stretched) tan. Easily tears by hand. Self-adhesive. Won't stick to hair or skin. Comfortable, lightweight material allows skin to breathe. Water resistant. Protects and secures pads and dressings. Holds iv sets in place. Provides compression for hemostasis. Non-Sterile. | cohesive-self-adhesive-latex-elastic-bandage-6-x-5-yds-tan-f60.jpg
SKU: MKS24611201 | McKesson Swabstick Cotton Wood 6 Inch, Cotton | Swabstick Cotton Wood 6 Inch, Cotton. | swabstick-cotton-wood-6-inch-cotton-5c9.jpg
SKU: MKS12222000 | McKesson Sponge Dressing Performance Plus Cotton Gauze 12-Ply 2 X 2 Inch Square | Sponge Dressing Performance Plus Cotton Gauze 12-Ply 2 X 2 Inch Square. | sponge-dressing-performance-plus-cotton-gauze-12-ply-2-x-2-inch-square-232.png
SKU: MKS12332000 | McKesson Sponge Dressing Performance Plus Cotton Gauze 12-Ply 3 X 3 Inch Square | Sponge Dressing Performance Plus Cotton Gauze 12-Ply 3 X 3 Inch Square. | sponge-dressing-performance-plus-cotton-gauze-12-ply-3-x-3-inch-square-7cf.jpg
SKU: MKS12342000 | McKesson Elastic Bandage Elastic Knit 4 Inch X 5 Yard NonSterile | Elastic Bandage Elastic Knit 4 Inch X 5 Yard NonSterile. | elastic-bandage-elastic-knit-4-inch-x-5-yard-nonsterile-d45.jpg
SKU: MKS12362000 | McKesson Elastic Bandage Elastic Knit 6 Inch X 5 Yard NonSterile | Elastic Bandage Elastic Knit 6 Inch X 5 Yard NonSterile. | elastic-bandage-elastic-knit-6-inch-x-5-yard-nonsterile-aa0.jpg
SKU: MKS23132001 | McKesson Non-Adherent Dressing Medi-Pak Performance Nylon / Polyester Blend 2 X 3 Inch | Non-Adherent Dressing Medi-Pak Performance Nylon / Polyester Blend 2 X 3 Inch | non-adherent-dressing-medi-pak-performance-nylon-polyester-blend-2-x-3-inch-b7d.png
SKU: MKS40082012 | McKesson Sponge Dressing Medi-Pak Performance Cotton Gauze | SPNG GZE 4X4 8PLY ST 2S 2/PK 50PK/BX 12BX/CSMCK BRAND | #NAME?
SKU: MKS42262000 | McKesson Sponge Dressing Medi-Pak Performance Plus Poly / Rayon | GAUZE 2X2 6PLY SPLT 2/PK 35PK/BX 20BX/CSMCK BRAND | #NAME?
SKU: MKS42262001 | McKesson Sponge Dressing Medi-Pakâ„¢ Performance Plus Poly Rayon 6 Ply 2 X 2 Inch Square | Medi-Pakâ„¢ Performance Plus Split Sponges - High Absorbency | sponge-dressing-medi-paktrade-performance-plus-poly-rayon-6-ply-2-x-2-inch-square-e93.jpg
SKU: MKS42262000 | McKesson Sponge Dressing Medi-Pak Performance Plus Poly / Rayon | GAUZE 2X2 6PLY SPLT 2/PK 35PK/BX 20BX/CSMCK BRAND | #NAME?
SKU: MKS42352000 | McKesson Sponge Dressing Medi-Pak Performance Plus NonWoven Facing Rectangle | GAUZE 4X3 4PLY ST 2/PK 25PK/BX 24BX/CSMCK BRAND | sponge-dressing-medi-pak-performance-plus-nonwoven-facing-rectangle--330.jpg
SKU: MKS42362000 | McKesson Sponge Dressing Medi-Pakâ„¢ Performance Plus NonWoven Facing 4 X 4 Inch Square | GAUZE 4X4 4PLY ST 25PK/BX24BX/C MCK BRAND | #NAME?
SKU: MKS42362001 | McKesson Sponge Dressing Medi-Pak Performance Plus NonWoven Facing 4 X 4 In Square | Medi-Pakâ„¢ Performance Plus Cover Dressing Sponges | sponge-dressing-medi-pak-performance-plus-nonwoven-facing-4-x-4-in-square-abb.jpg
SKU: MKS42442000 | McKesson Sponge Dressing Medi-Pak Performance Plus Poly / Rayon 4-Ply 4 X 4 Inch Square | GAUZE 4X4 4PLY ST 2/PK 25PK/BX 24BX/CSMCK BRAND | -sponge-dressing-medi-pak-performance-plus-poly-rayon-4-ply-4-x-4-inch-square--95c.jpg
SKU: MKS42442000 | McKesson Sponge Dressing Medi-Pak Performance Plus Poly / Rayon 4-Ply 4 X 4 Inch Square | GAUZE 4X4 4PLY ST 2/PK 25PK/BX 24BX/CSMCK BRAND | -sponge-dressing-medi-pak-performance-plus-poly-rayon-4-ply-4-x-4-inch-square--95c.jpg
SKU: MKS42502001 | McKesson ABD / Combine Pad Medi-Pak Performance Plus Cellulose Tissue / NonWoven Outer Fabric 5 X 9 Inch Rectangle | ABD PAD 5X9 ST 1/PK 20PK/BX 20BX/CSMCK BRAND | abd-combine-pad-medi-pak-performance-plus-cellulose-tissue-nonwoven-outer-fabric-5-x-9-inch-rectangle--277.jpg
SKU: MKS42522000 | McKesson Performance Plus Combine ABD Pads 7.5 X 8 Inch | Medi-Pak Performance Plus Combine ABD Pads. | performance-plus-combine-abd-pads-75-x-8-inch-706.jpg
SKU: MKS42522001 | McKesson ABD / Combine Pad Medi-Pak Performance Plus Cellulose Tissue / NonWoven Outer Fabric 7.5 X 8 Inch Rectangle | ABD PAD 8X7.5 ST 1/PK 12PK/BX 20BX/CSMCK BRAND | -abd-combine-pad-medi-pak-performance-plus-cellulose-tissue-nonwoven-outer-fabric-75-x-8-inch-rectangle--2bf.jpg
SKU: MKS42522001 | McKesson ABD / Combine Pad Medi-Pak Performance Plus Cellulose Tissue / NonWoven Outer Fabric 7.5 X 8 Inch Rectangle | ABD PAD 8X7.5 ST 1/PK 12PK/BX 20BX/CSMCK BRAND | -abd-combine-pad-medi-pak-performance-plus-cellulose-tissue-nonwoven-outer-fabric-75-x-8-inch-rectangle--2bf.jpg
SKU: MKS42542001 | McKesson ABD Combine Pad Performance Plus Cellulose Tissue NonWoven Outer Fabric 8 X 10 Inch Rectangle | Non-woven outer fabric with inner cellulose tissue construction that helps provide maximum moisture barrier. | abd-combine-pad-performance-plus-cellulose-tissue-nonwoven-outer-fabric-8-x-10-inch-rectangle--49c.jpg
SKU: MKS42632000 | McKesson Conforming Dressing Medi-Pak Performance Cotton Gauze | GAUZE 3.4"X3.6YDSELST 1EA/PK 96PK/CS MCK BRAND | conforming-dressing-medi-pak-performance-cotton-gauze-277.jpg
SKU: MKS42632001 | McKesson Conforming Dressing Medi-Pakâ„¢ Performance Cotton Gauze | GAUZE 3.4"X3.6YDSELST 1EA/PK 96PK/CS MCK BRAND | #NAME?
SKU: MKS42652000 | McKesson Sponge Dressing Medi-Pak Performance Plus Cotton 6 X 6 3/4 Inch Rectangle | GAUZE 6X63/4 LF 5EA/PK10PK/BX 9BX/CSMCK BRAND | sponge-dressing-medi-pak-performance-plus-cotton-6-x-6-3-4-inch-rectangle--99c.jpg
SKU: MKS42652000 | McKesson Sponge Dressing Medi-Pak Performance Plus Cotton 6 X 6 3/4 Inch Rectangle | GAUZE 6X63/4 LF 5EA/PK10PK/BX 9BX/CSMCK BRAND | sponge-dressing-medi-pak-performance-plus-cotton-6-x-6-3-4-inch-rectangle--99c.jpg
SKU: MKS42812000 | McKesson Eye Pad Medi-Pak | EYE PAD OVAL ST 50EA/BX 12BX/CS MCK BRAND | eye-pad-medi-pak-5f1.jpg
SKU: MKS42822000 | McKesson Eye Pad Medi Pak Large 2-1/8 X 2-5/8 Inch | Constructed of a soft blend of polyethylene and rayon for maximum absorption. | eye-pad-medi-pak-large-2-1-8-x-2-5-8-inch-485.jpg
SKU: MKS44082020 | McKesson Sponge Dressing Medi-Pak Performance Cotton Gauze 8-Ply 4 X 4 Inch Square | GAUZE N/S 8PLY 4X4 200EA/PK 20PK/CS MCK BRAND | sponge-dressing-medi-pak-performance-cotton-gauze-8-ply-4-x-4-inch-square--87a.jpg
SKU: MKS44182000 | McKesson Sponge Dressing Medi-Pak Performance Plus Cotton Gauze 8-Ply 4 X 4 Inch Square | GAUZE 4X4 8PLY ST 1/PK 50/BX 24BX/CS MCK BRAND | sponge-dressing-medi-pak-performance-plus-cotton-gauze-8-ply-4-x-4-inch-square--fd9.jpg
SKU: MKS44252001 | McKesson I.V. Drain Split Dressing Performance Plus Poly / Rayon Blend 4 X 4 Inch Square | I.V. / Drain Split Dressing Medi-Pakâ„¢ Performance Plus Poly / Rayon Blend 4 X 4 Inch Square Sterile | iv-drain-split-dressing-performance-plus-poly-rayon-blend-4-x-4-inch-square-817.jpg
SKU: MKS44812000 | McKesson Sponge Dressing Medi-Pakâ„¢ Performance Cotton Gauze 8-Ply 4 X 4 Inch Square | Sponge Dressing Medi-Pakâ„¢ Performance Cotton Gauze 8-Ply 4 X 4 Inch Square | sponge-dressing-medi-paktrade-performance-cotton-gauze-8-ply-4-x-4-inch-square--af4.jpg
SKU: MKS45722000 | McKesson McKesson Performance Plus Conforming Stretch Gauze | McKesson Performance Plus Conforming Stretch Gauze | mckesson-performance-plus-conforming-stretch-gauze-dc4.jpg
SKU: MKS45732000 | McKesson Conforming Stretch Bandage Medi-Pakâ„¢ Performance Plus Poly Blend 3 Inch X 75 Inch Sterile | Conforming Stretch Bandage Medi-Pakâ„¢ Performance Plus Poly Blend 3 Inch X 75 Inch Sterile | conforming-stretch-bandage-medi-paktrade-performance-plus-poly-blend-3-inch-x-75-inch-sterile--3da.jpg
SKU: MKS45732000 | McKesson Conforming Stretch Bandage Medi-Pakâ„¢ Performance Plus Poly Blend 3 Inch X 75 Inch Sterile | Conforming Stretch Bandage Medi-Pakâ„¢ Performance Plus Poly Blend 3 Inch X 75 Inch Sterile | conforming-stretch-bandage-medi-paktrade-performance-plus-poly-blend-3-inch-x-75-inch-sterile--3da.jpg
SKU: MKS45742000 | McKesson Conforming Stretch Bandage Medi-Pakâ„¢ Performance Plus Poly Blend 4 Inch X 75 Inch Sterile | Conforming Stretch Bandage Medi-Pakâ„¢ Performance Plus Poly Blend 4 Inch X 75 Inch Sterile | conforming-stretch-bandage-medi-paktrade-performance-plus-poly-blend-4-inch-x-75-inch-sterile--2e7.jpg
SKU: MKS45742000 | McKesson Conforming Stretch Bandage Medi-Pakâ„¢ Performance Plus Poly Blend 4 Inch X 75 Inch Sterile | Conforming Stretch Bandage Medi-Pakâ„¢ Performance Plus Poly Blend 4 Inch X 75 Inch Sterile | conforming-stretch-bandage-medi-paktrade-performance-plus-poly-blend-4-inch-x-75-inch-sterile--2e7.jpg
SKU: MKS45762000 | McKesson Conforming Stretch Bandage Medi-Pakâ„¢ Performance Plus Poly Blend 6 X 80 Inch Sterile | Conforming Stretch Bandage Medi-Pakâ„¢ Performance Plus Poly Blend 6 X 80 Inch Sterile | conforming-stretch-bandage-medi-paktrade-performance-plus-poly-blend-6-x-80-inch-sterile-795.jpg
SKU: MKS48112000 | McKesson Adhesive Strip Medi-Pakâ„¢ Performance Fabric 1 X 3 Inch Rectangle Beige | Medi-Pak Performance Adhesive Bandages Fabric Strip Performance Fabric 1 X 3 Inch Rectangle Beige | adhesive-strip-medi-paktrade-performance-fabric-1-x-3-inch-rectangle-beige--974.jpg
SKU: MKS48122000 | McKesson Adhesive Spot Bandage Medi Pak Performance Fabric 1 Inch Diameter Round Beige | Adhesive Spot Bandage Medi-Pakâ„¢ Performance Fabric 1 Inch Diameter Round Beige | adhesive-spot-bandage-medi-pak-performance-fabric-1-inch-diameter-round-beige--b3a.jpg
SKU: MKS48132000 | McKesson Adhesive Bandages Fabric Patch Medi Pak Performance | Adhesive Strip Medi-Pakâ„¢ Performance Fabric 3/4 X 3 Inch Rectangle Beige | adhesive-bandages-fabric-patch-medi-pak-performance-67b.jpg
SKU: MKS48162000 | McKesson McKesson Medi Pak Performance Bandage Adhesive Fabric Patch | McKesson Medi Pak Performance Bandage Adhesive Fabric Patch | mckesson-medi-pak-performance-bandage-adhesive-fabric-patch--2e0.jpg
SKU: MKS48172000 | McKesson Adhesive Strip Medi-Pak Performance Fabric 2 X 4 Inch Rectangle Beige | Adhesive Strip Medi-Pakâ„¢ Performance Fabric 2 X 4 Inch Rectangle Beige | adhesive-strip-medi-pak-performance-fabric-2-x-4-inch-rectangle-beige--0f3.jpg
SKU: MKS48182000 | McKesson Adhesive Strip Medi-Pakâ„¢ Performance Fabric Knuckle Beige | Adhesive Strip Medi-Pakâ„¢ Performance Fabric Knuckle Beige | adhesive-strip-medi-paktrade-performance-fabric-knuckle-beige--279.jpg
SKU: MKS48182000 | McKesson Adhesive Strip Medi-Pakâ„¢ Performance Fabric Knuckle Beige | Adhesive Strip Medi-Pakâ„¢ Performance Fabric Knuckle Beige | adhesive-strip-medi-paktrade-performance-fabric-knuckle-beige--279.jpg
SKU: MKS48212000 | McKesson Adhesive Strip Medi-Pakâ„¢ Performance Sheer 1 X 3 Inch Rectangle Beige | Adhesive Strip Medi-Pakâ„¢ Performance Sheer 1 X 3 Inch Rectangle Beige | adhesive-strip-medi-paktrade-performance-sheer-1-x-3-inch-rectangle-beige--046.jpg
SKU: MKS48212000 | McKesson Adhesive Strip Medi-Pakâ„¢ Performance Sheer 1 X 3 Inch Rectangle Beige | Adhesive Strip Medi-Pakâ„¢ Performance Sheer 1 X 3 Inch Rectangle Beige | adhesive-strip-medi-paktrade-performance-sheer-1-x-3-inch-rectangle-beige--046.jpg
SKU: MKS48232000 | McKesson Adhesive Strip Medi-Pak Performance Sheer 3/4 X 3 Inch Rectangle Beige | Adhesive Strip Medi-Pak Performance Sheer 3/4 X 3 Inch Rectangle Beige | adhesive-strip-medi-pak-performance-sheer-3-4-x-3-inch-rectangle-beige--927.jpg
SKU: MKS48232024 | McKesson Adhesive Strip Medi-Pakâ„¢ Performance Sheer 3/4 X 3 Inch Rectangle Beige | Adhesive Strip Medi-Pakâ„¢ Performance Sheer 3/4 X 3 Inch Rectangle Beige | adhesive-strip-medi-paktrade-performance-sheer-3-4-x-3-inch-rectangle-beige--f27.jpg
SKU: MKS48252000 | McKesson Adhesive Strip Medi-Pak Performance Sheer 2 X 4 Inch Patch Beige | Adhesive Strip Medi-Pak Performance Sheer 2 X 4 Inch Patch Beige | adhesive-strip-medi-pak-performance-sheer-2-x-4-inch-patch-beige--0ef.jpg
SKU: MKS48322000 | McKesson McKesson KIDS Adhesive Bandages - Assorted Patterned Spots | McKesson KIDS Adhesive Bandages Assorted Patterned Spots 1 Inch Diameter from helps protect cuts and scrapes by conforming to skin with an absorbent, non-stick pad. Sterile individual packages help promote cleanliness and further protect against infection. | mckesson-kids-adhesive-bandages-assorted-patterned-spots-112.jpg
SKU: MKS48382000 | McKesson Adhesive Strip McKesson Kids | Adhesive Strip McKesson Kidsâ„¢ Plastic 3/4 X 3 Inch Rectangle Assorted Print | adhesive-strip-mckesson-kids-5b9.jpg
SKU: MKS49162000 | McKesson McKesson Gauze 6Ply Split | Sponge Dressing McKesson Brand Poly/Rayon Blend 6-Ply 4 X 4 Inch Square | mckesson-gauze-6ply-split-712.jpg
SKU: MKS49162001 | McKesson Sponge Dressing McKesson Brand Poly/Rayon Blend 6-Ply 4 X 4 Inch Square | Sponge Dressing McKesson Brand Poly/Rayon Blend 6-Ply 4 X 4 Inch Square | sponge-dressing-mckesson-brand-poly-rayon-blend-6-ply-4-x-4-inch-square--b17.jpg
SKU: MKS49182000 | McKesson Tracheotomy/Drain Non-Woven Sponges | Sponge Dressing McKesson Brand Poly/Rayon Blend 6-Ply 2 X 2 Inch Square | tracheotomy-drain-non-woven-sponges-a9d.jpg
SKU: MKS50012000 | McKesson Retention Bandage Medi-Pakâ„¢ Performance Nylon / Poly Size 1 X 25 Yard | Retention Bandage Medi-Pakâ„¢ Performance Nylon / Poly Size 1 X 25 Yard | retention-bandage-medi-paktrade-performance-nylon-poly-size-1-x-25-yard-33d.jpg
SKU: MKS50022000 | McKesson Retention Bandage Medi-Pak Performance Nylon / Poly | Retention Bandage Medi-Pakâ„¢ Performance Nylon / Poly Size 2 X 25 Yard | retention-bandage-medi-pak-performance-nylon-poly-2aa.jpg
SKU: MKS50032000 | McKesson Retention Bandage Medi-Pak Performance Nylon / Poly | Retention Bandage Medi-Pakâ„¢ Performance Nylon / Poly Size 3 X 25 Yard | #NAME?
SKU: MKS50042000 | McKesson Retention Bandage Medi-Pakâ„¢ Performance Nylon / Poly Size 4 X 25 Yard | Retention Bandage Medi-Pakâ„¢ Performance Nylon / Poly Size 4 X 25 Yard | retention-bandage-medi-paktrade-performance-nylon-poly-size-4-x-25-yard--98a.jpg
SKU: MKS50052000 | McKesson Retention Bandage Medi-Pakâ„¢ Performance Nylon / Poly | Retention Bandage Medi-Pakâ„¢ Performance Nylon / Poly Size 5 X 25 Yard | retention-bandage-medi-paktrade-performance-nylon-poly-2d4.jpg
SKU: MKS50062000 | McKesson Retention Bandage Medi-Pakâ„¢ Performance Nylon / Poly | Retention Bandage Medi-Pakâ„¢ Performance Nylon / Poly Size 6 X 25 Yard | retention-bandage-medi-paktrade-performance-nylon-poly--85e.jpg
SKU: MKS50072000 | McKesson Retention Bandage Medi-Pakâ„¢ Performance Nylon / Poly Size 7 X 25 Yard | Retention Bandage Medi-Pakâ„¢ Performance Nylon / Poly Size 7 X 25 Yard | retention-bandage-medi-paktrade-performance-nylon-poly-size-7-x-25-yard--283.jpg
SKU: MKS50082000 | McKesson McKesson Dressing Retainer Tubular Elastic | Retention Bandage Medi-Pakâ„¢ Performance Nylon / Poly Size 8 X 25 Yard | mckesson-dressing-retainer-tubular-elastic-175.jpg
SKU: MKS50082001 | McKesson Retention Bandage Medi-Pakâ„¢ Performance Nylon / Poly Size 8 X 25 Yard | Retention Bandage Medi-Pakâ„¢ Performance Nylon / Poly Size 8 X 25 Yard | retention-bandage-medi-paktrade-performance-nylon-poly-size-8-x-25-yard--e37.jpg
SKU: MKS50092000 | McKesson Retention Bandage Medi-Pakâ„¢ Performance Nylon / Poly Size 9 X 25 Yard | Retention Bandage Medi-Pakâ„¢ Performance Nylon / Poly Size 9 X 25 Yard | retention-bandage-medi-paktrade-performance-nylon-poly-size-9-x-25-yard--144.jpg
SKU: MKS50102000 | McKesson Retention Bandage Medi-Pakâ„¢ Performance Nylon / Poly Size 10 X 25 Yard | Retention Bandage Medi-Pakâ„¢ Performance Nylon / Poly Size 10 X 25 Yard | retention-bandage-medi-paktrade-performance-nylon-poly-size-10-x-25-yard--d0e.jpg
SKU: MKS50452000 | McKesson Elastic Bandage Medi-Pakâ„¢ Elastic Knit 4 Inch X 5 Yard NonSterile | Elastic Bandage Medi-Pakâ„¢ Elastic Knit 4 Inch X 5 Yard NonSterile | elastic-bandage-medi-paktrade-elastic-knit-4-inch-x-5-yard-nonsterile--3bf.jpg
SKU: MKS50652000 | McKesson Elastic Bandage Medi-Pakâ„¢ Elastic Knit 6 Inch X 5 Yard NonSterile | Elastic Bandage Medi-Pakâ„¢ Elastic Knit 6 Inch X 5 Yard NonSterile | elastic-bandage-medi-paktrade-elastic-knit-6-inch-x-5-yard-nonsterile--c66.jpg
SKU: MKS52042000 | McKesson Conforming Stretch Bandage Poly/Rayon Blend 4" X 4.1 Yard, Stretched Roll | This synthetic knitted stretch gauze roll is ideal as a secondary dressing for wrapping legs and arms and to hold dressings in place. | conforming-stretch-bandage-poly-rayon-blend-4-x-41-yard-stretched-roll-e49.jpg
SKU: MKS52412001 | McKesson Conforming Stretch Bandage Performance Poly / Rayon Blend 2 Inch X 4-1/10 Yard Sterile | Conforming Stretch Bandage Medi-Pak Performance Poly / Rayon Blend 2 Inch X 4-1/10 Yard Sterile. | conforming-stretch-bandage-performance-poly-rayon-blend-2-inch-x-4-1-10-yard-sterile-a20.jpg
SKU: MKS53412001 | McKesson Conforming Stretch Bandage Performance Poly / Rayon Blend 3 Inch X 4-1/10 Yard Sterile | Conforming Stretch Bandage Medi-Pak Performance Poly / Rayon Blend 3 Inch X 4-1/10 Yard Sterile. | conforming-stretch-bandage-performance-poly-rayon-blend-3-inch-x-4-1-10-yard-sterile--06e.jpg
SKU: MKS53442000 | McKesson Self-Adhesive Bandage Medi-Pak Performance Elastic with Cohesive 4 Inch X 5 Yard, Sterile | Self-Adhesive Bandage Medi-Pak Performance Elastic with Cohesive 4 Inch X 5 Yard Sterile | self-adhesive-bandage-medi-pak-performance-elastic-with-cohesive-4-inch-x-5-yard-sterile--74d.jpg
SKU: MKS54412001 | McKesson Conforming Stretch Bandage Performance Poly / Rayon Blend 4 Inch X 4-1/10 Yard Sterile | Conforming Stretch Bandage Medi-Pak Performance Poly / Rayon Blend 4 Inch X 4-1/10 Yard Sterile. | conforming-stretch-bandage-performance-poly-rayon-blend-4-inch-x-4-1-10-yard-sterile--801.jpg
SKU: MKS56412000 | McKesson Conforming Stretch Bandage Medi-Pak Performance Poly / Rayon Blend 6 Inch X 4-1/10 Yard Sterile | Conforming Stretch Bandage Medi-Pak Performance Poly / Rayon Blend 6 Inch X 4-1/10 Yard Sterile. | conforming-stretch-bandage-medi-pak-performance-poly-rayon-blend-6-inch-x-4-1-10-yard-sterile--afd.jpg
SKU: MKS56412001 | McKesson Conforming Stretch Bandage Poly Rayon Blend 6 Inch X 4-1/10 Yard Stretched | Conforming Stretch Bandage Performance Poly / Rayon Blend 6 Inch X 4-1/10 Yard, (15.2 cm x 3.7 m), Stretched. | conforming-stretch-bandage-poly-rayon-blend-6-inch-x-4-1-10-yard-stretched-467.jpg
SKU: MKS59422000 | McKesson Wound Packing Cotton 2 Inch X 5 Yards, (5 cm x 4.6 m) | Wound Packing Cotton 2 Inch X 5 Yards, (5 cm x 4.6 m). | wound-packing-cotton-2-inch-x-5-yards-5-cm-x-46-m-43c.jpg
SKU: MKS60912001 | McKesson Esmark Bandage Performance Polyisoprene 6 Inch X 3 Yard (15.0 cm x 2.5 m) | Esmark Bandage Performance Polyisoprene 6 Inch X 3 Yard (15.0 cm x 2.5 m). | esmark-bandage-performance-polyisoprene-6-inch-x-3-yard-150-cm-x-25-m-b28.jpg
SKU: MKS62172000 | McKesson Sponge Dressing Performance Cotton 4-Ply 4 X 4 Inch Square | Sponge Dressing Medi-Pak Performance Cotton 4-Ply 4 X 4 Inch Square. | sponge-dressing-performance-cotton-4-ply-4-x-4-inch-square--22d.jpg
SKU: MKS62172001 | McKesson Sponge Dressing Medi-Pak Performance Cotton 4-Ply 4 X 4 Inch Square | Sponge Dressing Medi-Pak Performance Cotton 4-Ply 4 X 4 Inch Square. | sponge-dressing-medi-pak-performance-cotton-4-ply-4-x-4-inch-square--388.jpg
SKU: MKS62182000 | McKesson Sponge Dressing Medi-Pak Performance Cotton 4-Ply 2 X 2 Inch Square | Sponge Dressing Medi-Pak Performance Cotton 4-Ply 2 X 2 Inch Square. | sponge-dressing-medi-pak-performance-cotton-4-ply-2-x-2-inch-square-4e8.jpg
SKU: MKS62182001 | McKesson Sponge Dressing Medi Pak Performance Cotton 4 Ply 2 X 2 Inch Square | Sponge Dressing Medi-Pak Performance Cotton 4-Ply 2 X 2 Inch Square, (5.1 cm x 5.1 cm). | sponge-dressing-medi-pak-performance-cotton-4-ply-2-x-2-inch-square-0c2.jpg
SKU: MKS63262000 | McKesson Sponge Dressing Performance Cotton 4-Ply 4 X 4 Inch (10.2 cm x 10.2 cm) Square | Sponge Dressing Performance Cotton 4-Ply 4 X 4 Inch (10.2 cm x 10.2 cm) Square. | sponge-dressing-performance-cotton-4-ply-4-x-4-inch-102-cm-x-102-cm-square--1af.jpg
SKU: MKS66132000 | McKesson Sponge Dressing Performance Cotton 4-Ply 2 X 2 Inch (5.1 cm x 5.1 cm), Square | Sponge Dressing Performance Cotton 4-Ply 2 X 2 Inch (5.1 cm x 5.1 cm), Square. | sponge-dressing-performance-cotton-4-ply-2-x-2-inch-51-cm-x-51-cm-square-9d0.jpg
SKU: MKS66232000 | McKesson Sponge Dressing Performance Cotton 4-Ply 4 X 4 Inch Square | Sponge Dressing Medi-Pak Performance Cotton 4-Ply 4 X 4 Inch Square. | sponge-dressing-performance-cotton-4-ply-4-x-4-inch-square-bc0.jpg
SKU: MKS66322001 | McKesson Sponge Dressing Performance Plus Cotton Gauze 6 X 6 3/4 Inch (15.2 cm x 17.1 cm), Rectangle | Sponge Dressing Performance Plus Cotton Gauze 6 X 6 3/4 Inch (15.2 cm x 17.1 cm), Rectangle. | sponge-dressing-performance-plus-cotton-gauze-6-x-6-3-4-inch-152-cm-x-171-cm-rectangle-21e.png
SKU: MKS66722000 | McKesson Conforming Dressing Brand Cotton 4 Inch X 4.5 Yard Roll | Conforming Dressing Brand Cotton 4 Inch X 4.5 Yard Roll. | conforming-dressing-brand-cotton-4-inch-x-45-yard-roll-096.jpg
SKU: MKS67772001 | McKesson Conforming Dressing Brand Cotton 3 Inch X 4.5 Yard Roll | Conforming Dressing Brand Cotton 3 Inch X 4.5 Yard Roll. | conforming-dressing-brand-cotton-3-inch-x-45-yard-roll-8ef.jpg
SKU: MKS66722000 | McKesson Conforming Dressing Brand Cotton 4 Inch X 4.5 Yard Roll | Conforming Dressing Brand Cotton 4 Inch X 4.5 Yard Roll. | conforming-dressing-brand-cotton-4-inch-x-45-yard-roll-096.jpg
SKU: MKS70592000 | McKesson Abdominal Pad DuPad Cellulose Hydrophobic Material 5 X 9 Inch Rectangle Sterile | Abdominal Pad DuPad Cellulose Hydrophobic Material 5 X 9 Inch Rectangle Sterile. | abdominal-pad-dupad-cellulose-hydrophobic-material-5-x-9-inch-rectangle-sterile-496.jpg
SKU: MKS70592001 | McKesson ABD Pad 5"X9" Sterile | ABD / Combine Pad Brand Poly-Outer / Wood Pulp and Cellutissue Inner 5 X 9 Inch Rectangle. | abd-pad-5x9-sterile--6b7.png
SKU: MKS78102000 | McKesson ABD / Combine Pad Brand Poly-outer/wood pulp and cellutissue/ inner 8 X 10 Inch Rectangle | ABD / Combine Pad Brand Poly-outer/wood pulp and cellutissue/ inner 8 X 10 Inch Rectangle. | abd-combine-pad-brand-poly-outer-wood-pulp-and-cellutissue-inner-8-x-10-inch-rectangle-4ce.jpg
SKU: MKS82242000 | McKesson Sponge Dressing Performance Plus Poly/Rayon 4-Ply 2 X 2 Inch Square | Sponge Dressing Performance Plus Poly/Rayon 4-Ply 2 X 2 Inch Square. | sponge-dressing-performance-plus-poly-rayon-4-ply-2-x-2-inch-square-5f5.png
SKU: MKS82242000 | McKesson Sponge Dressing Performance Plus Poly/Rayon 4-Ply 2 X 2 Inch Square | Sponge Dressing Performance Plus Poly/Rayon 4-Ply 2 X 2 Inch Square. | sponge-dressing-performance-plus-poly-rayon-4-ply-2-x-2-inch-square-5f5.png
SKU: MKS82242050 | McKesson Sponge Dressing Performance Plus Poly/Rayon 4-Ply 2 X 2 Inch (5.1 cm x 5.1 cm), Square | Sponge Dressing Performance Plus Poly/Rayon 4-Ply 2 X 2 Inch (5.1 cm x 5.1 cm), Square. | sponge-dressing-performance-plus-poly-rayon-4-ply-2-x-2-inch-51-cm-x-51-cm-square-8f1.png
SKU: MKS82402000 | McKesson Sponge Dressing Brand Cotton 8-Ply 4 X 4 Inch Square | Sponge Dressing Brand Cotton 8-Ply 4 X 4 Inch Square. | sponge-dressing-brand-cotton-8-ply-4-x-4-inch-square-44d.jpg
SKU: MKS83342000 | McKesson Sponge Dressing Performance Plus Poly/Rayon 4-Ply 3 X 3 Inch Square | Sponge Dressing Performance Plus Poly/Rayon 4-Ply 3 X 3 Inch Square. | sponge-dressing-performance-plus-poly-rayon-4-ply-3-x-3-inch-square-0d6.png
SKU: MKS83342001 | McKesson Sponge Dressing Performance Plus Poly/Rayon 4-Ply 3 X 3 Inch (7.6 cm x 7.6 cm), Square | Sponge Dressing Performance Plus Poly/Rayon 4-Ply 3 X 3 Inch (7.6 cm x 7.6 cm), Square. | sponge-dressing-performance-plus-poly-rayon-4-ply-3-x-3-inch-76-cm-x-76-cm-square-628.png
SKU: MKS84442000 | McKesson Sponge Dressing Performance Plus Poly/Rayon 4-Ply 4 X 4 Inch (10.2 cm x 10.2 cm), 4-Ply | Sponge Dressing Performance Plus Poly/Rayon 4-Ply 4 X 4 Inch (10.2 cm x 10.2 cm), 4-Ply. | sponge-dressing-performance-plus-poly-rayon-4-ply-4-x-4-inch-102-cm-x-102-cm-4-ply-a3a.png
SKU: MKS84442001 | McKesson Sponge Dressing Performance Plus Poly/Rayon 4-Ply 3 X 3 Inch (10.2 cm x 10.2 cm), Square | Sponge Dressing Performance Plus Poly/Rayon 4-Ply 3 X 3 Inch (10.2 cm x 10.2 cm), Square. | sponge-dressing-performance-plus-poly-rayon-4-ply-3-x-3-inch-102-cm-x-102-cm-square-d28.jpg
SKU: MKS84442025 | McKesson Sponge Dressing Performance Plus Poly/Rayon 4-Ply 4 X 4 Inch(10.2 cm x 10.2 cm), Square | Sponge Dressing Performance Plus Poly/Rayon 4-Ply 4 X 4 Inch(10.2 cm x 10.2 cm), Square. | sponge-dressing-performance-plus-poly-rayon-4-ply-4-x-4-inch102-cm-x-102-cm-square-649.png
SKU: MKS89022000 | McKesson Island Dressing Polypropylene / Rayon 2 X 2 Inch | Island Dressing Polypropylene / Rayon 2 X 2 Inch. | island-dressing-polypropylene-rayon-2-x-2-inch-8ef.jpg
SKU: MKS89022001 | McKesson Island Dressing Polypropylene / Rayon 2 X 2 Inch (5 cm x 5 cm), 1" x 1" Island Pad | Island Dressing Polypropylene / Rayon 2 X 2 Inch (5 cm x 5 cm), 1" x 1" Island Pad. | island-dressing-polypropylene-rayon-2-x-2-inch-5-cm-x-5-cm-1-x-1-island-pad-15f.jpg
SKU: MKS89042000 | McKesson Island Dressing Polypropylene / Rayon 4 X 6 Inch | Island Dressing Polypropylene / Rayon 4 X 6 Inch. | island-dressing-polypropylene-rayon-4-x-6-inch-2ca.png
SKU: MKS89042001 | McKesson Island Dressing Polypropylene / Rayon 4 X 6 Inch (10.1 cm x 15 cm), 2" x 4" Island Pad | Island Dressing Polypropylene / Rayon 4 X 6 Inch (10.1 cm x 15 cm), 2" x 4" Island Pad. | island-dressing-polypropylene-rayon-4-x-6-inch-101-cm-x-15-cm-2-x-4-island-pad-297.jpg
SKU: MKS89062000 | McKesson Island Dressing Polypropylene Rayon 6 X 6 Inch 4" x 4" Island Pad | Island Dressing Polypropylene / Rayon 6 X 6 Inch (15 cm x 15 cm), 4" x 4" Island Pad. | island-dressing-polypropylene-rayon-6-x-6-inch-4-x-4-island-pad-5c3.png
SKU: MKS89062001 | McKesson Island Dressing Polypropylene / Rayon 6" x 6" (15 cm x 15 cm), 4" x 4" Island Pad | Island Dressing Polypropylene / Rayon 6" x 6" (15 cm x 15 cm), 4" x 4" Island Pad. | island-dressing-polypropylene-rayon-6-x-6-15-cm-x-15-cm-4-x-4-island-pad-421.jpg
SKU: MKS89142000 | McKesson Island Dressing Polypropylene / Rayon 4" x 4" (10.1 cm x 10.1 cm), 2" x 2" Island Pad | Island Dressing Polypropylene / Rayon 4" x 4" (10.1 cm x 10.1 cm), 2" x 2" Island Pad. | island-dressing-polypropylene-rayon-4-x-4-101-cm-x-101-cm-2-x-2-island-pad-b0e.jpg
SKU: MKS89142000 | McKesson Island Dressing Polypropylene / Rayon 4" x 4" (10.1 cm x 10.1 cm), 2" x 2" Island Pad | Island Dressing Polypropylene / Rayon 4" x 4" (10.1 cm x 10.1 cm), 2" x 2" Island Pad. | island-dressing-polypropylene-rayon-4-x-4-101-cm-x-101-cm-2-x-2-island-pad-b0e.jpg
SKU: MKS89062001 | McKesson Island Dressing Polypropylene / Rayon 6" x 6" (15 cm x 15 cm), 4" x 4" Island Pad | Island Dressing Polypropylene / Rayon 6" x 6" (15 cm x 15 cm), 4" x 4" Island Pad. | island-dressing-polypropylene-rayon-6-x-6-15-cm-x-15-cm-4-x-4-island-pad-421.jpg
SKU: MKS89062001 | McKesson Island Dressing Polypropylene / Rayon 6" x 6" (15 cm x 15 cm), 4" x 4" Island Pad | Island Dressing Polypropylene / Rayon 6" x 6" (15 cm x 15 cm), 4" x 4" Island Pad. | island-dressing-polypropylene-rayon-6-x-6-15-cm-x-15-cm-4-x-4-island-pad-421.jpg
SKU: MKS89182000 | McKesson Island Dressing Polypropylene / Rayon 6" x 8" (15 cm x 20.3 cm), 4" x 6" Island Pad | Island Dressing Polypropylene / Rayon 6" x 8" (15 cm x 20.3 cm), 4" x 6" Island Pad., | island-dressing-polypropylene-rayon-6-x-8-15-cm-x-203-cm-4-x-6-island-pad-d05.jpg
SKU: MKS89182001 | McKesson Island Dressing Polypropylene / Rayon 6 X 8 Inch | Island Dressing Polypropylene / Rayon 6 X 8 Inch. | island-dressing-polypropylene-rayon-6-x-8-inch-354.jpg
SKU: MKS89412000 | McKesson Island Dressing Polypropylene / Rayon 4 X 10 Inch | Island Dressing Polypropylene / Rayon 4 X 10 Inch. | island-dressing-polypropylene-rayon-4-x-10-inch-e6d.jpg
SKU: MKS89412001 | McKesson Island Dressing Polypropylene / Rayon 4 X 10 Inch(10.1 cm x 25 cm), 2" x 8" Island Pad | Island Dressing Polypropylene / Rayon 4 X 10 Inch(10.1 cm x 25 cm), 2" x 8" Island Pad. | island-dressing-polypropylene-rayon-4-x-10-inch101-cm-x-25-cm-2-x-8-island-pad-ab2.jpg
SKU: MKS89422000 | McKesson Island Dressing Polypropylene / Rayon 4 X 14 Inch | Island Dressing Polypropylene / Rayon 4 X 14 Inch. | island-dressing-polypropylene-rayon-4-x-14-inch-b56.jpg
SKU: MKS89422001 | McKesson Island Dressing Polypropylene / Rayon 4 X 14 Inch(10.1 cm x 35 cm), 2" x 12" Island Pad | Island Dressing Polypropylene / Rayon 4 X 14 Inch(10.1 cm x 35 cm), 2" x 12" Island Pad. | island-dressing-polypropylene-rayon-4-x-14-inch101-cm-x-35-cm-2-x-12-island-pad-b96.jpg
SKU: MKS89482000 | McKesson Island Dressing Polypropylene / Rayon 4 X 8 Inch(10.1 cm x 20.3 cm), 2" x 6" Island Pad | Island Dressing Polypropylene / Rayon 4 X 8 Inch(10.1 cm x 20.3 cm), 2" x 6" Island Pad. | island-dressing-polypropylene-rayon-4-x-8-inch101-cm-x-203-cm-2-x-6-island-pad-2e0.jpg
SKU: MKS89482000 | McKesson Island Dressing Polypropylene / Rayon 4 X 8 Inch(10.1 cm x 20.3 cm), 2" x 6" Island Pad | Island Dressing Polypropylene / Rayon 4 X 8 Inch(10.1 cm x 20.3 cm), 2" x 6" Island Pad. | island-dressing-polypropylene-rayon-4-x-8-inch101-cm-x-203-cm-2-x-6-island-pad-2e0.jpg
SKU: MKS89682000 | McKesson Island Dressing Polypropylene / Rayon 6 X 8 Inch(15 cm x 20.3 cm), 4" x 6" Island Pad | Island Dressing Polypropylene / Rayon 6 X 8 Inch(15 cm x 20.3 cm), 4" x 6" Island Pad. | island-dressing-polypropylene-rayon-6-x-8-inch15-cm-x-203-cm-4-x-6-island-pad-d53.jpg
SKU: MKS89182001 | McKesson Island Dressing Polypropylene / Rayon 6 X 8 Inch | Island Dressing Polypropylene / Rayon 6 X 8 Inch. | island-dressing-polypropylene-rayon-6-x-8-inch-354.jpg
SKU: MKS90402000 | McKesson Sponge Dressing Brand Cotton 8-Ply 4 X 4 Inch Square | Sponge Dressing Brand Cotton 8-Ply 4 X 4 Inch Square. | sponge-dressing-brand-cotton-8-ply-4-x-4-inch-square-8e2.png
SKU: MKS90442000 | McKesson Island Dressing Polypropylene / Rayon 4 X 4 Inch(10.1 cm x 10.1 cm), 2" x 2" Island Pad | Island Dressing Polypropylene / Rayon 4 X 4 Inch(10.1 cm x 10.1 cm), 2" x 2" Island Pad. | island-dressing-polypropylene-rayon-4-x-4-inch101-cm-x-101-cm-2-x-2-island-pad-1e4.jpg
SKU: MKS89142000 | McKesson Island Dressing Polypropylene / Rayon 4" x 4" (10.1 cm x 10.1 cm), 2" x 2" Island Pad | Island Dressing Polypropylene / Rayon 4" x 4" (10.1 cm x 10.1 cm), 2" x 2" Island Pad. | island-dressing-polypropylene-rayon-4-x-4-101-cm-x-101-cm-2-x-2-island-pad-b0e.jpg
SKU: MKS91522000 | McKesson Cotton Ball Medi-Pak Performance Plus Large Cotton NonSterile | Cotton Ball Medi-Pak Performance Plus Large Cotton NonSterile. | cotton-ball-medi-pak-performance-plus-large-cotton-nonsterile-1de.jpg
SKU: MKS93212000 | McKesson Conforming Dressing Brand Cotton 6-Ply 4 1/2 Inch X 147 Inch Roll | Conforming Dressing Brand Cotton 6-Ply 4 1/2 Inch X 147 Inch Roll. | conforming-dressing-brand-cotton-6-ply-4-1-2-inch-x-147-inch-roll-283.png
SKU: MKS93342000 | McKesson Sponge Dressing Performance Plus Poly/Rayon 4-Ply 3 X 3 Inch Square | Sponge Dressing Performance Plus Poly/Rayon 4-Ply 3 X 3 Inch Square. | sponge-dressing-performance-plus-poly-rayon-4-ply-3-x-3-inch-square-f8b.jpeg
SKU: MKS94442000 | McKesson Sponge Dressing Performance Plus Poly/Rayon 4 Ply 4 X 4 Inch Square | Sponge Dressing Performance Plus Poly/Rayon 4-Ply 4 X 4 Inch Square. | sponge-dressing-performance-plus-poly-rayon-4-ply-4-x-4-inch-square-704.jpg
SKU: MKS30232101 | McKesson Transparent Dressing 2-3/8 X 2-3/4 inch | Transparent Dressing McKesson 2-3/8 X 2-3/4 inch. | transparent-dressing-2-3-8-x-2-3-4-inch-e68.jpg
SKU: MKS30452101 | McKesson Transparent Dressing 4 X 4-3/4 Inch | Transparent Dressing McKesson 4 X 4-3/4 Inch. | transparent-dressing-4-x-4-3-4-inch-bef.jpg
SKU: MKS30682100 | McKesson Transparent Dressing 6 X 8 Inch | Transparent Dressing McKesson 6 X 8 Inch. May be used as a primary or secondary dressing. | transparent-dressing-6-x-8-inch-480.png
SKU: MKS30682101 | McKesson Transparent Dressing 6 X 8 Inch | McKesson Transparent Dressing 6 X 8 Inch. | transparent-dressing-6-x-8-inch-975.jpg
SKU: MKS31232100 | McKesson Transparent Dressing 2-3/8 X 2-3/4 Inch | Transparent Dressing 2-3/8 X 2-3/4 Inch. | transparent-dressing-2-3-8-x-2-3-4-inch-6eb.png
SKU: MKS31232100 | McKesson Transparent Dressing 2-3/8 X 2-3/4 Inch | Transparent Dressing 2-3/8 X 2-3/4 Inch. | transparent-dressing-2-3-8-x-2-3-4-inch-6eb.png
SKU: MKS31452100 | McKesson DRSG Medi-Honey ADH 6X6" | DRSG Medi-Honey ADH 6X6". | drsg-medi-honey-adh-6x6--b0d.png
SKU: MKS31722100 | McKesson DRSG WND Medi-Honey 2.8" X 2.8" | DRSG WND Medi-Honey 2.8" X 2.8" . | drsg-wnd-medi-honey-28-x-28--61c.png
SKU: MKS34222100 | McKesson Honeycolloid Dressing Honeycolloid 3.5 X 3.5 Inch | Honeycolloid Dressing Honeycolloid 3.5 X 3.5 Inch. | honeycolloid-dressing-honeycolloid-35-x-35-inch-6c2.png
SKU: MKS37442100 | McKesson DRSG WND Medi-Honey 4.5" X 4.5" | DRSG WND Medi-Honey 4.5" X 4.5". | drsg-wnd-medi-honey-45-x-45-335.png
SKU: MKS50022101 | McKesson Brand Petrolatum Dressing Pleated Gauze / White Petrolatum 3 X 9 Inch | Brand Petrolatum Dressing Pleated Gauze / White Petrolatum 3 X 9 Inch . | -brand-petrolatum-dressing-pleated-gauze-white-petrolatum-3-x-9-inch--0f1.jpg
SKU: MKS53022100 | McKesson Impregnated Dressing Gauze / Hydrogel 2 X 2 Inch | Impregnated Dressing Gauze / Hydrogel 2 X 2 Inch. | impregnated-dressing-gauze-hydrogel-2-x-2-inch-7d2.jpg
SKU: MKS53022100 | McKesson Impregnated Dressing Gauze / Hydrogel 2 X 2 Inch | Impregnated Dressing Gauze / Hydrogel 2 X 2 Inch. | impregnated-dressing-gauze-hydrogel-2-x-2-inch-7d2.jpg
SKU: MKS53042101 | McKesson Impregnated Dressing Gauze / Hydrogel 4 X 4 Inch | Impregnated Dressing Gauze / Hydrogel 4 X 4 Inch. | -impregnated-dressing-gauze-hydrogel-4-x-4-inch--93b.jpg
SKU: MKS53222101 | McKesson Hydrocolloid Dressing PU Film Backing 2" x 2" (5 cm x 5 cm) | Hydrocolloid Dressing PU Film Backing 2" x 2" (5 cm x 5 cm). | hydrocolloid-dressing-pu-film-backing-2-x-2-5-cm-x-5-cm-468.jpg
SKU: MKS59342100 | McKesson Iodoform Packing Cotton 1 Inch X 5 Yards | Iodoform Packing Cotton 1 Inch X 5 Yards. | iodoform-packing-cotton-1-inch-x-5-yards--abd.jpg
SKU: MKS61532100 | McKesson Brand Petrolatum Dressing Gauze Petrolatum 1 X 36 Inch | Petrolatum Gauze Non-Adhering Dressing. | brand-petrolatum-dressing-gauze-petrolatum-1-x-36-inch-c68.jpg
SKU: MKS65072100 | McKesson General Purpose Wound Cleanser 7.1 oz. Can | General Purpose Wound Cleanser 7.1 oz. Can. | general-purpose-wound-cleanser-71-oz-can--b22.jpg
SKU: MKS65302100 | McKesson Unna Boot 3 Inch X 10 Yard Cotton | Unna Boot 3 Inch X 10 Yard Cotton | unna-boot-3-inch-x-10-yard-cotton--73f.jpg
SKU: MKS65402100 | McKesson Unna Boot 4 Inch X 10 Yard Cotton | Unna Boot 4 Inch X 10 Yard Cotton. | unna-boot-4-inch-x-10-yard-cotton-bd1.jpg
SKU: MKS77022101 | McKesson Brand Oil Emulsion Dressing Acetate Gauze / Emulsion Mix 3 X 8 Inch | Brand Oil Emulsion Dressing Acetate Gauze / Emulsion Mix 3 X 8 Inch. | brand-oil-emulsion-dressing-acetate-gauze-emulsion-mix-3-x-8-inch-006.jpg
SKU: MKS77032100 | McKesson Brand Petrolatum Mesh Dressing Pleated Gauze Xeroform Mix 1 X 8 Inch | Brand Petrolatum Mesh Dressing Pleated Gauze/ Xeroform Mix 1 X 8 Inch. | brand-petrolatum-mesh-dressing-pleated-gauze-xeroform-mix-1-x-8-inch-7f0.jpg
SKU: MKS77032101 | McKesson Brand Petrolatum Mesh Dressing Pleated Gauze/ Xeroform Mix 1 X 8 Inch | Brand Petrolatum Mesh Dressing Pleated Gauze/ Xeroform Mix 1 X 8 Inch. | brand-petrolatum-mesh-dressing-pleated-gauze-xeroform-mix-1-x-8-inch--e0e.jpg
SKU: MKS77042100 | McKesson Brand Oil Emulsion Dressing Acetate Gauze / Emulsion Mix 3 X 3 Inch | Brand Oil Emulsion Dressing Acetate Gauze / Emulsion Mix 3 X 3 Inch. | -brand-oil-emulsion-dressing-acetate-gauze-emulsion-mix-3-x-3-inch--c8f.jpg
SKU: MKS77042101 | McKesson McKesson Oil Emulsion Non Adhering Dressings 3" x 3" Sterile | McKesson Oil Emulsion Dressings are sterile, non-adhesive dressings consisting of a high porosity gauze dressing impregnated with a petrolatum dressing. | mckesson-oil-emulsion-non-adhering-dressings-3-x-3-sterile-12f.jpg
SKU: MKS77132100 | McKesson McKesson Brand Petrolatum Dressing Pleated Gauze / White Petrolatum 1 X 8 Inch | PETROLATUM GAUZE Non-Adhering Dressing, Sterile, non-adhering occlusive dressing consisting of fine-mesh absorbent gauze impregnated with white petrolatum. | mckesson-brand-petrolatum-dressing-pleated-gauze-white-petrolatum-1-x-8-inch-ae4.jpg
SKU: MKS77132101 | McKesson Brand Petrolatum Dressing Pleated Gauze / White Petrolatum 1 X 8 Inch | Brand Petrolatum Dressing Pleated Gauze / White Petrolatum 1 X 8 Inch. | -brand-petrolatum-dressing-pleated-gauze-white-petrolatum-1-x-8-inch-995.jpg
SKU: MKS82022100 | McKesson Hydrogel Dressing Hydrogel 2 X 2 Inch | Hydrogel Dressing Hydrogel 2 X 2 Inch. | hydrogel-dressing-hydrogel-2-x-2-inch--c69.jpg
SKU: MKS82022100 | McKesson Hydrogel Dressing Hydrogel 2 X 2 Inch | Hydrogel Dressing Hydrogel 2 X 2 Inch. | hydrogel-dressing-hydrogel-2-x-2-inch--c69.jpg
SKU: MKS82032100 | McKesson Hydrogel Dressing Hydrogel 2 X 3 Inch | Hydrogel Dressing Hydrogel 2 X 3 Inch. | hydrogel-dressing-hydrogel-2-x-3-inch--711.jpg
SKU: MKS82032100 | McKesson Hydrogel Dressing Hydrogel 2 X 3 Inch | Hydrogel Dressing Hydrogel 2 X 3 Inch. | hydrogel-dressing-hydrogel-2-x-3-inch--711.jpg
SKU: MKS82062100 | McKesson Hydrogel Dressing Hydrogel 6 X 8 Inch | Hydrogel Dressing Hydrogel 6 X 8 Inch. | hydrogel-dressing-hydrogel-6-x-8-inch--209.jpg
SKU: MKS82062100 | McKesson Hydrogel Dressing Hydrogel 6 X 8 Inch | Hydrogel Dressing Hydrogel 6 X 8 Inch. | hydrogel-dressing-hydrogel-6-x-8-inch--209.jpg
SKU: MKS84022100 | McKesson Hydrogel Dressing Hydrogel 4 X 4 Inch | Hydrogel Dressing Hydrogel 4 X 4 Inch. | hydrogel-dressing-hydrogel-4-x-4-inch-b44.jpg
SKU: MKS84022101 | McKesson Hydrogel Dressing McKesson Hydrogel 4 X 4 Inch | Hydrogel Dressing McKesson Hydrogel 4 X 4 Inch. | hydrogel-dressing-mckesson-hydrogel-4-x-4-inch-b51.jpg
SKU: MKS84242101 | McKesson Foam Dressing Foam 4 X 4 Inch | Foam Dressing Foam 4 X 4 Inch. | foam-dressing-foam-4-x-4-inch--c06.jpg
SKU: MKS84262100 | McKesson Foam Dressing Foam 6 X 6 Inch | Foam Dressing Foam 6 X 6 Inch. | foam-dressing-foam-6-x-6-inch--36e.jpg
SKU: MKS84312100 | McKesson Hydrophilic Foam Dressing 1 X 8 Inch | Hydrophilic Foam Dressing 1 X 8 Inch. | hydrophilic-foam-dressing-1-x-8-inch--db6.jpg
SKU: MKS84342100 | McKesson Hydrophilic Foam Dressing 4 X 4 Inch | Hydrophilic Foam Dressing 4 X 4 Inch. | hydrophilic-foam-dressing-4-x-4-inch--91f.jpg
SKU: MKS84542101 | McKesson Hydrocellular Foam Dressing with Film Backing 4 X 4 Inch | Hydrocellular Foam Dressing with Film Backing 4 X 4 Inch. | hydrocellular-foam-dressing-with-film-backing-4-x-4-inch-f5c.jpg
SKU: MKS84562100 | McKesson Hydrocellular Foam Dressing with Film Backing 6 X 6 Inch | Hydrocellular Foam Dressing with Film Backing 6 X 6 Inch. | hydrocellular-foam-dressing-with-film-backing-6-x-6-inch--4f8.jpg
SKU: MKS84562101 | McKesson Hydrocellular Foam Dressing with Film Backing 6 X 6 Inch | Hydrocellular Foam Dressing with Film Backing 6 X 6 Inch. | hydrocellular-foam-dressing-with-film-backing-6-x-6-inch-78c.jpg
SKU: MKS85142100 | McKesson Hydrocolloid Dressing PU Foam Backing 4 X 4 Inch | Hydrocolloid Dressing PU Foam Backing 4 X 4 Inch. | hydrocolloid-dressing-pu-foam-backing-4-x-4-inch--7b1.jpg
SKU: MKS85142101 | McKesson Hydrocolloid Dressing PU Foam Backing 4 X 4 Inch | Hydrocolloid Dressing PU Foam Backing 4 X 4 Inch. | hydrocolloid-dressing-pu-foam-backing-4-x-4-inch-31c.jpg
SKU: MKS85182100 | McKesson Hydrocolloid Dressing PU Foam Backing 8 X 8 Inch | Hydrocolloid Dressing PU Foam Backing 8 X 8 Inch. | hydrocolloid-dressing-pu-foam-backing-8-x-8-inch--6ff.jpg
SKU: MKS85192101 | McKesson Hydrocolloid Dressing PU Film Backing | Hydrocolloid Dressing PU Film Backing. | hydrocolloid-dressing-pu-film-backing--031.jpg
SKU: MKS85242101 | McKesson Hydrocolloid Dressing PU Film Backing 4 X 4 Inch | Hydrocolloid Dressing PU Film Backing 4 X 4 Inch. | hydrocolloid-dressing-pu-film-backing-4-x-4-inch--e2d.jpg
SKU: MKS85262100 | McKesson Hydrocolloid Dressing PU Film Backing 6 X 6 Inch | Hydrocolloid Dressing PU Film Backing 6 X 6 Inch. | hydrocolloid-dressing-pu-film-backing-6-x-6-inch--c50.jpg
SKU: MKS85262101 | McKesson Hydrocolloid Dressing PU Film Backing 6 X 6 Inch | Hydrocolloid Dressing PU Film Backing 6 X 6 Inch. Dressings consist of a wound contact layer of hydrocolloid polymers and a top layer of low coefficient of friction polyurethane film. The film backing is translucent, which enables clinicians to monitor the wound between dressing changes. Designed for the management of lightly exuding pressure ulcers (Stage I-IV), diabetic foot ulcers, venous stasis ulcers, other chronic and acute wounds. These dressings help maintain a moist wound-healing environment, protect the wound from external contamination and promote natural autolytic debridement. Tapered edge reduces the risk of bunching and rolling up, maximizing wear time and increasing cost-effectiveness. | hydrocolloid-dressing-pu-film-backing-6-x-6-inch--a18.jpg
SKU: MKS85282100 | McKesson Hydrocolloid Dressing PU Film Backing 8 X 8 Inch | Hydrocolloid Dressing PU Film Backing 8 X 8 Inch. | hydrocolloid-dressing-pu-film-backing-8-x-8-inch--df2.jpg
SKU: MKS85262101 | McKesson Hydrocolloid Dressing PU Film Backing 6 X 6 Inch | Hydrocolloid Dressing PU Film Backing 6 X 6 Inch. Dressings consist of a wound contact layer of hydrocolloid polymers and a top layer of low coefficient of friction polyurethane film. The film backing is translucent, which enables clinicians to monitor the wound between dressing changes. Designed for the management of lightly exuding pressure ulcers (Stage I-IV), diabetic foot ulcers, venous stasis ulcers, other chronic and acute wounds. These dressings help maintain a moist wound-healing environment, protect the wound from external contamination and promote natural autolytic debridement. Tapered edge reduces the risk of bunching and rolling up, maximizing wear time and increasing cost-effectiveness. | hydrocolloid-dressing-pu-film-backing-6-x-6-inch--a18.jpg
SKU: MKS85262101 | McKesson Hydrocolloid Dressing PU Film Backing 6 X 6 Inch | Hydrocolloid Dressing PU Film Backing 6 X 6 Inch. Dressings consist of a wound contact layer of hydrocolloid polymers and a top layer of low coefficient of friction polyurethane film. The film backing is translucent, which enables clinicians to monitor the wound between dressing changes. Designed for the management of lightly exuding pressure ulcers (Stage I-IV), diabetic foot ulcers, venous stasis ulcers, other chronic and acute wounds. These dressings help maintain a moist wound-healing environment, protect the wound from external contamination and promote natural autolytic debridement. Tapered edge reduces the risk of bunching and rolling up, maximizing wear time and increasing cost-effectiveness. | hydrocolloid-dressing-pu-film-backing-6-x-6-inch--a18.jpg
SKU: MKS85452101 | McKesson Calcium Alginate Dressing with Antimicrobial Silver Rectangle 4 X 5 Inch | Calcium Alginate Dressing with Antimicrobial Silver Rectangle 4 X 5 Inch. | calcium-alginate-dressing-with-antimicrobial-silver-rectangle-4-x-5-inch--e8b.jpg
SKU: MKS88022101 | McKesson Calcium Alginate Dressing Square 2 X 2 Inch | Calcium Alginate Dressing Square 2 X 2 Inch. | calcium-alginate-dressing-square-2-x-2-inch--99e.jpg
SKU: MKS88042101 | McKesson Calcium Alginate Dressing Square 4 X 4 Inch | Calcium Alginate Dressing Square 4 X 4 Inch. | calcium-alginate-dressing-square-4-x-4-inch--0ce.jpg
SKU: MKS71352700 | McKesson Sunmark Eye Drops | Sunmark Eye Drops | sunmark-eye-drops-ae6.jpg
SKU: MKS40517100 | McKesson Medi-Pak Performance NonWoven Cleaner - Medium | McKesson dry wipe cleaner non woven 10 1/2"X9" latex free | medi-pak-performance-nonwoven-cleaner-medium-b24.jpg
SKU: PMI7540 | Probasics Zzz-PAP AUTO Core Package | Zzz-PAP AUTO Core Package | zzz-pap-auto-core-package-d41.jpg
SKU: 3MW8516 | 3M Health Care Steri-Strip Wound Closure System 5 per Envelope | Combines the suture and staple-free wound closure of our Steri-Strip products with the sterile, waterproof barrier protection of 3M Tegaderm Transparent Dressings.Allows patients more freedom of movement and the ability to bathe or shower without changing dressings. May be worn up to seven days. | steri-strip-wound-closure-system-5-per-envelope-d01.jpg
SKU: DKL19926 | Dukal Fabric Bandage Hydrocolloid Assorted Finger/Toe & Large Patch | Adhesive bandages with non-adherent pad are sterile and lightweight. Stay secure and comfortable, allowing wound to remain protected even when wet. Assorted sizes. Latex free. | fabric-bandage-hydrocolloid-assorted-finger-toe-amp-large-patch-4a1.jpg
SKU: JON116317 | Johnson & Johnson Disney Frozen Assorted Adhesive Bandages | Disney Frozen Assorted Adhesive Bandages. | disney-frozen-assorted-adhesive-bandages--081.jpg
SKU: AMDR73512 | AMD-Ritmed Kittner Dissector Sponges | AMD-Ritmed presents Kittner Blunt â€œKâ€ dissectors that are constructed from lint-free surgical grade woven cotton umbilical tape. | kittner-dissector-sponges-fd6.jpg
SKU: DKLCR4299 | Dukal Eclypse Border Oval Super Absorbent Dressing 6" x 8" | Eclypse Border OvalÂ® Super Absorbent Dressing, 6" x 8" | eclypse-border-oval-super-absorbent-dressing-6-x-8-f90.jpg
SKU: DKLCR4298 | Dukal Eclypse Border Oval Super Absorbent Dressing 8" x 12" | Eclypse Border OvalÂ® Super Absorbent Dressing, 8" x 12" Soft silicone layer provides gentle adherence that will facilitate atraumatic removal, does not damage the surrounding skin, peri-wound area or newly formed tissue and will not adhere to the wet wound bed | eclypse-border-oval-super-absorbent-dressing-8-x-12-310.jpg
SKU: DMS15215 | Derma Sciences Flexible Fabric Adhesive Bandage 1" x 3" | Patented packaging and opening system provide the professional applying the strip and the patient with a level of protection unavailable in any other bandage. Unique snap open wrapper is convenient and time saving as application can be performed with gloved hands. The hand never touches the adhesive or absorptive pad. Latex free. | flexible-fabric-adhesive-bandage-1-x-3-a92.jpg
SKU: DMS15200 | Derma Sciences Sheer Adhesive Bandage Â¾" x 3" | Patented packaging and opening system provide the professional applying the strip and the patient with a level of protection unavailable in any other bandage. Unique snap open wrapper is convenient and time saving as application can be performed with gloved hands. The hand never touches the adhesive or absorptive pad. Latex free. | sheer-adhesive-bandage-frac34quot-x-3quot-575.jpg
SKU: PROP157204 | Pro Advantage Bordered Island Gauze Dressing 4" x 4" 2" x 2" Pad | An absorbent island dressing constructed with a heavy-duty absorbent pad and conformable, non-woven fabric adhesive backing. The porous structure of the SontaraÂ® non-woven fabric ensures air and water vapor permeability. The fabric is stretchable, conforms well to body contours and allows body movements when in place. The adhesive has been designed to be gentle to the skin but at the same time provide secure fixation. The wound pad can absorb moderate amounts of wound fluids and the low-adherent surface reduces the risk of adherence to the wounds. | bordered-island-gauze-dressing-4-x-4-2-x-2-pad-f37.jpg
SKU: PROP157304 | Pro Advantage Waterproof Composite Island Dressing 4" x 4" 2" x2" pad | This dressing has four distinct layers designed to cover all stages of wound care. Layer 1, a non-adherent contact layer, protects the wound site and will not stick to granulation tissue. Layer 2, a soft pad, absorbs drainage. Layer 3, a non-woven backing with an adhesive border, securely holds the contact pad in place. Layer 4, a semi-occlusive, polyurethane film, helps deter external contaminants and maintains an optimal wound environment. The vapor permeable film coating allows showering and protects the wound from water and contamination. It also protects clothing and bed linens from blood or exudate strike-through. Sterile. | waterproof-composite-island-dressing-4-x-4-2-x2-pad-922.jpg
SKU: PROP157306 | Pro Advantage Waterproof Composite Dressing 6" x 6" with 4" x 4" Pad | This dressing has four distinct layers designed to cover all stages of wound care. Layer 1, a non-adherent contact layer, protects the wound site and will not stick to granulation tissue. Layer 2, a soft pad, absorbs drainage. Layer 3, a non-woven backing with an adhesive border, securely holds the contact pad in place. Layer 4, a semi-occlusive, polyurethane film, helps deter external contaminants and maintains an optimal wound environment. The vapor permeable film coating allows showering and protects the wound from water and contamination. It also protects clothing and bed linens from blood or exudate strike-through. Sterile. | waterproof-composite-dressing-6-x-6-with-4-x-4-pad-a81.jpg
SKU: PROP157402 | Pro Advantage Transparent Frame-Style Film Dressing 2.375" x 23/4" | This multipurpose, transparent film dressing provides a thin flexible covering to help protect the wound surface or secure catheters and IVs. The dressings are water-resistant to enable patient bathing and transparent to permit observation without removing the dressing. Their moisture vapor permeability allows excess moisture to vent while maintaining a moist wound environment conducive to healing. The latex-free adhesive is gentle on the skin. Sterile. | transparent-frame-style-film-dressing-2375-x-23-4-7df.jpg
SKU: PROP157404 | Pro Advantage Transparent Frame-Style Film Dressing 4" x 43/4" | This multipurpose, transparent film dressing provides a thin flexible covering to help protect the wound surface or secure catheters and IVs. The dressings are water-resistant to enable patient bathing and transparent to permit observation without removing the dressing. Their moisture vapor permeability allows excess moisture to vent while maintaining a moist wound environment conducive to healing. The latex-free adhesive is gentle on the skin. Sterile. | transparent-frame-style-film-dressing-4-x-43-4-7df.jpg
SKU: PROP157614 | Pro Advantage Hydrocolloid Dressings Regular Thickness 4" x 41/4" | This integrated hydrocolloid formula provides world-class wound healing effectiveness. We offer an ultra-thin hydrocolloid at 15mm. Our standard hydrocolloid is capable of besting the competition wear time while reducing profile and weight by 25%. The outer polyurethane layer provides a barrier to water and bacteria, while maintaining a moist environment. The semi-occlusive properties allow for oxygen and moisture vapor transmission creating the optimal conditions for wound healing. Sterile. | hydrocolloid-dressings-regular-thickness-4-x-41-4-8a7.jpg
SKU: PROP157604 | Pro Advantage Hydrocolloid Dressings Thin 4" x 41/4" | This integrated hydrocolloid formula provides world-class wound healing effectiveness. We offer an ultra-thin hydrocolloid at 15mm. Our standard hydrocolloid is capable of besting the competition wear time while reducing profile and weight by 25%. The outer polyurethane layer provides a barrier to water and bacteria, while maintaining a moist environment. The semi-occlusive properties allow for oxygen and moisture vapor transmission creating the optimal conditions for wound healing. Sterile. | hydrocolloid-dressings-thin-4-x-41-4-8a7.jpg
SKU: PROP157704 | Pro Advantage Calcium Alginate Dressings 41/4" x 41/4" | Calcium alginate is a wound exudate absorber for moderately to heavily draining wounds. It may be appropriately used for Stage II and IV pressure ulcers, venous ulcers, arterial and diabetic ulcers, donor sites, superficial burn wounds, surgical incisions, abrasions, lacerations and traumatic wounds. Available in flat dressings or wound packing rope. | calcium-alginate-dressings-41-4-x-41-4-1d5.jpg
SKU: PROP157712 | Pro Advantage Calcium Alginate Dressings 12" Ribbon | Calcium alginate is a wound exudate absorber for moderately to heavily draining wounds. It may be appropriately used for Stage II and IV pressure ulcers, venous ulcers, arterial and diabetic ulcers, donor sites, superficial burn wounds, surgical incisions, abrasions, lacerations and traumatic wounds. Available in flat dressings or wound packing rope. | calcium-alginate-dressings-12-ribbon-1d5.jpg
SKU: PROP157004 | Pro Advantage Gauze Sponge 1s 4" x 4" 12-Ply Sterile | Made from 100% premium bleached cotton. These highly absorbent sponges are available in a broad range of sizes and plys. Applicable for dressing, general cleaning, prepping, packing and debriding wounds. Available in sterile and non-sterile. Packaged sterile. | gauze-sponge-1s-4-x-4-12-ply-sterile-1a3.jpg
SKU: PROP157024 | Pro Advantage Gauze Sponge 2s 4" x 4" 8-Ply Sterile | Made from 100% premium bleached cotton. These highly absorbent sponges are available in a broad range of sizes and plys. Applicable for dressing, general cleaning, prepping, packing and debriding wounds. Available in sterile and non-sterile. Packaged sterile. | gauze-sponge-2s-4-x-4-8-ply-sterile-0b7.jpg
SKU: PROP157002 | Pro Advantage Gauze Sponge 1s 2" x 2" 12-Ply Sterile | Made from 100% premium bleached cotton. These highly absorbent sponges are available in a broad range of sizes and plys. Applicable for dressing, general cleaning, prepping, packing and debriding wounds. Available in sterile and non-sterile. Packaged sterile. | gauze-sponge-1s-2-x-2-12-ply-sterile-03a.jpg
SKU: PROP157022 | Pro Advantage Gauze Sponge 2s 2" x 2" 8-Ply Sterile | Made from 100% premium bleached cotton. These highly absorbent sponges are available in a broad range of sizes and plys. Applicable for dressing, general cleaning, prepping, packing and debriding wounds. Available in sterile and non-sterile. Packaged sterile. | gauze-sponge-2s-2-x-2-8-ply-sterile-49a.jpg
SKU: PROP157025 | Pro Advantage Gauze Sponge 2s 4" x 4" 12-Ply Sterile | Made from 100% premium bleached cotton. These highly absorbent sponges are available in a broad range of sizes and plys. Applicable for dressing, general cleaning, prepping, packing and debriding wounds. Available in sterile and non-sterile. Packaged sterile. | gauze-sponge-2s-4-x-4-12-ply-sterile-c20.jpg
SKU: PROP150155 | Pro Advantage Non-Adherent Sterile Pads 2" x 3" | Ideal for lightly draining wounds, these highly absorbent pads provide cushioning protection without sticking to the healing area. Sterile. | non-adherent-sterile-pads-2-x-3-c29.jpg
SKU: PROP150160 | Pro Advantage Non-Adherent Sterile Pads 3" x 4" | Ideal for lightly draining wounds, these highly absorbent pads provide cushioning protection without sticking to the healing area. Sterile. | non-adherent-sterile-pads-3-x-4-c29.jpg
SKU: PROP150150 | Pro Advantage Adhesive Bandage Spots 7/8" Dia | Absorbent breathable island pad cushions and protects wound. Long-lasting adhesive stays secure even when wet. Latex free. | adhesive-bandage-spots-7-8-dia-cd8.jpg
SKU: PROP150140 | Pro Advantage Adhesive Bandage Strips 2" x 4" | Absorbent breathable island pad cushions and protects wound. Long-lasting adhesive stays secure even when wet. Latex free. | adhesive-bandage-strips-2-x-4-3c2.jpg
SKU: PROP150135 | Pro Advantage Adhesive Bandage Strips 1" x 3" | Absorbent breathable island pad cushions and protects wound. Long-lasting adhesive stays secure even when wet. Latex free. | adhesive-bandage-strips-1-x-3-640.jpg
SKU: PROP151010 | Pro Advantage Paper Tape 1" x 10 yds | General purpose tape perfect for fragile skin. Ideal for securing tubing, ostomy pouches and facial dressings. Tears easily for convenient application. Highly porous for maximum breathability. Hypoallergenic and latex-free. | paper-tape-1-x-10-yds-2dc.jpg
SKU: PROP152010 | Pro Advantage Transparent Tape 1" x 10 yds | Ideal for securing I.V. tubing and catheters, primary wound dressings, tubing and drainage lines. Micro perforation allows for bidirectional tearing. Easy to tear and stretch. Highly porous for breathability. Water resistant, hypoallergenic and latex-free. | transparent-tape-1-x-10-yds-b3c.jpg
SKU: DMS2035033G | Derma Sciences Adhesive Tape 1/2" x 5 yds - Roll | Self tearing and easy to apply. The long-lasting adhesive is gentle on the skin and latex free. | adhesive-tape-1-2-x-5-yds-roll-8ff.jpg
SKU: DMS2060033G | Derma Sciences Adhesive Tape 1/2" x 10 yds - Roll | Self tearing and easy to apply. The long-lasting adhesive is gentle on the skin and latex free. | adhesive-tape-1-2-x-10-yds-roll-8ff.jpg
SKU: DMS2040033G | Derma Sciences Adhesive Tape 1" x 5 yds - Roll | Self tearing and easy to apply. The long-lasting adhesive is gentle on the skin and latex free. | adhesive-tape-1-x-5-yds-roll-8ff.jpg
SKU: DMS2045033G | Derma Sciences Adhesive Tape 2" x 5 yds - Roll | Self tearing and easy to apply. The long-lasting adhesive is gentle on the skin and latex free. | adhesive-tape-2-x-5-yds-roll-8ff.jpg
SKU: AMDR57600G | AMD-Ritmed Rayon-Tipped OB-GYN Applicator Non-Sterile Plastic Stick 8" x 5/32" - 50 per Box | AMD MEDICOM SOLON APPLICATORS | rayon-tipped-ob-gyn-applicator-non-sterile-plastic-stick-8-x-5-32-50-per-box-a51.jpg
SKU: AMDR57603G | AMD-Ritmed Rayon-Tipped OB-GYN & Proctoscopic Applicator Sterile Plastic Stick 8" x 5/32" - 2 per Pack, 50 Packs per Box | AMD MEDICOM SOLON APPLICATORS | rayon-tipped-ob-gyn-amp-proctoscopic-applicator-sterile-plastic-stick-8-x-5-32-2-per-pack-50-packs-per-box-551.jpg
SKU: SXWM2012G | Systagenix Non-Adhering Dressing 3" x 3" - 50 per Box | Non-adhering cellulose acetate impregnated with specially formulated petrolatum emulsion permits flow of wound exudate to the absorbent dressing. Prevents dressing adherences and helps prevent pooling of fluid. | non-adhering-dressing-3-x-3-50-per-box-8c6.jpg
SKU: SXWM2013G | Systagenix Non-Adhering Dressing 3" x 8" - 3 per Package, 36 Packages per Box | Non-adhering cellulose acetate impregnated with specially formulated petrolatum emulsion permits flow of wound exudate to the absorbent dressing. Prevents dressing adherences and helps prevent pooling of fluid. | non-adhering-dressing-3-x-8-3-per-package-36-packages-per-box-8c6.jpg
SKU: SXWM2014G | Systagenix Non-Adhering Dressing 3" x 16" - 36 per Box | Non-adhering cellulose acetate impregnated with specially formulated petrolatum emulsion permits flow of wound exudate to the absorbent dressing. Prevents dressing adherences and helps prevent pooling of fluid. | non-adhering-dressing-3-x-16-36-per-box-8c6.jpg
SKU: SXWM2015G | Systagenix Non-Adhering Dressing 3" x 8" - 24 per Box | Non-adhering cellulose acetate impregnated with specially formulated petrolatum emulsion permits flow of wound exudate to the absorbent dressing. Prevents dressing adherences and helps prevent pooling of fluid. | non-adhering-dressing-3-x-8-24-per-box-8c6.jpg
SKU: SXWM2019G | Systagenix Non-Adhering Dressing 5" x 9" - 12 per Box | Non-adhering cellulose acetate impregnated with specially formulated petrolatum emulsion permits flow of wound exudate to the absorbent dressing. Prevents dressing adherences and helps prevent pooling of fluid. | non-adhering-dressing-5-x-9-12-per-box-8c6.jpg
SKU: SXWM2982G | Systagenix Wound Dressing 4" x 4 3/8" - 12 per Box | Collagen compound breaks down gradually and maintains a moist wound environment. Alginate creates a hydrogel. Non-adherent and maintains integrity when wet. Can be cut to size. Sterile. | wound-dressing-4-x-4-3-8-12-per-box-13f.jpg
SKU: SXWM2981G | Systagenix Wound Dressing 2" x 2" - 12 per Box | Collagen compound breaks down gradually and maintains a moist wound environment. Alginate creates a hydrogel. Non-adherent and maintains integrity when wet. Can be cut to size. Sterile. | wound-dressing-2-x-2-12-per-box-13f.jpg
SKU: SXWMMTL101ENG | Systagenix Dressing 4 1/4" x 4 1/4" - 10 per Box | Provides an exudate handling system for low to moderate exudating wounds. During use, the absorbent island gently expands as it absorbs exudate, maintaining a moist environment. Water resistant, permeable polyurethane backing. Gentle adhesive border. Nonwoven wicking layer. May be left in place for 5-7 days. | dressing-4-1-4-x-4-1-4-10-per-box-f04.jpg
SKU: JON004431G | Johnson & Johnson All One Size Flexible Fabric Adhesive Bandages - 30 per Box | For areas where freedom of movement is desirable, such as across fingers, elbows, knees and other joints. | all-one-size-flexible-fabric-adhesive-bandages-30-per-box-736.jpg
SKU: JON005685G | Johnson & Johnson Flexible Fabric Adhesive Bandages X-Large - 10 per Box | For areas where freedom of movement is desirable, such as across fingers, elbows, knees and other joints. | flexible-fabric-adhesive-bandages-x-large-10-per-box-fe2.jpg
SKU: JON004473G | Johnson & Johnson SpongeBobâ„¢ SquarePants Assorted Adhesive Bandages - 20 per Box | Latex free. | spongebobtrade-squarepants-assorted-adhesive-bandages-20-per-box-001.jpg
SKU: JON004484G | Johnson & Johnson Dora The Explorer Assorted Adhesive Bandages - 25 per Box | Latex free. | dora-the-explorer-assorted-adhesive-bandages-25-per-box-b05.jpg
SKU: DMS15200G | Derma Sciences Sheer Adhesive Bandage 3/4" x 3" - 100 per Box | Patented packaging and opening system provide the professional applying the strip and the patient with a level of protection unavailable in any other bandage. Unique â€˜snap openâ€˜ wrapper is convenient and time saving as application can be performed with gloved hands. The hand never touches the adhesive or absorptive pad. Latex free. | sheer-adhesive-bandage-3-4-x-3-100-per-box-06b.jpg
SKU: DMS15210G | Derma Sciences Flexible Fabric Adhesive Bandage 3/4" x 3" - 100 per Box | Patented packaging and opening system provide the professional applying the strip and the patient with a level of protection unavailable in any other bandage. Unique â€˜snap openâ€˜ wrapper is convenient and time saving as application can be performed with gloved hands. The hand never touches the adhesive or absorptive pad. Latex free. | flexible-fabric-adhesive-bandage-3-4-x-3-100-per-box-08f.jpg
SKU: DMS15215G | Derma Sciences Flexible Fabric Adhesive Bandage 1" x 3" | Patented packaging and opening system provide the professional applying the strip and the patient with a level of protection unavailable in any other bandage. | flexible-fabric-adhesive-bandage-1-x-3-ed0.jpg
SKU: DKL5228G | Dukal Gauze Sponge 2" x 2" Sterile 8-Ply Cotton Filled - 2 per Pack, 50 Packs per Box | Highly absorbent sponges, Made of 100% woven cotton and ideal for a number of applications. Our high quality sponges can be used for general cleaning, dressings, prepping, packing and debriding wounds. Available in sterile and non-sterile. | gauze-sponge-2-x-2-sterile-8-ply-cotton-filled-2-per-pack-50-packs-per-box-485.jpg
SKU: DKL412-10G | Dukal Gauze Sponge 4" x 4" Sterile Tray 12-Ply - 10 per Tray | Highly absorbent sponges, Made of 100% woven cotton and ideal for a number of applications. Our high quality sponges can be used for general cleaning, dressings, prepping, packing and debriding wounds. Available in sterile and non-sterile. | gauze-sponge-4-x-4-sterile-tray-12-ply-10-per-tray-91a.jpg
SKU: DKL5444G | Dukal Sponge 4" x 4" Sterile Post-Op Gauze Facing - 2 per Pack, 25 Packs per Box | This gauze facing multi-layer sponge can be used in place of a number of traditional sponges by offering faster wicking and more absorbency than a single sponge. | sponge-4-x-4-sterile-post-op-gauze-facing-2-per-pack-25-packs-per-box-43b.jpg
SKU: DKL134G | Dukal Non-Adherent Pad 3" x 4" - 100 per Box | Designed to protect to wound site while promoting the healing process. The non-stick outer facing will allow the dressing to absorb, but not interfere with the granulating tissue by adhering to the wound. The easy removal of the pad will minimize trauma to the wound site. These pads can be cut any size wound without separating. | non-adherent-pad-3-x-4-100-per-box-991.jpg
SKU: DKL138G | Dukal Non-Adherent Pad 3" x 8" - 1 per Pack, 75 Packs per Box | Designed to protect to wound site while promoting the healing process. The non-stick outer facing will allow the dressing to absorb, but not interfere with the granulating tissue by adhering to the wound. The easy removal of the pad will minimize trauma to the wound site. These pads can be cut any size wound without separating. | non-adherent-pad-3-x-8-1-per-pack-75-packs-per-box-1a9.jpg
SKU: DKL7224G | Dukal Clinisorb Non Woven Sponges 2" x 2" Sterile 4 Ply | An economical alternative to using traditional woven gauze. | clinisorb-non-woven-sponges-2-x-2-sterile-4-ply-c26.jpg
SKU: DKL7444G | Dukal Gauze Sponge 4" x 4" Sterile 4-Ply - 2 per Pack, 50 Packs per Box | An economical alternative to using traditional woven gauze. These absorbent rayon/polyblend multi-purpose sponges are ideal for general cleaning and prepping. They also perform well for applying ointments and are virtually non-linting. | gauze-sponge-4-x-4-sterile-4-ply-2-per-pack-50-packs-per-box-fc3.jpg
SKU: DKL2102G | Dukal Gauze Sponge 2" x 2" Non-Sterile 4-Ply - 200 per Bag | An economical alternative to using traditional woven gauze. These absorbent rayon/polyblend multi-purpose sponges are ideal for general cleaning and prepping. They also perform well for applying ointments and are virtually non-linting. | gauze-sponge-2-x-2-non-sterile-4-ply-200-per-bag-3b5.jpg
SKU: DKL2103G | Dukal Gauze Sponge3" x 3" Non-Sterile 4-Ply - 200 per Bag | An economical alternative to using traditional woven gauze. These absorbent rayon/polyblend multi-purpose sponges are ideal for general cleaning and prepping. They also perform well for applying ointments and are virtually non-linting. | gauze-sponge3-x-3-non-sterile-4-ply-200-per-bag-3b5.jpg
SKU: DKL2104G | Dukal Gauze Sponge 4" x 4" Non Sterile 4 Ply | An economical alternative to using traditional woven gauze. | gauze-sponge-4-x-4-non-sterile-4-ply-7c1.jpg
SKU: DKL7334G | Dukal Gauze Sponge 3" x 3" Sterile 4-Ply - 2 per Pack, 40 Packs per Box | An economical alternative to using traditional woven gauze. These absorbent rayon/polyblend multi-purpose sponges are ideal for general cleaning and prepping. They also perform well for applying ointments and are virtually non-linting. | gauze-sponge-3-x-3-sterile-4-ply-2-per-pack-40-packs-per-box-93f.jpg
SKU: DMS300-1CG | Derma Sciences Unna Boot 3" x 10 yds Calamine - Each | A gauze bandage that has been evenly impregnated with a non-hardening paste of zinc-oxide. Available with or without calamine. Ideal for treating: venous stasis leg ulcers, lymphatic edema, minor sprains, strains, fractures, thrombophlebitis and skin grafts on burn wounds. Contains no gelatin which prevents the hardening or caking of the bandage. Made without preservatives. Made of non-raveling threadlocked gauze. Packaged in a unique vacuum-sealed pouch. | unna-boot-3-x-10-yds-calamine-each-493.jpg
SKU: DMS400-1CG | Derma Sciences Unna Boot 4" x 10 yds Calamine - Each | A gauze bandage that has been evenly impregnated with a non-hardening paste of zinc-oxide. Available with or without calamine. Ideal for treating: venous stasis leg ulcers, lymphatic edema, minor sprains, strains, fractures, thrombophlebitis and skin grafts on burn wounds. Contains no gelatin which prevents the hardening or caking of the bandage. Made without preservatives. Made of non-raveling threadlocked gauze. Packaged in a unique vacuum-sealed pouch. | unna-boot-4-x-10-yds-calamine-each-493.jpg
SKU: DMS300-1G | Derma Sciences Unna Boot 3" x 10 yds - Each | A gauze bandage that has been evenly impregnated with a non-hardening paste of zinc-oxide. Available with or without calamine. Ideal for treating: venous stasis leg ulcers, lymphatic edema, minor sprains, strains, fractures, thrombophlebitis and skin grafts on burn wounds. Contains no gelatin which prevents the hardening or caking of the bandage. Made without preservatives. Made of non-raveling threadlocked gauze. Packaged in a unique vacuum-sealed pouch. | unna-boot-3-x-10-yds-each-f4f.jpg
SKU: DMS400-1G | Derma Sciences Unna Boot 4" x 10 yds - Each | A gauze bandage that has been evenly impregnated with a non-hardening paste of zinc-oxide. Available with or without calamine. Ideal for treating: venous stasis leg ulcers, lymphatic edema, minor sprains, strains, fractures, thrombophlebitis and skin grafts on burn wounds. Contains no gelatin which prevents the hardening or caking of the bandage. Made without preservatives. Made of non-raveling threadlocked gauze. Packaged in a unique vacuum-sealed pouch. | unna-boot-4-x-10-yds-each-f4f.jpg
SKU: DMSSVT3DG | Derma Sciences Pad 3/4" x 3" Latex Free - 100 per Box | These soft bandages consist of highly absorbent non-stock pad to protect the wound. Our long lasting adhesive is safely and easily removed. Pre-folded wrapper tabs make it simple to open and apply. Latex free. | pad-3-4-x-3-latex-free-100-per-box-cc4.jpg
SKU: DMSSV13DG | Derma Sciences Pad 1" x 3" Latex Free - 100 per Box | These soft bandages consist of highly absorbent non-stock pad to protect the wound. Our long lasting adhesive is safely and easily removed. Pre-folded wrapper tabs make it simple to open and apply. Latex free. | pad-1-x-3-latex-free-100-per-box-cc4.jpg
SKU: DMSNVJEDG | Derma Sciences Knuckle Pad Latex Free - 100 per Box | These soft bandages consist of highly absorbent non-stock pad to protect the wound. Our long lasting adhesive is safely and easily removed. Pre-folded wrapper tabs make it simple to open and apply. Latex free. | knuckle-pad-latex-free-100-per-box-cc4.jpg
SKU: DMSSV3ERG | Derma Sciences 4-Wing Pad Latex Free - 50 per Box | These soft bandages consist of highly absorbent non-stock pad to protect the wound. Our long lasting adhesive is safely and easily removed. Pre-folded wrapper tabs make it simple to open and apply. Latex free. | 4-wing-pad-latex-free-50-per-box-cc4.jpg
SKU: DMSPV23RG | Derma Sciences Patch 2" x 3" Latex Free - 50 per Box | These soft bandages consist of highly absorbent non-stock pad to protect the wound. Our long lasting adhesive is safely and easily removed. Pre-folded wrapper tabs make it simple to open and apply. Latex free. | patch-2-x-3-latex-free-50-per-box-cc4.jpg
SKU: 3M2861G | 3M Health Care Cloth Surgical Tape 1" x 10 yds - 2 rolls per Pack | A stronger holding power for more challenging applications. Porous and breathable. Soft, stretchy tape is hypoallergenic. Perforated rolls are easy to tear. | cloth-surgical-tape-1-x-10-yds-2-rolls-per-pack-6e7.jpg
SKU: 3M2862G | 3M Health Care Cloth Surgical Tape 2" x 10 yds - Each | A stronger holding power for more challenging applications. Porous and breathable. Soft, stretchy tape is hypoallergenic. Perforated rolls are easy to tear. | cloth-surgical-tape-2-x-10-yds-each-6e7.jpg
SKU: 3M2863G | 3M Health Care Cloth Surgical Tape 3" x 10 yds - Each | A stronger holding power for more challenging applications. Porous and breathable. Soft, stretchy tape is hypoallergenic. Perforated rolls are easy to tear. | cloth-surgical-tape-3-x-10-yds-each-6e7.jpg
SKU: 3M2864G | 3M Health Care Cloth Surgical Tape 4" x 10 yds - Each | A stronger holding power for more challenging applications. Porous and breathable. Soft, stretchy tape is hypoallergenic. Perforated rolls are easy to tear. | cloth-surgical-tape-4-x-10-yds-each-6e7.jpg
SKU: 3M2866G | 3M Health Care Cloth Surgical Tape 6" x 10 yds - Each | A stronger holding power for more challenging applications. Porous and breathable. Soft, stretchy tape is hypoallergenic. Perforated rolls are easy to tear. | cloth-surgical-tape-6-x-10-yds-each-6e7.jpg
SKU: EXEL26836G | Exel Bandage X-Large - 100 per Box | Whenever a large bore needle is used these bandages can help to reduce pressure time to stop bleeding. The absorbent pad soaks up blood. The swelling action of pad acts as compress. | bandage-x-large-100-per-box-29d.jpg
SKU: 3M90001G | 3M Health Care Hydrocolloid Dressing 2 3/4" x 3 1/2" Oval - 5 per Box | Sterile wound dressings which consist of a hypoallergenic, hydrocolloid adhesive with an outer clear adhesive cover film impermeable to liquids, bacteria and viruses. The inner layer of hydrocolloid adhesive rapidly absorbs exudate faster than the leading competitive hydrocolloid in the first 48 hours. The breathable outer film layer provides a consistently high rate of moisture vapor transmission. Together, these features ensure an optimal moist wound environment, minimize the chance for damage to healthy periwound skin and provide extended wear for up to seven days. | hydrocolloid-dressing-2-3-4-x-3-1-2-oval-5-per-box-928.jpg
SKU: 3M90004G | 3M Health Care Hydrocolloid Dressing 5 1/2" x 6 3/4" Oval - 3 per Box | Sterile wound dressings which consist of a hypoallergenic, hydrocolloid adhesive with an outer clear adhesive cover film impermeable to liquids, bacteria and viruses. The inner layer of hydrocolloid adhesive rapidly absorbs exudate faster than the leading competitive hydrocolloid in the first 48 hours. The breathable outer film layer provides a consistently high rate of moisture vapor transmission. Together, these features ensure an optimal moist wound environment, minimize the chance for damage to healthy periwound skin and provide extended wear for up to seven days. | hydrocolloid-dressing-5-1-2-x-6-3-4-oval-3-per-box-928.jpg
SKU: 3M90007G | 3M Health Care Hydrocolloid Dressing 4.9" x 5 1/2" Sacral Design - 6 per Box | Sterile wound dressings which consist of a hypoallergenic, hydrocolloid adhesive with an outer clear adhesive cover film impermeable to liquids, bacteria and viruses. The inner layer of hydrocolloid adhesive rapidly absorbs exudate faster than the leading competitive hydrocolloid in the first 48 hours. The breathable outer film layer provides a consistently high rate of moisture vapor transmission. Together, these features ensure an optimal moist wound environment, minimize the chance for damage to healthy periwound skin and provide extended wear for up to seven days. | hydrocolloid-dressing-49-x-5-1-2-sacral-design-6-per-box-928.jpg
SKU: 3M3562G | 3M Health Care Wound Dressing 2" x 2 3/4" Pad Size 1" x 1 1/2" - 50 per Box | Sterile all-in-one island dressing that features a breathable soft cloth tape backing with a unique non-adherent pad. | wound-dressing-2-x-2-3-4-pad-size-1-x-1-1-2-50-per-box-65d.jpg
SKU: 3M3566G | 3M Health Care Wound Dressing 3 1/2" x 4" Pad Size 13/4" x 2 3/8" - 25 per Box | Sterile all-in-one island dressing that features a breathable soft cloth tape backing with a unique non-adherent pad. | wound-dressing-3-1-2-x-4-pad-size-13-4-x-2-3-8-25-per-box-65d.jpg
SKU: 3M3569G | 3M Health Care Wound Dressing 3 1/2" x 6" Pad Size 13/4" x 4" - 25 per Box | Sterile all-in-one island dressing that features a breathable soft cloth tape backing with a unique non-adherent pad. | wound-dressing-3-1-2-x-6-pad-size-13-4-x-4-25-per-box-65d.jpg
SKU: 3M3570G | 3M Health Care Wound Dressing 3 1/2" x 8" Pad Size 13/4" x 6" - 25 per Box | Sterile all-in-one island dressing that features a breathable soft cloth tape backing with a unique non-adherent pad. | wound-dressing-3-1-2-x-8-pad-size-13-4-x-6-25-per-box-65d.jpg
SKU: 3M3571G | 3M Health Care Wound Dressing 3 1/2" x 10" Pad Size 13/4" x 8" - 25 per Box | Sterile all-in-one island dressing that features a breathable soft cloth tape backing with a unique non-adherent pad. | wound-dressing-3-1-2-x-10-pad-size-13-4-x-8-25-per-box-65d.jpg
SKU: 3M9534HPG | 3M Health Care Film Dressing 2 3/8" x 2 3/44" - 100 per Box | Providing all of the benefits of Tegadermâ„¢ dressings, Tegadermâ„¢ HP dressings have a special adhesive and film that differentiate it from standard Tegadermâ„¢ film dressings. The hydrophilic nature of Tegadermâ„¢ HP Film adhesive makes it more adherent and useful in moist conditions and difficult-to-dress areas. It offers holding power in challenging clinical conditions, reducing unscheduled dressing changes. | film-dressing-2-3-8-x-2-3-44-100-per-box-cc6.jpg
SKU: 3M9536HPG | 3M Health Care Film Dressing 4" x 4 3/4" - 50 per Box | Providing all of the benefits of Tegadermâ„¢ dressings, Tegadermâ„¢ HP dressings have a special adhesive and film that differentiate it from standard Tegadermâ„¢ film dressings. The hydrophilic nature of Tegadermâ„¢ HP Film adhesive makes it more adherent and useful in moist conditions and difficult-to-dress areas. It offers holding power in challenging clinical conditions, reducing unscheduled dressing changes. | film-dressing-4-x-4-3-4-50-per-box-cc6.jpg
SKU: 3M9519HPG | 3M Health Care Film Dressing 2 3/8" x 2 3/8" with Secure Strip - 100 per Box | Providing all of the benefits of Tegadermâ„¢ dressings, Tegadermâ„¢ HP dressings have a special adhesive and film that differentiate it from standard Tegadermâ„¢ film dressings. The hydrophilic nature of Tegadermâ„¢ HP Film adhesive makes it more adherent and useful in moist conditions and difficult-to-dress areas. It offers holding power in challenging clinical conditions, reducing unscheduled dressing changes. | film-dressing-2-3-8-x-2-3-8-with-secure-strip-100-per-box-cc6.jpg
SKU: 3M1539G | 3M Health Care Regular Size Eye Patch 31/4" x 2 1/4" - 20 per Box | Fits comfortably behind glasses, yet permits free movement of eyelid. Highly breathable backing. Hypoallergenic and absorbent. | regular-size-eye-patch-31-4-x-2-1-4-20-per-box-8d5.jpg
SKU: SMNS449000G | Smith & Nephew Wound Cleanser 16 oz Bottle - Each | An over-the-counter, pH-balanced, non-toxic, non-irritating, no-rinse skin/wound cleanser. It contains surfactants and moisturizers that gently help remove debris and dressing residue from the wound bed without harsh scrubbing. The cleanser is not soap and does not require rinsing. | wound-cleanser-16-oz-bottle-each-f17.jpg
SKU: SMNS59449200G | Smith & Nephew Wound Cleanser 8 oz Bottle - Each | An over-the-counter, pH-balanced, non-toxic, non-irritating, no-rinse skin/wound cleanser. It contains surfactants and moisturizers that gently help remove debris and dressing residue from the wound bed without harsh scrubbing. The cleanser is not soap and does not require rinsing. | wound-cleanser-8-oz-bottle-each-f17.jpg
SKU: SMNS5999006G | Smith & Nephew Leg/ Arm Dressing 6" x 9" Infant - Box | Uniquely designed to minimize trauma, save nursing time and lower total dressing costs. Replaces non-adherent dressings, gauze and abdominal pads. Designed to minimize adherence and is more comfortable for patients during the between dressing changes. Its Anti-Shear Layerâ„¢ helps reduce friction and shearing. The one-piece, multi-layer sealed construction eliminates frayed edges, loose threads and linting. Will not disturb new granulation tissue. Non-occlusive, soft and pliable. Can be used as a wet or dry dressing on clean or contaminated wounds. Can be used with a variety of topical agents. | leg-arm-dressing-6-x-9-infant-box-d10.jpg
SKU: SMNS5999034G | Smith & Nephew Wound Dressing 3" x 4" Full Absorbency - Box | Uniquely designed to minimize trauma, save nursing time and lower total dressing costs. Replaces non-adherent dressings, gauze and abdominal pads. Designed to minimize adherence and is more comfortable for patients during the between dressing changes. Its Anti-Shear Layerâ„¢ helps reduce friction and shearing. The one-piece, multi-layer sealed construction eliminates frayed edges, loose threads and linting. Will not disturb new granulation tissue. Non-occlusive, soft and pliable. Can be used as a wet or dry dressing on clean or contaminated wounds. Can be used with a variety of topical agents. | wound-dressing-3-x-4-full-absorbency-box-d10.jpg
SKU: SMNS5999004120G | Smith & Nephew Wound Dressing 4" x 6" Full Absorbency - 10 per Box | Uniquely designed to minimize trauma, save nursing time and lower total dressing costs. Replaces non-adherent dressings, gauze and abdominal pads. Designed to minimize adherence and is more comfortable for patients during the between dressing changes. Its Anti-Shear Layerâ„¢ helps reduce friction and shearing. The one-piece, multi-layer sealed construction eliminates frayed edges, loose threads and linting. Will not disturb new granulation tissue. Non-occlusive, soft and pliable. Can be used as a wet or dry dressing on clean or contaminated wounds. Can be used with a variety of topical agents. | wound-dressing-4-x-6-full-absorbency-10-per-box-d10.jpg
SKU: SMNS59500200G | Smith & Nephew Hydrogel Sheet Dressing 4" x 4" - 5 per Package | A moist wound dressing which is made of polyacrylamide in a matrix with embedded hydrophilic polysaccharide particles. Used on moderately exuding wounds because of its capability of absorbing up to 5 times its own weight. It is moisture vapor permeable and has a cooling, soothing effect on first and second degree burns and partial thickness wounds. | hydrogel-sheet-dressing-4-x-4-5-per-package-e9f.jpg
SKU: SMNS66024629G | Smith & Nephew Central Line Transparent Adhesive Film Dressing 4" x 4 3/4" - 10 per Package | Easy one-hand delivery allows this dressing to be used for both I.V. and wound care. | central-line-transparent-adhesive-film-dressing-4-x-4-3-4-10-per-package-c5e.jpg
SKU: SMNS66024631G | Smith & Nephew Transparent Adhesive Film Dressing 6" x 8" - 10 per Package | Easy one-hand delivery allows this dressing to be used for both I.V. and wound care. | transparent-adhesive-film-dressing-6-x-8-10-per-package-7ca.jpg
SKU: SMNS66000318G | Smith & Nephew Central IV Adhesive Dressing 6" x 3 1/8" - 20 per Package | A one-step island dressing that helps prevent site contamination and avoids the multiple steps of building a gauze and tape dressing. This water-resistant, non-woven polyester dressing helps reduce the potential of moisture contamination and the strike-through effect. Conformable and very gentle on the skin. | central-iv-adhesive-dressing-6-x-3-1-8-20-per-package-d49.jpg
SKU: SMNS66000317G | Smith & Nephew Central IV Adhesive Dressing 4" x 3 1/8" - 20 per Package | A one-step island dressing that helps prevent site contamination and avoids the multiple steps of building a gauze and tape dressing. This water-resistant, non-woven polyester dressing helps reduce the potential of moisture contamination and the strike-through effect. Conformable and very gentle on the skin. | central-iv-adhesive-dressing-4-x-3-1-8-20-per-package-402.jpg
SKU: SMNS420200G | Smith & Nephew Spray-On Liquid Dressing - 4 Ounces | This protective liquid dressing may reduce adhesive removal trauma during removal of tapes and films. Allows skin to breathe so tapes and films may adhere better. May also assist in increasing the interval between dressing changes. The No-Sting Skin-PrepÂ® does not contain alcohol and will reduce the potential for stinging. | spray-on-liquid-dressing-4-ounces-c71.jpg
SKU: SMNS420400G | Smith & Nephew Wipes Liquid Dressing - 50 per Package | This protective liquid dressing may reduce adhesive removal trauma during removal of tapes and films. Allows skin to breathe so tapes and films may adhere better. May also assist in increasing the interval between dressing changes. The No-Sting Skin-PrepÂ® does not contain alcohol and will reduce the potential for stinging. | wipes-liquid-dressing-50-per-package-c71.jpg
SKU: SMNS59420700G | Smith & Nephew No-Sting Swabs Liquid Dressing - 50 per Package | This protective liquid dressing may reduce adhesive removal trauma during removal of tapes and films. Allows skin to breathe so tapes and films may adhere better. May also assist in increasing the interval between dressing changes. The No-Sting Skin-PrepÂ® does not contain alcohol and will reduce the potential for stinging. | no-sting-swabs-liquid-dressing-50-per-package-c71.jpg
SKU: SMNS59420600G | Smith & Nephew No-Sting Wipes Liquid Dressing - 50 per Package | This protective liquid dressing may reduce adhesive removal trauma during removal of tapes and films. Allows skin to breathe so tapes and films may adhere better. May also assist in increasing the interval between dressing changes. The No-Sting Skin-PrepÂ® does not contain alcohol and will reduce the potential for stinging. | no-sting-wipes-liquid-dressing-50-per-package-c71.jpg
SKU: SMNS59480100G | Smith & Nephew Calcium Alginate Dressing 2" x 2" - 10 per Package | Made of fast-gelling, high mannuronic acid fibers from calcium alginate, which is extracted and purified from a natural, renewable source - seaweed. When exudate comes into contact with the dressing, it forms a hydrophilic gel that remains in intimate contact with the wound surface, helping to create and maintain a moist wound environment. | calcium-alginate-dressing-2-x-2-10-per-package-511.jpg
SKU: SMNS59480200G | Smith & Nephew Calcium Alginate Dressing 4" x 4" - 10 per Package | Made of fast-gelling, high mannuronic acid fibers from calcium alginate, which is extracted and purified from a natural, renewable source - seaweed. When exudate comes into contact with the dressing, it forms a hydrophilic gel that remains in intimate contact with the wound surface, helping to create and maintain a moist wound environment. | calcium-alginate-dressing-4-x-4-10-per-package-290.jpg
SKU: SMNS59480400G | Smith & Nephew Calcium Alginate Dressing 3/4" x 12" - 10 per Package | Made of fast-gelling, high mannuronic acid fibers from calcium alginate, which is extracted and purified from a natural, renewable source - seaweed. When exudate comes into contact with the dressing, it forms a hydrophilic gel that remains in intimate contact with the wound surface, helping to create and maintain a moist wound environment. | calcium-alginate-dressing-3-4-x-12-10-per-package-b9c.jpg
SKU: SMNS66020043G | Smith & Nephew Adhesive Dressing 3" x 3" - 10 per Package | Sticks and remains in place, even on difficult-to-dress areas of the body. It may absorb up to four times more exudate than hydrocolloids and is ideal for moderately to heavily exuding wounds. The unique porous wound contact layer allows absorption and gaseous exchange. Will not stick to the wound surface or irritate periwound skin. Waterproof and aids in the prevention of bacterial contamination. | adhesive-dressing-3-x-3-10-per-package-467.jpg
SKU: SMNS66020044G | Smith & Nephew Adhesive Dressing 5" x 5" - 10 per Package | Sticks and remains in place, even on difficult-to-dress areas of the body. It may absorb up to four times more exudate than hydrocolloids and is ideal for moderately to heavily exuding wounds. The unique porous wound contact layer allows absorption and gaseous exchange. Will not stick to the wound surface or irritate periwound skin. Waterproof and aids in the prevention of bacterial contamination. | adhesive-dressing-5-x-5-10-per-package-77a.jpg
SKU: SMNS66020045G | Smith & Nephew Adhesive Dressing 7" x 7" - 10 per Package | Sticks and remains in place, even on difficult-to-dress areas of the body. It may absorb up to four times more exudate than hydrocolloids and is ideal for moderately to heavily exuding wounds. The unique porous wound contact layer allows absorption and gaseous exchange. Will not stick to the wound surface or irritate periwound skin. Waterproof and aids in the prevention of bacterial contamination. | adhesive-dressing-7-x-7-10-per-package-77a.jpg
SKU: SMNS66027643G | Smith & Nephew Foam Dressing 2" x 2" - 10 per Package | A trilaminate structure comprised of a non-adherent wound contact layer, a highly absorbent central layer and an outer layer that is waterproof and aids in the prevention of bacterial contamination. This structure produces a moist wound environment for those wounds that have traditionally proved difficult to treat because the exudate is hard to manage. Very absorbent and can usually be left in place for up to three to four days. | foam-dressing-2-x-2-10-per-package-bd8.jpg
SKU: SMNS66927637G | Smith & Nephew Foam Dressing 4" x 4" - 10 per Package | A trilaminate structure comprised of a non-adherent wound contact layer, a highly absorbent central layer and an outer layer that is waterproof and aids in the prevention of bacterial contamination. This structure produces a moist wound environment for those wounds that have traditionally proved difficult to treat because the exudate is hard to manage. Very absorbent and can usually be left in place for up to three to four days. | foam-dressing-4-x-4-10-per-package-73f.jpg
SKU: SMNS66020093G | Smith & Nephew Foam Dressing 6" x 6" - 10 per Package | A trilaminate structure comprised of a non-adherent wound contact layer, a highly absorbent central layer and an outer layer that is waterproof and aids in the prevention of bacterial contamination. This structure produces a moist wound environment for those wounds that have traditionally proved difficult to treat because the exudate is hard to manage. Very absorbent and can usually be left in place for up to three to four days. | foam-dressing-6-x-6-10-per-package-73f.jpg
SKU: SMNS66927638G | Smith & Nephew Foam Dressing 8" x 8" - 10 per Package | A trilaminate structure comprised of a non-adherent wound contact layer, a highly absorbent central layer and an outer layer that is waterproof and aids in the prevention of bacterial contamination. This structure produces a moist wound environment for those wounds that have traditionally proved difficult to treat because the exudate is hard to manage. Very absorbent and can usually be left in place for up to three to four days. | foam-dressing-8-x-8-10-per-package-73f.jpg
SKU: SMNS66007630G | Smith & Nephew Heel Dressing - 5 per Package | Designed to fit snugly around the back of the foot ensuring a better anatomical fit. Can be held in place with a light conforming bandage. | heel-dressing-5-per-package-c44.jpg
SKU: SMNS66027640G | Smith & Nephew Tracheostomy Dressing 3 1/2" x 3 1/2" - 10 per Package | Absorbs large amounts of secretions, which may help prevent maceration and maintain the condition of the skin in the peristomal area. High absorbency requires fewer dressing changes. | tracheostomy-dressing-3-1-2-x-3-1-2-10-per-package-fed.jpg
SKU: SMNS59714000G | Smith & Nephew Cover Dressing 4" x 4" - 10 per Package | Indicated for the management of acute or chronic wounds. Designed as a secondary cover dressing for gels, gel sheets, alginates, wound fillers and non-adhesive foams. Can also be used as an alternative to tape and gauze over central line dressings. The gentle adhesive is designed so that the dressing can be changed daily. Replaces traditional tape and gauze with a single step dressing. Water-resistant, extensible, and conformable. | cover-dressing-4-x-4-10-per-package-828.jpg
SKU: SMNS59714100G | Smith & Nephew Cover Dressing 4" x 4" - 30 per Package | Indicated for the management of acute or chronic wounds. Designed as a secondary cover dressing for gels, gel sheets, alginates, wound fillers and non-adhesive foams. Can also be used as an alternative to tape and gauze over central line dressings. The gentle adhesive is designed so that the dressing can be changed daily. Replaces traditional tape and gauze with a single step dressing. Water-resistant, extensible, and conformable. | cover-dressing-4-x-4-30-per-package-cdb.jpg
SKU: SMNS59714400G | Smith & Nephew Cover Dressing 6" x 6" - 30 per Package | Indicated for the management of acute or chronic wounds. Designed as a secondary cover dressing for gels, gel sheets, alginates, wound fillers and non-adhesive foams. Can also be used as an alternative to tape and gauze over central line dressings. The gentle adhesive is designed so that the dressing can be changed daily. Replaces traditional tape and gauze with a single step dressing. Water-resistant, extensible, and conformable. | cover-dressing-6-x-6-30-per-package-680.jpg
SKU: SMNS59715100G | Smith & Nephew Composite Dressing 6" x 6" - 10 per Package | A waterproof version of CovRSiteÂ® which is indicated as a primary or secondary dressing in the management of acute or chronic wounds. The waterproof film layer covering the dressing helps protect the wound from contamination by urine or feces. | composite-dressing-6-x-6-10-per-package-844.jpg
SKU: SMNS59715000G | Smith & Nephew Composite Dressing 4" x 4" - 10 per Package | A waterproof version of CovRSiteÂ® which is indicated as a primary or secondary dressing in the management of acute or chronic wounds. The waterproof film layer covering the dressing helps protect the wound from contamination by urine or feces. | composite-dressing-4-x-4-10-per-package-ab7.jpg
SKU: SMNS66000041G | Smith & Nephew Transparent Film Roll 4" x 11 yds - Roll | A waterproof, transparent film dressing which provides excellent adherence even while patients bathe and shower. It comes in roll form and aids in the prevention of bacterial contamination, thus reducing the risk of secondary infection. Flexifix provides high moisture vapor permeability and allows the skin to breathe and may reduce the risk of maceration. | transparent-film-roll-4-x-11-yds-roll-cfc.jpg
SKU: SMNS66000709G | Smith & Nephew Composite Dressing 3 3/4" x 3 3/8" - 20 per Box | Optimal dressing for post-operative wound care. This sterile, island-style dressing provides a waterproof barrier, and aids in the prevention of bacterial contamination while allowing the skin to breathe. Wound drainage can be monitored through the clear film without removing the dressing, promoting maximum weartime. | composite-dressing-3-3-4-x-3-3-8-20-per-box-e36.jpg
SKU: SMNS66000710G | Smith & Nephew Composite Dressing 4 3/4" x 4" - 10 per Box | Optimal dressing for post-operative wound care. This sterile, island-style dressing provides a waterproof barrier, and aids in the prevention of bacterial contamination while allowing the skin to breathe. Wound drainage can be monitored through the clear film without removing the dressing, promoting maximum weartime. | composite-dressing-4-3-4-x-4-10-per-box-e79.jpg
SKU: SMNS66000712G | Smith & Nephew Composite Dressing 6 1/8" x 3 3/8" - 20 per Box | Optimal dressing for post-operative wound care. This sterile, island-style dressing provides a waterproof barrier, and aids in the prevention of bacterial contamination while allowing the skin to breathe. Wound drainage can be monitored through the clear film without removing the dressing, promoting maximum weartime. | composite-dressing-6-1-8-x-3-3-8-20-per-box-d3d.jpg
SKU: SMNS66000714G | Smith & Nephew Composite Dressing 10" x 4" - 20 per Box | Optimal dressing for post-operative wound care. This sterile, island-style dressing provides a waterproof barrier, and aids in the prevention of bacterial contamination while allowing the skin to breathe. Wound drainage can be monitored through the clear film without removing the dressing, promoting maximum weartime. | composite-dressing-10-x-4-20-per-box-e79.jpg
SKU: SMNS66000319G | Smith & Nephew Absorbent Dressing 8" x 4" - 20 per Package | A soft, conformable, water-resistant, non-adherent island dressing that ensures patient comfort and immediate acceptability. It is an economical all-in-one tape and gauze product with a first-aid dressing application ready for aseptic application. The acrylic adhesive, evenly spread on the non-woven backing surface, simplifies safe and secure fixation over the wound site. | absorbent-dressing-8-x-4-20-per-package-540.jpg
SKU: SMNS66000321G | Smith & Nephew Absorbent Dressing 11 3/4" x 4" - 20 per Package | A soft, conformable, water-resistant, non-adherent island dressing that ensures patient comfort and immediate acceptability. It is an economical all-in-one tape and gauze product with a first-aid dressing application ready for aseptic application. The acrylic adhesive, evenly spread on the non-woven backing surface, simplifies safe and secure fixation over the wound site. | absorbent-dressing-11-3-4-x-4-20-per-package-540.jpg
SKU: SMNS66007140G | Smith & Nephew Absorbent Dressing 13 3/4" x 4" - 20 per Box | A soft, conformable, water-resistant, non-adherent island dressing that ensures patient comfort and immediate acceptability. It is an economical all-in-one tape and gauze product with a first-aid dressing application ready for aseptic application. The acrylic adhesive, evenly spread on the non-woven backing surface, simplifies safe and secure fixation over the wound site. | absorbent-dressing-13-3-4-x-4-20-per-box-540.jpg
SKU: SMNS4956G | Smith & Nephew Zinc Paste Bandage 3" x 10 yds - 12 per Package | Used in the application of unna boots for the management of venous leg ulcers. Also indicated for the management of skin tears and stasis eczema. Soothes dry skin and does not contain calamine. Made from a light open-weave fabric, is simple to apply and easy to remove. | zinc-paste-bandage-3-x-10-yds-12-per-package-1d0.jpg
SKU: SMNS59484000G | Smith & Nephew Hydrocolloid Dressing 2" x 2 3/4" - 10 per Package | Maintains a moist wound environment for lightly exuding wounds such as skin tears and abrasions, as well as partial thickness wounds. A conformable, comfortable and cost-effective alternative for end-stage healing. | hydrocolloid-dressing-2-x-2-3-4-10-per-package-e7c.jpg
SKU: SMNS59484100G | Smith & Nephew Hydrocolloid Dressing 3 1/2" x 5 1/2" - 10 per Package | Maintains a moist wound environment for lightly exuding wounds such as skin tears and abrasions, as well as partial thickness wounds. A conformable, comfortable and cost-effective alternative for end-stage healing. | hydrocolloid-dressing-3-1-2-x-5-1-2-10-per-package-46f.jpg
SKU: ASOCBD2018G | ASO Corporation Sheer Strips 3/4" x 3" Latex Free - 100 per Box | Made with translucent tape to blend evenly with a variety of skin tones. Comes in 6 different sizes. Latex free. | sheer-strips-3-4-x-3-latex-free-100-per-box-cf8.jpg
SKU: ASOCBD2019G | ASO Corporation Sheer Strips 1" x 3" Latex Free - 100 per Box | Made with translucent tape to blend evenly with a variety of skin tones. Comes in 6 different sizes. Latex free. | sheer-strips-1-x-3-latex-free-100-per-box-be9.jpg
SKU: ASOCBD2022G | ASO Corporation Sheer Spots 7/8" Latex Free - 100 per Box | Made with translucent tape to blend evenly with a variety of skin tones. Comes in 6 different sizes. Latex free. | sheer-spots-7-8-latex-free-100-per-box-ab8.jpg
SKU: ASOCBD2027G | ASO Corporation Sheer Mini Strips 3/8" x 1 1/2" Latex Free - 100 per Box | Made with translucent tape to blend evenly with a variety of skin tones. Comes in 6 different sizes. Latex free. | sheer-mini-strips-3-8-x-1-1-2-latex-free-100-per-box-aa2.jpg
SKU: TIDI912033G | TIDI Products Venture Non-Woven 4-Ply Closed Weave Sponge 3" x 3" Non-Sterile - 200 per Bag | 4-ply. | venture-non-woven-4-ply-closed-weave-sponge-3-x-3-non-sterile-200-per-bag-81a.jpg
SKU: TIDI260002G | TIDI Products Venture Non-Woven 4-Ply Open Weave Sponge 2" x 2" Non-Sterile 200/slv - Sleeve | 4-ply. | venture-non-woven-4-ply-open-weave-sponge-2-x-2-non-sterile-200-slv-sleeve-81a.jpg
SKU: TIDI260003G | TIDI Products Venture Non Woven 4 Ply Open Weave Sponge 3" x 3" Non Sterile | Nonwoven sponges are highly absorbent and low-linting option for prepping and packing. | venture-non-woven-4-ply-open-weave-sponge-3-x-3-non-sterile--81a.jpg
SKU: TIDI260004G | TIDI Products Venture Non-Woven 4-Ply Open Weave Sponge 4" x 4" Non-Sterile 200/slv - Sleeve | 4-ply. | venture-non-woven-4-ply-open-weave-sponge-4-x-4-non-sterile-200-slv-sleeve-81a.jpg
SKU: SMNS20241G | Smith & Nephew Dressing 6" x 6" - 5 per Box | The nanocrystalline coating of pure silver delivers antimicrobial barrier activity within 30 minutes - faster than other forms of silver. NUCRYST Pharmaceutical's antimicrobial technology is able to produce silver-coated polyethylene films that can release an effective concentration of silver over several days. Thus, as silver ions are consumed, additional silver is released from the dressing to provide an effective antimicrobial barrier. This patented silver-based antimicrobial technology can be applied to a wide range of medical devices including wound dressings, certain types of catheters and various implants to prevent infection. This technology was first applied to burn wound dressings because burns present a very severe risk of infection. | dressing-6-x-6-5-per-box-bcd.jpg
SKU: ASOCBD4022G | ASO Corporation Fabric Spot Bandage 7/8" Latex Free - 100 per Box | Latex free. Ideally suited for areas where flexibility and adhesion are important. | fabric-spot-bandage-7-8-latex-free-100-per-box-654.jpg
SKU: ASOCBD4019G | ASO Corporation Fabric Strip Bandage 1" x 3" Latex Free - 100 per Box | Latex free. Ideally suited for areas where flexibility and adhesion are important. | fabric-strip-bandage-1-x-3-latex-free-100-per-box-28d.jpg
SKU: ASOCBD4018G | ASO Corporation Fabric Strip Bandage 3/4" x 3" Latex Free - 100 per Box | Latex free. Ideally suited for areas where flexibility and adhesion are important. | fabric-strip-bandage-3-4-x-3-latex-free-100-per-box-140.jpg
SKU: ASOCBD4016G | ASO Corporation Fabric Strip Bandage X-Large 2" x 4" Latex Free - 50 per Box | Latex free. Ideally suited for areas where flexibility and adhesion are important. | fabric-strip-bandage-x-large-2-x-4-latex-free-50-per-box-654.jpg
SKU: ASOCBD4025G | ASO Corporation Fabric Fingertip Strips Latex Free - 100 per Box | Latex free. Ideally suited for areas where flexibility and adhesion are important. | fabric-fingertip-strips-latex-free-100-per-box-654.jpg
SKU: ASOCBD1019G | ASO Corporation Plastic Adhesive Strips 1" x 3" Latex Free - 100 per Box | 100% latex free with absorbent, breathable, non-stick pad to cushion and protect wounds. Stays secure, even when wet. | plastic-adhesive-strips-1-x-3-latex-free-100-per-box-a29.jpg
SKU: ASOCBD1018G | ASO Corporation Plastic Adhesive Strips 3/4" x 3" Latex Free - 100 per Box | 100% latex free with absorbent, breathable, non-stick pad to cushion and protect wounds. Stays secure, even when wet. | plastic-adhesive-strips-3-4-x-3-latex-free-100-per-box-855.jpg
SKU: 3M1534-1G | 3M Health Care White Dressing Tape 1" x 10 yds - 12 per Box | 3Mâ„¢ TRANSPOREâ„¢ WHITE DRESSING TAPE | white-dressing-tape-1-x-10-yds-12-per-box-2c0.jpg
SKU: HRTM47300000G | Hartmann USA Zinc-Oxide Paste Bandage 3" x 10 yds - 1 Roll per Box | Latex free, non-sterile cotton zinc-oxide impregnated gauze bandage with finished selvage edges.. Soothing, non-hardening, zinc-oxide-based emulsion. Stretches and conforms easily to body contours. Individually rolled on plastic cores and vacuum-sealed in foil to guarantee a long shelf life. | zinc-oxide-paste-bandage-3-x-10-yds-1-roll-per-box-ff6.jpg
SKU: SXWMPG004G | Systagenix Dressing 4.34" Hexagon Sheet - 10 per Box | A unique advanced wound care dressing comprised of a sterile, freeze-dried matrix composite of 45% ORC and 55% collagen. Indicated for multiple types of chronic wounds including but not limited to, diabetic, venous and pressure ulcers. | dressing-434-hexagon-sheet-10-per-box-f22.jpg
SKU: HRTM56820000G | Hartmann USA Gauze Sponge 2" x 2" Non-Sterile 12-Ply 200/slv - Sleeve | Made of premium quality gauze with a high yarn count and non-raveling folded edges to provide a super absorbent, soft and low-linting product. Ideal as wound dressings and for use in wound cleaning and debridement, wound packing and general wound care. A low-linting manufacturing process and folded edges ensure debris-free packaging. An easy-to-open packaging envelope is also coated to prevent dust or other contaminants. Latex free. | gauze-sponge-2-x-2-non-sterile-12-ply-200-slv-sleeve-0b3.jpg
SKU: HRTM56880000G | Hartmann USA Gauze Sponge 2" x 2" Sterile 2s 8-Ply - 50 per Box | Made of premium quality gauze with a high yarn count and non-raveling folded edges to provide a super absorbent, soft and low-linting product. Ideal as wound dressings and for use in wound cleaning and debridement, wound packing and general wound care. A low-linting manufacturing process and folded edges ensure debris-free packaging. An easy-to-open packaging envelope is also coated to prevent dust or other contaminants. Latex free. | gauze-sponge-2-x-2-sterile-2s-8-ply-50-per-box-56f.jpg
SKU: HRTM56900000G | Hartmann USA Gauze Sponge 4" x 4" Sterile 2s 8-Ply - 50 per Box | Made of premium quality gauze with a high yarn count and non-raveling folded edges to provide a super absorbent, soft and low-linting product. Ideal as wound dressings and for use in wound cleaning and debridement, wound packing and general wound care. A low-linting manufacturing process and folded edges ensure debris-free packaging. An easy-to-open packaging envelope is also coated to prevent dust or other contaminants. Latex free. | gauze-sponge-4-x-4-sterile-2s-8-ply-50-per-box-56f.jpg
SKU: HRTM56910000G | Hartmann USA Gauze Sponge 4" x 4" Sterile 2s 12-Ply - 25 per Box | Made of premium quality gauze with a high yarn count and non-raveling folded edges to provide a super absorbent, soft and low-linting product. Ideal as wound dressings and for use in wound cleaning and debridement, wound packing and general wound care. A low-linting manufacturing process and folded edges ensure debris-free packaging. An easy-to-open packaging envelope is also coated to prevent dust or other contaminants. Latex free. | gauze-sponge-4-x-4-sterile-2s-12-ply-25-per-box-56f.jpg
SKU: HRTM46110000G | Hartmann USA Spots Bandage 7/8" Round - 100 per Box | Ideal for dressing minor injuries and as a bandage for sensitive skin. Made with a hypoallergenic adhesive. Offers widthway strength for maximum conformability and flexibility. The full adhesive coverage around the wound pad firmly secures the bandage and provides a protective seal. Firmly adheres to the skin, yet can be removed without leaving sticky residue. Round-beveled edges that prevent premature lifting or peeling of the bandage. Strong fabric that is flexible and conforms to any contour. Absorbent wound pad that will not stick to wound. Water-repellant layer that protects against moisture penetration. Latex free. | spots-bandage-7-8-round-100-per-box-cd8.jpg
SKU: HRTM46130000G | Hartmann USA Patch Bandage 2" x 3" - 50 per Box | Ideal for dressing minor injuries and as a bandage for sensitive skin. Made with a hypoallergenic adhesive. Offers widthway strength for maximum conformability and flexibility. The full adhesive coverage around the wound pad firmly secures the bandage and provides a protective seal. Firmly adheres to the skin, yet can be removed without leaving sticky residue. Round-beveled edges that prevent premature lifting or peeling of the bandage. Strong fabric that is flexible and conforms to any contour. Absorbent wound pad that will not stick to wound. Water-repellant layer that protects against moisture penetration. Latex free. | patch-bandage-2-x-3-50-per-box-cd8.jpg
SKU: HRTM46150000G | Hartmann USA Bandage 1 1/4" x 1" Oval - 100 per Box | Ideal for dressing minor injuries and as a bandage for sensitive skin. Made with a hypoallergenic adhesive. Offers widthway strength for maximum conformability and flexibility. The full adhesive coverage around the wound pad firmly secures the bandage and provides a protective seal. Firmly adheres to the skin, yet can be removed without leaving sticky residue. Round-beveled edges that prevent premature lifting or peeling of the bandage. Strong fabric that is flexible and conforms to any contour. Absorbent wound pad that will not stick to wound. Water-repellant layer that protects against moisture penetration. Latex free. | bandage-1-1-4-x-1-oval-100-per-box-cd8.jpg
SKU: HRTM46160000G | Hartmann USA Strip Bandage 3/4" x 3" Small - 100 per Box | Ideal for dressing minor injuries and as a bandage for sensitive skin. Made with a hypoallergenic adhesive. Offers widthway strength for maximum conformability and flexibility. The full adhesive coverage around the wound pad firmly secures the bandage and provides a protective seal. Firmly adheres to the skin, yet can be removed without leaving sticky residue. Round-beveled edges that prevent premature lifting or peeling of the bandage. Strong fabric that is flexible and conforms to any contour. Absorbent wound pad that will not stick to wound. Water-repellant layer that protects against moisture penetration. Latex free. | strip-bandage-3-4-x-3-small-100-per-box-cd8.jpg
SKU: HRTM46180000G | Hartmann USA Strip Bandage 1" x 3" Large - 100 per Box | Ideal for dressing minor injuries and as a bandage for sensitive skin. Made with a hypoallergenic adhesive. Offers widthway strength for maximum conformability and flexibility. The full adhesive coverage around the wound pad firmly secures the bandage and provides a protective seal. Firmly adheres to the skin, yet can be removed without leaving sticky residue. Round-beveled edges that prevent premature lifting or peeling of the bandage. Strong fabric that is flexible and conforms to any contour. Absorbent wound pad that will not stick to wound. Water-repellant layer that protects against moisture penetration. Latex free. | strip-bandage-1-x-3-large-100-per-box-cd8.jpg
SKU: HRTM46100000G | Hartmann USA 4-Wing Bandage 3" x 3" - 50 per Box | Ideal for dressing minor injuries and as a bandage for sensitive skin. Made with a hypoallergenic adhesive. Offers widthway strength for maximum conformability and flexibility. The full adhesive coverage around the wound pad firmly secures the bandage and provides a protective seal. Firmly adheres to the skin, yet can be removed without leaving sticky residue. Round-beveled edges that prevent premature lifting or peeling of the bandage. Strong fabric that is flexible and conforms to any contour. Absorbent wound pad that will not stick to wound. Water-repellant layer that protects against moisture penetration. Latex free. | 4-wing-bandage-3-x-3-50-per-box-cd8.jpg
SKU: AIIAS860G | Amsino Tracheostomy Care Tray Contains: 500mL Tray Cleaning Brush 4x4 Gauze Sponges Pipe Cleaners Vinyl Gloves Cotton-Tip Applicators Twill Tape Trach Dressing Waterproof Drape Popup Basin - Each | Sterile. Latex free. | tracheostomy-care-tray-contains-500ml-tray-cleaning-brush-4x4-gauze-sponges-pipe-cleaners-vinyl-gloves-cotton-tip-applicators-twill-tape-trach-dressin-883.jpg
SKU: DMS99993G | Derma Sciences Sheer Bandage 3/4" x 3" - 100 per Box | Latex free. | sheer-bandage-3-4-x-3-100-per-box-907.jpg
SKU: MHCU292005G | Molnlycke Health Care US Non-Adherent Silicone Dressing 8" x 12" - 5 per Box | Non-adherent to moist wound beds yet adheres ultra-gently to dry skin. Minimizes trauma and pain during dressing changes. Can remain in place for several days, which ensures undisturbed wound healing. Enables less frequent dressing changes. Manages exudate, thereby minimizing the risk of peri-wound maceration. Helps prevent or minimize damage to newly formed delicate tissue. Transparent for easy wound inspection during application and during wear. Conforms well to body contours. | non-adherent-silicone-dressing-8-x-12-5-per-box-bb5.jpg
SKU: MHCU295900G | Molnlycke Health Care US Border Foam Dressing Post-Op 4" x 12" Self-Adherent Soft Silicone - 5 per Box | Non-adherent to moist wound beds yet adheres ultra-gently to dry skin. Minimizes trauma and pain during dressing changes. Can remain in place for several days, which ensures undisturbed wound healing. Enables less frequent dressing changes. Manages exudate, thereby minimizing the risk of peri-wound maceration. Helps prevent or minimize damage to newly formed delicate tissue. Transparent for easy wound inspection during application and during wear. Conforms well to body contours. | border-foam-dressing-post-op-4-x-12-self-adherent-soft-silicone-5-per-box-5c2.jpg
SKU: MHCU290799G | Molnlycke Health Care US Non-Adherent Silicone Dressing 3" x 4" - 10 per Box | Non-adherent to moist wound beds yet adheres ultra-gently to dry skin. Minimizes trauma and pain during dressing changes. Can remain in place for several days, which ensures undisturbed wound healing. Enables less frequent dressing changes. Manages exudate, thereby minimizing the risk of peri-wound maceration. Helps prevent or minimize damage to newly formed delicate tissue. Transparent for easy wound inspection during application and during wear. Conforms well to body contours. | non-adherent-silicone-dressing-3-x-4-10-per-box-bb5.jpg
SKU: MHCU290599G | Molnlycke Health Care US Non-Adherent Silicone Dressing 2" x 3" - 10 per Box | Non-adherent to moist wound beds yet adheres ultra-gently to dry skin. Minimizes trauma and pain during dressing changes. Can remain in place for several days, which ensures undisturbed wound healing. Enables less frequent dressing changes. Manages exudate, thereby minimizing the risk of peri-wound maceration. Helps prevent or minimize damage to newly formed delicate tissue. Transparent for easy wound inspection during application and during wear. Conforms well to body contours. | non-adherent-silicone-dressing-2-x-3-10-per-box-a5a.jpg
SKU: MHCU294399G | Molnlycke Health Care US Self-Adherent Absorbent Foam Dressing 6" x 6" - 5 per Box | Non-adherent to moist wound beds yet adheres ultra-gently to dry skin. Minimizes trauma and pain during dressing changes. Can remain in place for up to seven days. Helps maintain a moist wound environment. Low risk of peri-wound skin maceration and erosion. Conforms well to body contours. Exudate is visible through the surface of the dressing. Can be used under compression bandages. Can be lifted and adjusted without losing its adherent properties. Can be cut to size. | self-adherent-absorbent-foam-dressing-6-x-6-5-per-box-816.jpg
SKU: MHCU294499G | Molnlycke Health Care US Self-Adherent Absorbent Foam Dressing 8" x 8" - 5 per Box | Non-adherent to moist wound beds yet adheres ultra-gently to dry skin. Minimizes trauma and pain during dressing changes. Can remain in place for up to seven days. Helps maintain a moist wound environment. Low risk of peri-wound skin maceration and erosion. Conforms well to body contours. Exudate is visible through the surface of the dressing. Can be used under compression bandages. Can be lifted and adjusted without losing its adherent properties. Can be cut to size. | self-adherent-absorbent-foam-dressing-8-x-8-5-per-box-338.jpg
SKU: MHCU294199G | Molnlycke Health Care US Self-Adherent Absorbent Foam Dressing 4" x 4" - 5 per Box | Non-adherent to moist wound beds yet adheres ultra-gently to dry skin. Minimizes trauma and pain during dressing changes. Can remain in place for up to seven days. Helps maintain a moist wound environment. Low risk of peri-wound skin maceration and erosion. Conforms well to body contours. Exudate is visible through the surface of the dressing. Can be used under compression bandages. Can be lifted and adjusted without losing its adherent properties. Can be cut to size. | self-adherent-absorbent-foam-dressing-4-x-4-5-per-box-338.jpg
SKU: MHCU265329G | Molnlycke Health Care US Composite Dressing 4" x 4" - 10 per Box | Low adherence to the wound. Helps maintain a moist wound environment. Minimizes the risk of maceration. Waterproof/bacterial barrier. Provides protection from contamination. | composite-dressing-4-x-4-10-per-box-d71.jpg
SKU: MHCU265349G | Molnlycke Health Care US Composite Dressing 6" x 6" - 10 per Box | Low adherence to the wound. Helps maintain a moist wound environment. Minimizes the risk of maceration. Waterproof/bacterial barrier. Provides protection from contamination. | composite-dressing-6-x-6-10-per-box-d71.jpg
SKU: MHCU265369G | Molnlycke Health Care US Composite Dressing 6" x 8" - 10 per Box | Low adherence to the wound. Helps maintain a moist wound environment. Minimizes the risk of maceration. Waterproof/bacterial barrier. Provides protection from contamination. | composite-dressing-6-x-8-10-per-box-d71.jpg
SKU: MHCU371500G | Molnlycke Health Care US Isotonic Saline Gel 0.50 oz Tube - 10 per Box | Normlgel donates moisture to the wound and thereby assists in maintaining a moist environment which is beneficial for the wound healing process | isotonic-saline-gel-050-oz-tube-10-per-box-d1c.jpg
SKU: MHCU270600G | Molnlycke Health Care US Adhesive Polyurethane Film Dressing 2.4" x 2.6" - 100 per Box | Breathable and transparent. Easy application. Helps protect from friction injuries. Barrier for leakage and bacteria. Secure fixation. Gentle to skin and wound site. Bacteria proof. | adhesive-polyurethane-film-dressing-24-x-26-100-per-box-628.jpg
SKU: MHCU271500G | Molnlycke Health Care US Adhesive Polyurethane Film Dressing 4" x 5" - 70 per Box | Breathable and transparent. Easy application. Helps protect from friction injuries. Barrier for leakage and bacteria. Secure fixation. Gentle to skin and wound site. Bacteria proof. | adhesive-polyurethane-film-dressing-4-x-5-70-per-box-628.jpg
SKU: MHCU285580G | Molnlycke Health Care US Impregnated Wound Dressing 4" x 4" - 30 per Box | Helps stimulate the cleansing of moist necrosis (slough) in draining and infected wounds. Absorbs exudate, bacteria and moist necrotic material. | impregnated-wound-dressing-4-x-4-30-per-box-f5a.jpg
SKU: MHCU286099G | Molnlycke Health Care US Impregnated Wound Dressing 8" x 8" - 30 per Box | Helps stimulate the cleansing of moist necrosis (slough) in draining and infected wounds. Absorbs exudate, bacteria and moist necrotic material. | impregnated-wound-dressing-8-x-8-30-per-box-f5a.jpg
SKU: MHCU285299G | Molnlycke Health Care US Ribbon Impregnated Wound Dressing 3/4" x 39" - 10 per Box | Helps stimulate the cleansing of moist necrosis (slough) in draining and infected wounds. Absorbs exudate, bacteria and moist necrotic material. | ribbon-impregnated-wound-dressing-3-4-x-39-10-per-box-f5a.jpg
SKU: MHCU310599G | Molnlycke Health Care US Fixation Fabric Dressing 2" x 11 yds - Each | Skin-friendly, comfortable to wear. Pre-measured protection backing allows for convenient measurement/cutting. Conforms to body contours, allowing free, unrestricted movement. Air permeable. | fixation-fabric-dressing-2-x-11-yds-each-08a.jpg
SKU: MHCU311099G | Molnlycke Health Care US Fixation Fabric Dressing 4" x 11 yds - Each | Skin-friendly, comfortable to wear. Pre-measured protection backing allows for convenient measurement/cutting. Conforms to body contours, allowing free, unrestricted movement. Air permeable. | fixation-fabric-dressing-4-x-11-yds-each-08a.jpg
SKU: MHCU310299G | Molnlycke Health Care US Fixation Fabric Dressing 1" x 11 yds - Each | Skin-friendly, comfortable to wear. Pre-measured protection backing allows for convenient measurement/cutting. Conforms to body contours, allowing free, unrestricted movement. Air permeable. | fixation-fabric-dressing-1-x-11-yds-each-08a.jpg
SKU: MHCU670900G | Molnlycke Health Care US Absorbent Island Dressing 3.6" x 4" - 50 per Box | Skin-friendly, water-based adhesive. Low-adherent wound contact layer minimizes risk of adherence to the wound. Fluid-repellent backing. Easy-to-remove protection backing allows for convenient application. Air permeable. | absorbent-island-dressing-36-x-4-50-per-box-628.jpg
SKU: MHCU671000G | Molnlycke Health Care US Absorbent Island Dressing 3.6" x 6" - 50 per Box | Skin-friendly, water-based adhesive. Low-adherent wound contact layer minimizes risk of adherence to the wound. Fluid-repellent backing. Easy-to-remove protection backing allows for convenient application. Air permeable. | absorbent-island-dressing-36-x-6-50-per-box-628.jpg
SKU: AMDR1505G | AMD-Ritmed Laparotomy Sponge 12" x 12" 4-Ply Prewashed - 5 per Pack | Premium quality mesh gauze. X-ray detectable with colored tape for better visibility. Cotton loop. | laparotomy-sponge-12-x-12-4-ply-prewashed-5-per-pack-894.jpg
SKU: AMDRA7632G | AMD-Ritmed Gauze Sponge 2" x 2" 4-Ply Non-Sterile - 200 per Pack | AMD MEDICOM VITAL-GAUZE MULTI-PURPOSE GAUZE SPONGES | gauze-sponge-2-x-2-4-ply-non-sterile-200-per-pack-034.jpg
SKU: AMDRA7633G | AMD-Ritmed Gauze Sponge 3" x 3" 4-Ply Non-Sterile - 200 per Pack | AMD MEDICOM VITAL-GAUZE MULTI-PURPOSE GAUZE SPONGES | gauze-sponge-3-x-3-4-ply-non-sterile-200-per-pack-034.jpg
SKU: AMDRA7634G | AMD-Ritmed Gauze Sponge 4" x 4" 4-Ply Non-Sterile - 200 per Pack | AMD MEDICOM VITAL-GAUZE MULTI-PURPOSE GAUZE SPONGES | gauze-sponge-4-x-4-4-ply-non-sterile-200-per-pack-034.jpg
SKU: AMDRA2338G | AMD-Ritmed Gauze Sponge 2" x 2" 4-Ply Sterile 2s - 50 per Pack | AMD MEDICOM VITAL-GAUZE MULTI-PURPOSE GAUZE SPONGES | gauze-sponge-2-x-2-4-ply-sterile-2s-50-per-pack-93a.jpg
SKU: AMDRA2337G | AMD-Ritmed Gauze Sponge 4" x 4" 4-Ply Sterile 2s - 50 per Pack | AMD MEDICOM VITAL-GAUZE MULTI-PURPOSE GAUZE SPONGES | gauze-sponge-4-x-4-4-ply-sterile-2s-50-per-pack-93a.jpg
SKU: AMDRA7059G | AMD-Ritmed Abdominal Pad 5" x 9" Sterile 1s Sealed Ends - 20 per Pack | AMD MEDICOM ABDOMINAL PADS | abdominal-pad-5-x-9-sterile-1s-sealed-ends-20-per-pack-977.jpg
SKU: AMDRA7081G | AMD-Ritmed Abdominal Pad 8" x 10" Sterile 1s Sealed Ends - 24 per Pack | AMD MEDICOM ABDOMINAL PADS | abdominal-pad-8-x-10-sterile-1s-sealed-ends-24-per-pack-6fa.jpg
SKU: AMDRA5205G | AMD-Ritmed Silk Surgical Tape 1/2" x 10 yds - 24 per Box | AMD MEDICOM HYPOALLERGENIC SILK SURGICAL TAPE | silk-surgical-tape-1-2-x-10-yds-24-per-box-20b.jpg
SKU: AMDRA5210G | AMD-Ritmed Silk Surgical Tape 1" x 10 yds - 12 per Box | AMD MEDICOM HYPOALLERGENIC SILK SURGICAL TAPE | silk-surgical-tape-1-x-10-yds-12-per-box-20b.jpg
SKU: AMDRA5220G | AMD-Ritmed Silk Surgical Tape 2" x 10 yds - 6 per Box | AMD MEDICOM HYPOALLERGENIC SILK SURGICAL TAPE | silk-surgical-tape-2-x-10-yds-6-per-box-20b.jpg
SKU: AMDRA5230G | AMD-Ritmed Silk Surgical Tape 3" x 10 yds - 4 per Box | AMD MEDICOM HYPOALLERGENIC SILK SURGICAL TAPE | silk-surgical-tape-3-x-10-yds-4-per-box-20b.jpg
SKU: AMDRA5110G | AMD-Ritmed Paper Surgical Tape 1" x 10 yds - 12 per Box | AMD MEDICOM HYPOALLERGENIC PAPER SURGICAL TAPE | paper-surgical-tape-1-x-10-yds-12-per-box-20b.jpg
SKU: AMDRA5120G | AMD-Ritmed Paper Surgical Tape 2" x 10 yds - 6 per Box | AMD MEDICOM HYPOALLERGENIC PAPER SURGICAL TAPE | paper-surgical-tape-2-x-10-yds-6-per-box-20b.jpg
SKU: AMDRA5010G | AMD-Ritmed Clear Surgical Tape 1" x 10 yds - 12 per Box | AMD MEDICOM HYPOALLERGENIC CLEAR SURGICAL TAPE | clear-surgical-tape-1-x-10-yds-12-per-box-20b.jpg
SKU: AMDRA5020G | AMD-Ritmed Clear Surgical Tape 2" x 10 yds - 6 per Box | AMD MEDICOM HYPOALLERGENIC CLEAR SURGICAL TAPE | clear-surgical-tape-2-x-10-yds-6-per-box-20b.jpg
SKU: NSAS6507G | Nurse Assist Saline Wound Flush Spray Can - 7.1 Ounces | NURSE ASSIST SALINE & WATER | saline-wound-flush-spray-can-71-ounces-34b.jpg
SKU: NSAS6260CG | Nurse Assist Irrigation Device & Suctioning Water Sterile 250mL Screw Top Bottle | NURSE ASSIST SALINE & WATER | irrigation-device-amp-suctioning-water-sterile-250ml-screw-top-bottle--e1e.jpg
SKU: MHCU284090G | Molnlycke Health Care US Soft Silicone Thin Foam Dressing 2.4" x 3.4" - 5 per Box | Absorbent soft silicone thin foam dressing. Atraumatic to the wound and surrounding skin on removal. Minimizes pain to the patient upon dressing removal. Minimizes the risk of maceration. Conforms well to body contour; low profile. Thin and comfortable during wear. Helps maintain a moist wound environment. Can be cut to size. | soft-silicone-thin-foam-dressing-24-x-34-5-per-box-cad.jpg
SKU: MHCU284190G | Molnlycke Health Care US Soft Silicone Thin Foam Dressing 4" x 4" - 5 per Box | Absorbent soft silicone thin foam dressing. Atraumatic to the wound and surrounding skin on removal. Minimizes pain to the patient upon dressing removal. Minimizes the risk of maceration. Conforms well to body contour; low profile. Thin and comfortable during wear. Helps maintain a moist wound environment. Can be cut to size. | soft-silicone-thin-foam-dressing-4-x-4-5-per-box-cad.jpg
SKU: MHCU284390G | Molnlycke Health Care US Soft Silicone Thin Foam Dressing 6" x 6" - 5 per Box | Absorbent soft silicone thin foam dressing. Atraumatic to the wound and surrounding skin on removal. Minimizes pain to the patient upon dressing removal. Minimizes the risk of maceration. Conforms well to body contour; low profile. Thin and comfortable during wear. Helps maintain a moist wound environment. Can be cut to size. | soft-silicone-thin-foam-dressing-6-x-6-5-per-box-cad.jpg
SKU: AMDRA1110G | AMD-Ritmed Oval Eye Pad 1 5/8" x 2 5/8" - 50 per Pack | AMD MEDICOM OVAL EYE PADS | oval-eye-pad-1-5-8-x-2-5-8-50-per-pack-a9b.jpg
SKU: AMDRA1111G | AMD-Ritmed Oval Eye Pad 2 1/8" x 2 5/8" - 50 per Pack | AMD MEDICOM OVAL EYE PADS | oval-eye-pad-2-1-8-x-2-5-8-50-per-pack-fc4.jpg
SKU: HRTM416814G | Hartmann USA Gauze Sponge 2" x 2" 8-Ply Non-Sterile 200/slv - Sleeve | Woven with high quality yarn to meet low-linting, high-value needs. Ideal for use in wound cleansing, mechanical and enzyme debriding of wounds, wound packing and swabbing. 100% woven cotton and latex free. Folded edges prevent linting and unraveling. Easy opening packages. | gauze-sponge-2-x-2-8-ply-non-sterile-200-slv-sleeve-9e0.jpg
SKU: HRTM416816G | Hartmann USA Gauze Sponge 4" x 4" 8-Ply Non-Sterile 200/slv - Sleeve | Woven with high quality yarn to meet low-linting, high-value needs. Ideal for use in wound cleansing, mechanical and enzyme debriding of wounds, wound packing and swabbing. 100% woven cotton and latex free. Folded edges prevent linting and unraveling. Easy opening packages. | gauze-sponge-4-x-4-8-ply-non-sterile-200-slv-sleeve-9e0.jpg
SKU: HRTM416817G | Hartmann USA Gauze Sponge 4" x 4" 12-Ply Non-Sterile 200/slv - Sleeve | Woven with high quality yarn to meet low-linting, high-value needs. Ideal for use in wound cleansing, mechanical and enzyme debriding of wounds, wound packing and swabbing. 100% woven cotton and latex free. Folded edges prevent linting and unraveling. Easy opening packages. | gauze-sponge-4-x-4-12-ply-non-sterile-200-slv-sleeve-9e0.jpg
SKU: HRTM416103G | Hartmann USA Gauze Sponge 2" x 2" 8-Ply Sterile 2s - 2 per Pack, 50 Packs per Box | Woven with high quality yarn to meet low-linting, high-value needs. Ideal for use in wound cleansing, mechanical and enzyme debriding of wounds, wound packing and swabbing. 100% woven cotton and latex free. Folded edges prevent linting and unraveling. Easy opening packages. | gauze-sponge-2-x-2-8-ply-sterile-2s-2-per-pack-50-packs-per-box-9e0.jpg
SKU: HRTM416104G | Hartmann USA Gauze Sponge 4" x 4" 8-Ply Sterile 2s - 2 per Pack, 50 Packs per Box | Woven with high quality yarn to meet low-linting, high-value needs. Ideal for use in wound cleansing, mechanical and enzyme debriding of wounds, wound packing and swabbing. 100% woven cotton and latex free. Folded edges prevent linting and unraveling. Easy opening packages. | gauze-sponge-4-x-4-8-ply-sterile-2s-2-per-pack-50-packs-per-box-9e0.jpg
SKU: HRTM416105G | Hartmann USA Gauze Sponge 4" x 4" 12-Ply Sterile 2s - 2 per Pack, 25 Packs per Box | Woven with high quality yarn to meet low-linting, high-value needs. Ideal for use in wound cleansing, mechanical and enzyme debriding of wounds, wound packing and swabbing. 100% woven cotton and latex free. Folded edges prevent linting and unraveling. Easy opening packages. | gauze-sponge-4-x-4-12-ply-sterile-2s-2-per-pack-25-packs-per-box-9e0.jpg
SKU: CVN47802G | Covidien Standard Trach Care Tray Bottle of Sterile Saline Includes: Blue Nitrile Gloves Trach Sponge Packs Hydrogen Peroxide Drape No Removable Basin - Tray | Sterile, single-use. Compact and disposable. All necessary components for care and cleaning of trach site. | standard-trach-care-tray-bottle-of-sterile-saline-includes-blue-nitrile-gloves-trach-sponge-packs-hydrogen-peroxide-drape-no-removable-basin-tray-49b.jpg
SKU: CVN3033G | Covidien Gauze Sponge 4" x 4" 12-Ply Sterile - 2 per Pack, 25 Packs per Tray | Well suited for variety of applications; wound dressing, general cleaning, minor prepping, wound packing and debriding. Nonsterile sponges conveniently indexed in 10's for faster, easier handling. | gauze-sponge-4-x-4-12-ply-sterile-2-per-pack-25-packs-per-tray-ced.jpg
SKU: CVN2634G | Covidien Gauze Sponge 4" x 4" 12-Ply Non-Sterile - 200 per Bag | Well suited for variety of applications; wound dressing, general cleaning, minor prepping, wound packing and debriding. Nonsterile sponges conveniently indexed in 10's for faster, easier handling. | gauze-sponge-4-x-4-12-ply-non-sterile-200-per-bag-080.jpg
SKU: CVN2252G | Covidien Gauze Sponge 2" x 2" 12 Ply Non Sterile Bulk | Well suited for variety of applications; wound dressing, general cleaning, minor prepping, wound packing and debriding. | gauze-sponge-2-x-2-12-ply-non-sterile-bulk-65c.jpg
SKU: CVN7086G | Covidien Drain Sponge 4" x 4" Sterile 2s 6-Ply - 50 per Tray | Superior absorbency and fast wicking action help reduce infections and decrease the frequency of dressing changes. Unique pre-cut T-split conforms snugly around drains, catheters, chest tubes, I.V.'s and tracheotomies. Sterile. No loose threads to fall into wound. Eliminates need for sterile scissors, conserves nursing time. | drain-sponge-4-x-4-sterile-2s-6-ply-50-per-tray-fc8.jpg
SKU: CVN8044G | Covidien Sponges 4" x 4" 4-Ply Sterile 2s - 2 per Pack, 25pk per Tray | Ideal for applying ointments, prepping, wiping needles, cleaning slides and more. Rayon/polyester blend construction. Cost effective. Highly absorbent. Virtually lint-free. | sponges-4-x-4-4-ply-sterile-2s-2-per-pack-25pk-per-tray-5cc.jpg
SKU: CVN9024G | Covidien Sponges 4" x 4" 4-Ply Non-Sterile - 200 per Bag | Ideal for applying ointments, prepping, wiping needles, cleaning slides and more. Rayon/polyester blend construction. Cost effective. Highly absorbent. Virtually lint-free. | sponges-4-x-4-4-ply-non-sterile-200-per-bag-5cc.jpg
SKU: CVN9023G | Covidien Non-Woven All-Purpose Sponges Non-Sterile Bulk 3" x 3" 4-Ply - 200 per Bag | Ideal for applying ointments, prepping, wiping needles, cleaning slides and more. Rayon/polyester blend construction. Cost effective. Highly absorbent. Virtually lint-free. | non-woven-all-purpose-sponges-non-sterile-bulk-3-x-3-4-ply-200-per-bag-5cc.jpg
SKU: CVN9132G | Covidien Non-Woven All-Purpose Sponges Non-Sterile Bulk 2" x 2" 3-Ply - 200 per Bag | Ideal for applying ointments, prepping, wiping needles, cleaning slides and more. Rayon/polyester blend construction. Cost effective. Highly absorbent. Virtually lint-free. | non-woven-all-purpose-sponges-non-sterile-bulk-2-x-2-3-ply-200-per-bag-5cc.jpg
SKU: CVN9134G | Covidien Versalon All Purpose Sponge 3-Ply 4" x 4" - 200 per Bag | Ideal for applying ointments, prepping, wiping needles, cleaning slides and more. Rayon/polyester blend construction. Cost effective. Highly absorbent. Virtually lint-free. | versalon-all-purpose-sponge-3-ply-4-x-4-200-per-bag-121.jpg
SKU: CVN1961G | Covidien Non-Adherent Dressing 2" x 3" Sterile 1s - 100 per Box | Absorbent cotton pad. Won't disrupt healing tissue by sticking to wound. Ideal as primary dressing for lightly draining wounds. Bonded on both sides with perforated non-adherent film. Dressing is latex free, packaging may contain latex. Can be cut to fit any shape without separating. Easy to use and an ideal take home dressing. | non-adherent-dressing-2-x-3-sterile-1s-100-per-box-30e.jpg
SKU: CVN2132G | Covidien Ouchless Non-Adherent Dressing Sterile 1s in Peel-Back Package 3" x 4" - 100 per Box | Absorbent cotton pad. Won't disrupt healing tissue by sticking to wound. Ideal as primary dressing for lightly draining wounds. Bonded on both sides with perforated non-adherent film. Can be cut to fit any shape without separating. Easy to use and an ideal take home dressing. | ouchless-non-adherent-dressing-sterile-1s-in-peel-back-package-3-x-4-100-per-box-30e.jpg
SKU: CVN6017G | Covidien Adhesive Dressing 2" x 3" Sterile 1s - 100 per Box | Made of highly absorbent cotton fabric bonded on both sides with perforated non-adherent film. Won't disrupt healing tissue by sticking to wound. Adhesive strips keep dressing intact. Perforated carton for easy dispensing. | adhesive-dressing-2-x-3-sterile-1s-100-per-box-629.jpg
SKU: CVN7643G | Covidien Telfa "Ouchless" Adhesive Dressing 3" x 4" | Telfaâ„¢ â€œOuchlessâ€ Adhesive Dressings. | telfa-ouchless-adhesive-dressing-3-x-4-f57.jpg
SKU: CVN7540G | Covidien Adhesive Island Dressing 4" x 5" - 25 per Box | Convenient, all-in-one dressing. Soft, nonwoven backing conforms around wound and seals on all four sides. Provides protection from external environment. Non-adherent won't disrupt healing tissue. Ideal dressing for lightly draining wounds. Secure dressing for central and peripheral IV sights. | adhesive-island-dressing-4-x-5-25-per-box-79f.jpg
SKU: CVN7550G | Covidien Adhesive Island Dressing 4" x 4" - 25 per Box | Convenient, all-in-one dressing. Soft, nonwoven backing conforms around wound and seals on all four sides. Provides protection from external environment. Non-adherent won't disrupt healing tissue. Ideal dressing for lightly draining wounds. Secure dressing for central and peripheral IV sights. | adhesive-island-dressing-4-x-4-25-per-box-79f.jpg
SKU: CVN8884413605G | Covidien Vaseline Petrolatum Gauze 3" x 9" | Vaseline Petrolatum Gauze strip in peelable foil packs. | vaseline-petrolatum-gauze-3-x-9--f86.jpg
SKU: CVN8884432000G | Covidien Petrolatum Gauze Dressing 4" x 3 yds - 6 per Box | 3% Bismuth Tribromophenate in a special petrolatum blend on fine mesh gauze. Non-adherent. Clings and conforms to all body contours. Bacteriostatic action. Sterile. | petrolatum-gauze-dressing-4-x-3-yds-6-per-box-9e2.jpg
SKU: CVN8884433605G | Covidien Petrolatum Gauze Dressing 5" x 9" - 50 per Box | 3% Bismuth Tribromophenate in a special petrolatum blend on fine mesh gauze. Non-adherent. Clings and conforms to all body contours. Bacteriostatic action. Sterile. | petrolatum-gauze-dressing-5-x-9-50-per-box-9e2.jpg
SKU: CVN8884433301G | Covidien Petrolatum Gauze Dressing 1" x 8" Patch Peelable Foil Packs - 50 per Box | 3% Bismuth Tribromophenate in a special petrolatum blend on fine mesh gauze. Non-adherent. Clings and conforms to all body contours. Bacteriostatic action. Sterile. | petrolatum-gauze-dressing-1-x-8-patch-peelable-foil-packs-50-per-box-e39.jpg
SKU: CVN9190AG | Covidien Abdominal Pad 5" x 9" Sterile 1s - 36 per Tray | Consists of three key layers: soft outer nonwoven layer, fluff filler to absorb and disperse fluid. Absorbs more fluid than ordinary ABD pads for fewer dressing changes. All four edges sealed to prevent lint residue and leaking. | abdominal-pad-5-x-9-sterile-1s-36-per-tray-e42.jpg
SKU: CVN9194AG | Covidien Abdominal Pad 8" x 10" Sterile 1s - 18 per Tray | Consists of three key layers: soft outer nonwoven layer, fluff filler to absorb and disperse fluid. Absorbs more fluid than ordinary ABD pads for fewer dressing changes. All four edges sealed to prevent lint residue and leaking. | abdominal-pad-8-x-10-sterile-1s-18-per-tray-e42.jpg
SKU: CVN3324G | Covidien Gauze Rolls Non-Sterile 6-Ply Bulk & Packed 12s 4 1/2" x 4.1 yds - 12 per Box | Made of prewashed, fluff-dried 100% woven gauze with unique crinkle-weave pattern for loft and bulk to cushion and protect wound areas. Six-ply construction with finished edges reduces loose ends and lint. As primary dressing, open-weave design provides fast wicking action, superior aeration and excellent absorbency. As secondary dressing, it provides bulk, cushioning and ultimate conformability. Ideal for bandaging heads, limbs and difficult-to-dress wounds; i.e., burns, plastic and orthopedic wounds. | gauze-rolls-non-sterile-6-ply-bulk-amp-packed-12s-4-1-2-x-41-yds-12-per-box-490.jpg
SKU: CVN2232G | Covidien Stretch Bandage Sterile 3" x 75" - 12 per Box | One-ply cotton/polyester blend crocheted bandage. Provides softness, conformability, low lint, high absorbency. Ideal for securing dressings, IV's and splints or for providing mild compression or support. Holds securely to any body contour. Allows for movement and some soft tissue swelling. Stays in place with minimal taping. | stretch-bandage-sterile-3-x-75-12-per-box-a1c.jpg
SKU: CVN2236G | Covidien Stretch Bandage Sterile 4" x 75" | One-ply cotton/polyester blend crocheted bandage. Provides softness, conformability, low lint, high absorbency. Ideal for securing dressings, IV's and splints or for providing mild compression or support. | stretch-bandage-sterile-4-x-75--a1c.jpg
SKU: CVN2242G | Covidien Stretch Bandage Non-Sterile 2" x 75" - 12 per Bag | One-ply cotton/polyester blend crocheted bandage. Provides softness, conformability, low lint, high absorbency. Ideal for securing dressings, IV's and splints or for providing mild compression or support. Holds securely to any body contour. Allows for movement and some soft tissue swelling. Stays in place with minimal taping. | stretch-bandage-non-sterile-2-x-75-12-per-bag-a1c.jpg
SKU: CVN2239G | Covidien Stretch Bandage Non-Sterile Bulk Stretched 1" x 75" - 24 per Box | One-ply cotton/polyester blend crocheted bandage. Provides softness, conformability, low lint, high absorbency. Ideal for securing dressings, IV's and splints or for providing mild compression or support. Holds securely to any body contour. Allows for movement and some soft tissue swelling. Stays in place with minimal taping. | stretch-bandage-non-sterile-bulk-stretched-1-x-75-24-per-box-a1c.jpg
SKU: CVN2244G | Covidien Stretch Bandage Non-Sterile Bulk Stretched 3" x 75" - 12 per Box | One-ply cotton/polyester blend crocheted bandage. Provides softness, conformability, low lint, high absorbency. Ideal for securing dressings, IV's and splints or for providing mild compression or support. Holds securely to any body contour. Allows for movement and some soft tissue swelling. Stays in place with minimal taping. | stretch-bandage-non-sterile-bulk-stretched-3-x-75-12-per-box-a1c.jpg
SKU: CVN2247G | Covidien Stretch Bandage Non-Sterile Bulk Stretched 4" x 75" - 12 per Box | One-ply cotton/polyester blend crocheted bandage. Provides softness, conformability, low lint, high absorbency. Ideal for securing dressings, IV's and splints or for providing mild compression or support. Holds securely to any body contour. Allows for movement and some soft tissue swelling. Stays in place with minimal taping. | stretch-bandage-non-sterile-bulk-stretched-4-x-75-12-per-box-a1c.jpg
SKU: CVN2249G | Covidien Stretch Bandage Non-Sterile Bulk Stretched 6" x 75" - 6 per Box | One-ply cotton/polyester blend crocheted bandage. Provides softness, conformability, low lint, high absorbency. Ideal for securing dressings, IV's and splints or for providing mild compression or support. Holds securely to any body contour. Allows for movement and some soft tissue swelling. Stays in place with minimal taping. | stretch-bandage-non-sterile-bulk-stretched-6-x-75-6-per-box-a1c.jpg
SKU: CVN2531CG | Covidien Standard Porous Tape 1" Latex Free | Adhesive tape with linear porosity for maximum breathability. | standard-porous-tape-1-latex-free-b4a.jpg
SKU: DKL3050G | Dukal Trauma Dressing 12" x 30" - 1 per Pack | The multiple-purpose Trauma Dressing offers greater absorbency, protection and padding to the site. Featuring a moisture resistant barrier this pad will wick quickly and prevent exudates from pooling. | trauma-dressing-12-x-30-1-per-pack-28f.jpg
SKU: DKL1030TDG | Dukal Trauma Dressing 10" x 30" - 1 per Pack | The multiple-purpose Trauma Dressing offers greater absorbency, protection and padding to the site. Featuring a moisture resistant barrier this pad will wick quickly and prevent exudates from pooling. | trauma-dressing-10-x-30-1-per-pack-c27.jpg
SKU: DKL1050G | Dukal Emergency Pressure Dressing | Emergency Pressure Dressing. | emergency-pressure-dressing-bdd.jpg
SKU: DKL9000G | Dukal Applicator 6" Wood - 1000 per Box | Economically packed in bulk and can be used for a number of purposes. | applicator-6-wood-1000-per-box-5fc.jpg
SKU: MNUS4522-5G | Medicom Sponge 2" x 2" 4-Ply Non-Woven Non-Sterile 200/slv - Sleeve | Saves time and cost by using fewer non-woven sponges per procedure compared to cotton filled sponges. Easy-to-use non-linting and highly absorbent premium weight sponges ideal for restorative scaling procedures. | sponge-2-x-2-4-ply-non-woven-non-sterile-200-slv-sleeve-aa8.jpg
SKU: MNUS4544G | Medicom Sponge 4" x 4" 4-Ply Non-Woven Non-Sterile 200/slv - Sleeve | Saves time and cost by using fewer non-woven sponges per procedure compared to cotton filled sponges. Easy-to-use non-linting and highly absorbent premium weight sponges ideal for restorative scaling procedures. | sponge-4-x-4-4-ply-non-woven-non-sterile-200-slv-sleeve-aa8.jpg
SKU: MNUS4522-5G | Medicom Sponge 2" x 2" 4-Ply Non-Woven Non-Sterile 200/slv - Sleeve | Saves time and cost by using fewer non-woven sponges per procedure compared to cotton filled sponges. Easy-to-use non-linting and highly absorbent premium weight sponges ideal for restorative scaling procedures. | sponge-2-x-2-4-ply-non-woven-non-sterile-200-slv-sleeve-aa8.jpg
SKU: MNUS4544G | Medicom Sponge 4" x 4" 4-Ply Non-Woven Non-Sterile 200/slv - Sleeve | Saves time and cost by using fewer non-woven sponges per procedure compared to cotton filled sponges. Easy-to-use non-linting and highly absorbent premium weight sponges ideal for restorative scaling procedures. | sponge-4-x-4-4-ply-non-woven-non-sterile-200-slv-sleeve-aa8.jpg
SKU: MNUS4521G | Medicom Gauze 2" x 2" 8-Ply Non-Sterile 200/slv - Sleeve | Save time with economical multipurpose sponges. Use less per procedure with cotton filled sponges providing increased absorbency. | gauze-2-x-2-8-ply-non-sterile-200-slv-sleeve-718.jpg
SKU: CVN5072G | Covidien Sponge 4" x 4" Sterile 2s in Peel-Back Package 12-Ply - 50 per Tray | Prewashed, fluff-dried woven gauze with crinkle-weave pattern for loft and bulk to cushion and protect wound areas. Ideal for all-purpose floor use as well as superior primary dressing. Absorbency and texture ideal for prepping, cleansing, packing and debriding wounds. | sponge-4-x-4-sterile-2s-in-peel-back-package-12-ply-50-per-tray-540.jpg
SKU: CVN6309G | Covidien Gauze Pad 4" x 4" 12-Ply Sterile 1s - 100 per Box | Individually wrapped, 12-ply sterile gauze pads. Perforated carton for easy office dispensing. | gauze-pad-4-x-4-12-ply-sterile-1s-100-per-box-776.jpg
SKU: CVN3381G | Covidien Sterile Gauze Pad Peel-Back Package 2" x 2" 12-Ply - 100 per Box | Individually wrapped, 12-ply sterile gauze pads. Perforated carton for easy office dispensing. | sterile-gauze-pad-peel-back-package-2-x-2-12-ply-100-per-box-776.jpg
SKU: CVN2913G | Covidien Cover Sponge Sterile 2s in Peel-Back Package 4" x 4" - 50 per Bag | Filled with layer of cellulose wadding covered with nonwoven fabric. Economical, all-purpose sponge with good absorbent capacity. Nonsterile sponges conveniently indexed in 10's for faster, easier handling. | cover-sponge-sterile-2s-in-peel-back-package-4-x-4-50-per-bag-d0f.jpg
SKU: CVN1792G | Covidien Cover Sponge Non-Sterile Bulk 4" x 4" - 100 per Bag | Filled with layer of cellulose wadding covered with nonwoven fabric. Economical, all-purpose sponge with good absorbent capacity. Nonsterile sponges conveniently indexed in 10's for faster, easier handling. | cover-sponge-non-sterile-bulk-4-x-4-100-per-bag-606.jpg
SKU: CVN6113G | Covidien Non-Adhering Dressing 3" X 8" - 24 per Box | Oil emulsion blend impregnated into open mesh, knitted fabric dressing. Non-adhering to wound site. Allows free drainage of exudate away from wound. Ideal for donor sites, delicate suture lines, graft sites, draining wounds. | non-adhering-dressing-3-x-8-24-per-box-585.jpg
SKU: SXWM800202G | Systagenix Dressing 2" x 2" Sterile - 10 per Box | SILVERCELÂ® NON-ADHERENT Antimicrobial Alginate Dressing is a silver antimicrobial dressing with the unique feature of a non-adherent layer to maximize protection of the wound bed particularly at dressing change. | dressing-2-x-2-sterile-10-per-box-db5.jpg
SKU: SXWM800404G | Systagenix Dressing 4 1/4" x 4 1/4" Sterile - 10 per Box | SILVERCELÂ® NON-ADHERENT Antimicrobial Alginate Dressing is a silver antimicrobial dressing with the unique feature of a non-adherent layer to maximize protection of the wound bed particularly at dressing change. | dressing-4-1-4-x-4-1-4-sterile-10-per-box-db5.jpg
SKU: HRTM47310000G | Hartmann USA Zinc-Oxide Paste Calamine on a Flexible Gauze Bandage 3" x 10 yds - 1 Roll per Box | Latex-free, non-sterile, cotton zinc-oxide, impregnated gauze bandage with added soothing benefits of calamine. Non-hardening emulsion. Bandage stretches and conforms easily to body contours and has finished selvage edges. Individually rolled on plastic core and vacuum-sealed in foil to guarantee a long shelf life. | zinc-oxide-paste-calamine-on-a-flexible-gauze-bandage-3-x-10-yds-1-roll-per-box-337.jpg
SKU: HRTM47410000G | Hartmann USA Zinc-Oxide Paste Calamine on a Flexible Gauze Bandage 4" x 10 yds - 1 Roll per Box | Latex-free, non-sterile, cotton zinc-oxide, impregnated gauze bandage with added soothing benefits of calamine. Non-hardening emulsion. Bandage stretches and conforms easily to body contours and has finished selvage edges. Individually rolled on plastic core and vacuum-sealed in foil to guarantee a long shelf life. | zinc-oxide-paste-calamine-on-a-flexible-gauze-bandage-4-x-10-yds-1-roll-per-box-337.jpg
SKU: AMDRA4120G | AMD-Ritmed Gauze Sponge 4" x 4" 12-Ply Sterile 2s - 50 per Pack | AMD MEDICOM PREMIUM GAUZE SPONGES | gauze-sponge-4-x-4-12-ply-sterile-2s-50-per-pack-498.jpg
SKU: DKL2463G | Dukal Super Sponges Sterile Medium | Multi-layer washed, fluff-dried, 100% cotton | super-sponges-sterile-medium-0c1.jpg
SKU: DKL2495G | Dukal Sponge Sterile 10s Medium - 10 per Pack | This multi-layer 100% fluff cotton sponge is highly absorbent and durable which allows it to be used in a number of applications. The thick, diagonally folded construction adds loft, which enhances the overall performance. | sponge-sterile-10s-medium-10-per-pack-d42.jpg
SKU: DKL4416-2XG | Dukal Gauze Sponge 4" x 4" X-Ray Detectable Non-Sterile Tray 16-Ply Banded 10s - 100 per Bag | USP Type VII gauze, 100% woven-cotton with blue filament that runs through each sponge and has a unique wave pattern to ensure easy x-ray detection. Sterile sponges are packaged in rigid plastic tray with peel back lid. Both sterile and non-sterile sponges are banded in 10's to ensure accurate count. | gauze-sponge-4-x-4-x-ray-detectable-non-sterile-tray-16-ply-banded-10s-100-per-bag-df8.jpg
SKU: CVN2841G | Covidien Oval Eye Pad 1 5/8" x 2 5/8" Sterile 1/pk 50/dispensing box | Constructed of long fiber, absorbent cotton filler and covered with fine mesh gauze on both sides. | oval-eye-pad-1-5-8-x-2-5-8-sterile-1-pk-50-dispensing-box--8f3.jpg
SKU: SXWMMA028G | Systagenix Dressing 4.34" Sq - 10 per Box | Designed to provide protection and growth by addressing the continuous changes in the wound microenvironment. The unique combination of 55% Collagen, 44% ORC and 1% silver-ORC absorbs destructive components of chronic wound fluid and creates the optimal environment for cellular growth. PRISMA Matrix is a simple-to-use primary dressing and should be considered early as part of good ulcer care. | dressing-434-sq-10-per-box-2c5.jpg
SKU: PDIB10800G | PDI Swab 3.125" x 1.125" - 100 per Box | The first FDA approved 3.15% Chlorhexidine Gluconate and 70% Isopropyl Alcohol skin antiseptic. Approved or pre-operative* or pre-injection applications. Meets skin antisepsis guidelines from organizations such as CDC (Centers for Disease Control and Prevention) and APIC (Association for Professionals in Infection Control and Epidemiology). All Swabsticks are clinically proven to have persistent antimicrobial activity up for up to 7 days.* Premoistened, ready to use applicators contain no glass and do not require activation before use. Swabsticks feature unique two sided applicators for easy prepping around joints, interdigital areas and skin folds. *Swabstick and Maxi Swabstick only. | swab-3125-x-1125-100-per-box-d63.jpg
SKU: PDIS40750G | PDI Swabstick 1.75" x 6.5" - 50 per Box | The first FDA approved 3.15% Chlorhexidine Gluconate and 70% Isopropyl Alcohol skin antiseptic. Approved or pre-operative* or pre-injection applications. Meets skin antisepsis guidelines from organizations such as CDC (Centers for Disease Control and Prevention) and APIC (Association for Professionals in Infection Control and Epidemiology). All Swabsticks are clinically proven to have persistent antimicrobial activity up for up to 7 days.* Premoistened, ready to use applicators contain no glass and do not require activation before use. Swabsticks feature unique two sided applicators for easy prepping around joints, interdigital areas and skin folds. *Swabstick and Maxi Swabstick only. | swabstick-175-x-65-50-per-box-cdc.jpg
SKU: PDIS41950G | PDI Maxi Swabstick 3.25" x 8" - 30 per Box | The first FDA approved 3.15% Chlorhexidine Gluconate and 70% Isopropyl Alcohol skin antiseptic. Approved or pre-operative* or pre-injection applications. Meets skin antisepsis guidelines from organizations such as CDC (Centers for Disease Control and Prevention) and APIC (Association for Professionals in Infection Control and Epidemiology). All Swabsticks are clinically proven to have persistent antimicrobial activity up for up to 7 days.* Premoistened, ready to use applicators contain no glass and do not require activation before use. Swabsticks feature unique two sided applicators for easy prepping around joints, interdigital areas and skin folds. *Swabstick and Maxi Swabstick only. | maxi-swabstick-325-x-8-30-per-box-4bc.jpg
SKU: MHCU281000G | Molnlycke Health Care US Self-Adherent Absorbent Foam Dressing 1.6" x 2" - 10 per Box | Self-adherent soft silicone thin foam dressing. Atraumatic to the wound and the surrounding skin on removal. Minimizes pain to the patient upon dressing removal. Minimizes the risk of maceration. Conforms well to the body contour; low profile. Thin and comfortable during wear. Helps maintain a moist wound environment. Can be cut to size. | self-adherent-absorbent-foam-dressing-16-x-2-10-per-box-109.jpg
SKU: MHCU281100G | Molnlycke Health Care US Self-Adherent Absorbent Foam Dressing 2" x 5" - Box | Self-adherent soft silicone thin foam dressing. Atraumatic to the wound and the surrounding skin on removal. Minimizes pain to the patient upon dressing removal. Minimizes the risk of maceration. Conforms well to the body contour; low profile. Thin and comfortable during wear. Helps maintain a moist wound environment. Can be cut to size. | self-adherent-absorbent-foam-dressing-2-x-5-box-109.jpg
SKU: MHCU281200G | Molnlycke Health Care US Self-Adherent Absorbent Foam Dressing 3" x 3" - 5 per Box | Self-adherent soft silicone thin foam dressing. Atraumatic to the wound and the surrounding skin on removal. Minimizes pain to the patient upon dressing removal. Minimizes the risk of maceration. Conforms well to the body contour; low profile. Thin and comfortable during wear. Helps maintain a moist wound environment. Can be cut to size. | self-adherent-absorbent-foam-dressing-3-x-3-5-per-box-109.jpg
SKU: MHCU281300G | Molnlycke Health Care US Self-Adherent Absorbent Foam Dressing 4" x 4" - 5 per Box | Self-adherent soft silicone thin foam dressing. Atraumatic to the wound and the surrounding skin on removal. Minimizes pain to the patient upon dressing removal. Minimizes the risk of maceration. Conforms well to the body contour; low profile. Thin and comfortable during wear. Helps maintain a moist wound environment. Can be cut to size. | self-adherent-absorbent-foam-dressing-4-x-4-5-per-box-109.jpg
SKU: MHCU281500G | Molnlycke Health Care US Self-Adherent Absorbent Foam Dressing 6" x 6" - 5 per Box | Self-adherent soft silicone thin foam dressing. Atraumatic to the wound and the surrounding skin on removal. Minimizes pain to the patient upon dressing removal. Minimizes the risk of maceration. Conforms well to the body contour; low profile. Thin and comfortable during wear. Helps maintain a moist wound environment. Can be cut to size. | self-adherent-absorbent-foam-dressing-6-x-6-5-per-box-109.jpg
SKU: 3M1530-0G | 3M Health Care Paper Surgical Tape 1/2" x 10 yds - 24 Rolls per Box | A latex-free, hypoallergenic paper tape that is gentle to the skin yet adheres well and leaves minimal adhesive residue upon removal. An economical, general purpose, breathable surgical tape. Available in white or tan. | paper-surgical-tape-1-2-x-10-yds-24-rolls-per-box-ab4.jpg
SKU: 3M1530-1G | 3M Health Care Paper Surgical Tape 1" x 10 yds - 12 Rolls per Box | A latex-free, hypoallergenic paper tape that is gentle to the skin yet adheres well and leaves minimal adhesive residue upon removal. An economical, general purpose, breathable surgical tape. Available in white or tan. | paper-surgical-tape-1-x-10-yds-12-rolls-per-box-ab4.jpg
SKU: 3M1530-2G | 3M Health Care Paper Surgical Tape 2" x 10 yds - 6 Rolls per Box | A latex-free, hypoallergenic paper tape that is gentle to the skin yet adheres well and leaves minimal adhesive residue upon removal. An economical, general purpose, breathable surgical tape. Available in white or tan. | paper-surgical-tape-2-x-10-yds-6-rolls-per-box-ab4.jpg
SKU: 3M1530-3G | 3M Health Care Paper Surgical Tape 3" x 10 yds 4 Rolls per Box | A latex-free, hypoallergenic paper tape that is gentle to the skin yet adheres well and leaves minimal adhesive residue upon removal. | paper-surgical-tape-3-x-10-yds-4-rolls-per-box-ab4.jpg
SKU: 3M1530S-1G | 3M Health Care Paper Surgical Tape Single Use 1" x 1 1/2 yds - 100 Rolls per Box | A latex-free, hypoallergenic paper tape that is gentle to the skin yet adheres well and leaves minimal adhesive residue upon removal. An economical, general purpose, breathable surgical tape. Available in white or tan. | paper-surgical-tape-single-use-1-x-1-1-2-yds-100-rolls-per-box-ab4.jpg
SKU: 3M1533-0G | 3M Health Care Paper Surgical Tape Tan 1/2" x 10 yds - 24 Rolls per Box | A latex-free, hypoallergenic paper tape that is gentle to the skin yet adheres well and leaves minimal adhesive residue upon removal. An economical, general purpose, breathable surgical tape. Available in white or tan. | paper-surgical-tape-tan-1-2-x-10-yds-24-rolls-per-box-ab4.jpg
SKU: 3M1533-1G | 3M Health Care Paper Surgical Tape Tan 1" x 10 yds - 12 Rolls per Box | A latex-free, hypoallergenic paper tape that is gentle to the skin yet adheres well and leaves minimal adhesive residue upon removal. An economical, general purpose, breathable surgical tape. Available in white or tan. | paper-surgical-tape-tan-1-x-10-yds-12-rolls-per-box-ab4.jpg
SKU: 3M1533-2G | 3M Health Care Paper Surgical Tape Tan 2" x 10 yds - 6 Rolls per Box | A latex-free, hypoallergenic paper tape that is gentle to the skin yet adheres well and leaves minimal adhesive residue upon removal. An economical, general purpose, breathable surgical tape. Available in white or tan. | paper-surgical-tape-tan-2-x-10-yds-6-rolls-per-box-ab4.jpg
SKU: 3M1535-1G | 3M Health Care Paper Surgical Tape 1" x 10 yds Dispenser Pack - 12 Rolls per Box | A latex-free, hypoallergenic paper tape that is gentle to the skin yet adheres well and leaves minimal adhesive residue upon removal. An economical, general purpose, breathable surgical tape. Available in white or tan. | paper-surgical-tape-1-x-10-yds-dispenser-pack-12-rolls-per-box-ab4.jpg
SKU: 3M1535-2G | 3M Health Care Paper Surgical Tape 2" x 10 yds Dispenser Pack - 6 Rolls per Box | A latex-free, hypoallergenic paper tape that is gentle to the skin yet adheres well and leaves minimal adhesive residue upon removal. An economical, general purpose, breathable surgical tape. Available in white or tan. | paper-surgical-tape-2-x-10-yds-dispenser-pack-6-rolls-per-box-ab4.jpg
SKU: 3M1535-3G | 3M Health Care Paper Surgical Tape 3" x 10 yds Dispenser Pack - 4 Rolls per Box | A latex-free, hypoallergenic paper tape that is gentle to the skin yet adheres well and leaves minimal adhesive residue upon removal. An economical, general purpose, breathable surgical tape. Available in white or tan. | paper-surgical-tape-3-x-10-yds-dispenser-pack-4-rolls-per-box-ab4.jpg
SKU: SMNS6602134010G | Smith & Nephew Iodoflex Wound Pad 3 x 10gm - 3 per Box | Bed wound preparation with 0.9% Cadexomer Iodine, developed to build a platform for the treatment of chronic wounds. | iodoflex-wound-pad-3-x-10gm-3-per-box-01f.jpg
SKU: SMNS6602133005G | Smith & Nephew Iodoflex Wound Pad 5 x 5gm - 5 per Box | Bed wound preparation with 0.9% Cadexomer Iodine, developed to build a platform for the treatment of chronic wounds. | iodoflex-wound-pad-5-x-5gm-5-per-box-1cb.jpg
SKU: SMNS6602125040G | Smith & Nephew Iodosorb Wound Gel 40gm tube - Each | Bed wound preparation with 0.9% Cadexomer Iodine, developed to build a platform for the treatment of chronic wounds. | iodosorb-wound-gel-40gm-tube-each-097.jpg
SKU: SMNS6602124014G | Smith & Nephew Iodosorb Wound Gel 10gm tube - 4 per Box | Bed wound preparation with 0.9% Cadexomer Iodine, developed to build a platform for the treatment of chronic wounds. | iodosorb-wound-gel-10gm-tube-4-per-box-f3e.jpg
SKU: DKL7265G | Dukal IV Sponge 2" x 2" Sterile 6-Ply - 2 per Pack, 35 Packs per Box | These rayon/poly blend sponges are pre-cut to assist in providing a snug fit around catheters, tubes, I.V.'s, and tracheotomies. They assist in providing a lean environment at the site that is soft and gentle against the skin. As the precut slit wicks moisture away from the site. T-Drain sponges are also available in woven gauze. | iv-sponge-2-x-2-sterile-6-ply-2-per-pack-35-packs-per-box-e77.jpg
SKU: DKL7468G | Dukal T-Drain Sponge 4" x 4" Sterile 16 Ply - 1 per Pack, 25 Packs per Tray | These rayon/poly blend sponges are pre-cut to assist in providing a snug fit around catheters, tubes, I.V.'s, and tracheotomies. They assist in providing a lean environment at the site that is soft and gentle against the skin. As the precut slit wicks moisture away from the site. T-Drain sponges are also available in woven gauze. | t-drain-sponge-4-x-4-sterile-16-ply-1-per-pack-25-packs-per-tray-e77.jpg
SKU: SMNS66045560G | Smith & Nephew Gauze 3" x 3" - 50 per Box | SMITH & NEPHEW CUTICERINÂ® GAUZE | gauze-3-x-3-50-per-box-bbc.jpg
SKU: MHCU670890G | Molnlycke Health Care US Adhesive Dressing Absorbent Shower Proof 2 1/2" x 3" Latex Free Sterile - 60 per Box | Self adhesive absorbent surgical dressing. The backing allows showering and protects the wound from contamination. | adhesive-dressing-absorbent-shower-proof-2-1-2-x-3-latex-free-sterile-60-per-box-8bb.jpg
SKU: MHCU670990G | Molnlycke Health Care US Adhesive Dressing Absorbent Shower Proof 3.6" x 4" Latex Free Sterile - 40 per Box | Self adhesive absorbent surgical dressing. The backing allows showering and protects the wound from contamination. | adhesive-dressing-absorbent-shower-proof-36-x-4-latex-free-sterile-40-per-box-8bb.jpg
SKU: MHCU671090G | Molnlycke Health Care US Adhesive Dressing Absorbent Shower Proof 3.6" x 6" Latex Free Sterile - 40 per Box | Self adhesive absorbent surgical dressing. The backing allows showering and protects the wound from contamination. | adhesive-dressing-absorbent-shower-proof-36-x-6-latex-free-sterile-40-per-box-8bb.jpg
SKU: CVN55544G | Covidien Foam Wound Dressing 4" x 4" - 10 per Box | Ultra-soft hydrophilic foam protects and cushions wounds. Small pores decrease chance of tissue migration into foam dressing. Contains a polyurethane backing designed to help prevent leakage and dressing strike-through. Provides an ideal healing environment for a wide variety of wounds. | foam-wound-dressing-4-x-4-10-per-box-c4b.jpg
SKU: CVN1967G | Covidien Multi-Trauma Dressing 10" x 30" Sterile - 1 per Bag | Soft, nonwoven facing with highly absorbent filings. Superior padding and protection for major wounds. Available in specialized emergency room put-ups. | multi-trauma-dressing-10-x-30-sterile-1-per-bag-ef8.jpg
SKU: JON004414G | Johnson & Johnson Adhesive Bandage Activ-Flexâ„¢ Regular 3/4" x 3" - 10 per Box | Advanced Hydrocolloid Technology, clinically proven to heal faster, minimize the appearance of scars, Unique design for fingers, Waterproof material, Ultra Thin. | adhesive-bandage-activ-flextrade-regular-3-4-x-3-10-per-box-a7c.jpg
SKU: CRSTXH6CG | Crosstex Applicator 6" - 100 per Bag, 10 Bags per Box | All wood dowels with the tightest bud in the industry. Packaged in polywrapped box, applicators are sealed in autoclavable bags of 100 tips. Made in USA. | applicator-6-100-per-bag-10-bags-per-box-bf2.jpg
SKU: CRSTXH6CG | Crosstex Applicator 6" - 100 per Bag, 10 Bags per Box | All wood dowels with the tightest bud in the industry. Packaged in polywrapped box, applicators are sealed in autoclavable bags of 100 tips. Made in USA. | applicator-6-100-per-bag-10-bags-per-box-bf2.jpg
SKU: CRSTXENCNWUG | Crosstex Sponge 2" x 2" 4-Ply Non-Sterile - Pack | More absorbent than traditional sponges. Releases easily from incision/extraction sites. Will not stick to surface. | sponge-2-x-2-4-ply-non-sterile-pack-5b8.jpg
SKU: CRSTXENCNWUG | Crosstex Sponge 2" x 2" 4-Ply Non-Sterile - Pack | More absorbent than traditional sponges. Releases easily from incision/extraction sites. Will not stick to surface. | sponge-2-x-2-4-ply-non-sterile-pack-5b8.jpg
SKU: CRSTXENC4NWUG | Crosstex Sponge 4" x 4" 4-Ply Non-Sterile - Pack | More absorbent than traditional sponges. Releases easily from incision/extraction sites. Will not stick to surface. | sponge-4-x-4-4-ply-non-sterile-pack-5b8.jpg
SKU: PRO76801G | Pro Advantage Cotton-Tipped Applicator 6" x 1/10" Plastic Shaft Sterile - 2 per Pack, 100 Packs per Box | PRO ADVANTAGEÂ® APPLICATOR | cotton-tipped-applicator-6-x-1-10-plastic-shaft-sterile-2-per-pack-100-packs-per-box-774.jpg
SKU: DMS88545G | Derma Sciences Wound Dressing 4" x 5" - 10 per Box | Antimicrobial silver alginate dressings that rely on 1.4% ionic silver for seven-day broad spectrum antimicrobial effectiveness. Optimal gelling profile allows dressing to avoid sticking to the wound bed, but also to keep enough physical integrity to be removed form the wound in one piece. | wound-dressing-4-x-5-10-per-box-220.jpg
SKU: AMDR6108G | AMD-Ritmed Sponge X-Ray Detectable Gauze Sterile 8" x 4" - 10 per Pack | AMD MEDICOM STERILE SPONGES | sponge-x-ray-detectable-gauze-sterile-8-x-4-10-per-pack-dc5.jpg
SKU: MNUS3001G | Medicom Sponge 2" x 2" 8-Ply 200/sleeve - Sleeve | Save time & money with highly absorbent gauze allowing less use per procedure. Increase patient comfort with worry-free 100% pure white cotton. No chemical additives. For multipurpose applications. | sponge-2-x-2-8-ply-200-sleeve-sleeve-2db.jpg
SKU: MNUS3004G | Medicom Sponge 3" x 3" 12-Ply 200/sleeve - Sleeve | Save time & money with highly absorbent gauze allowing less use per procedure. Increase patient comfort with worry-free 100% pure white cotton. No chemical additives. For multipurpose applications. | sponge-3-x-3-12-ply-200-sleeve-sleeve-2db.jpg
SKU: MNUS3005G | Medicom Sponge 4" x 4" 8-Ply 200/sleeve - Sleeve | Save time & money with highly absorbent gauze allowing less use per procedure. Increase patient comfort with worry-free 100% pure white cotton. No chemical additives. For multipurpose applications. | sponge-4-x-4-8-ply-200-sleeve-sleeve-2db.jpg
SKU: HRTM48700000G | Hartmann USA ABD Pad 5" x 9" Sterile Latex Free - 25 per Box | A comfortable, highly absorbent pad that is effective as a primary or secondary dressing for heavily draining wounds. Composed of an absorbent cellulose inner layer and a soft non-woven outer layer, Sorbalux ABD allows maximum drainage over the entire pad. Comfortable to the skin, the outer layer provides maximum wound protection. The pad is securely sealed on each side to prevent lint and fiber from contaminating the wound. Individually packaged in peel-back sterile pouches to ensure aseptic technique, Sorbalux ABD pads dispense easily from open boxes that require little shelf space. Features blue line guide to ensure proper application packaged. Latex free. | abd-pad-5-x-9-sterile-latex-free-25-per-box-eed.jpg
SKU: HRTM48720000G | Hartmann USA ABD Pad 8" x 10" Sterile Latex Free - 16 per Box | A comfortable, highly absorbent pad that is effective as a primary or secondary dressing for heavily draining wounds. Composed of an absorbent cellulose inner layer and a soft non-woven outer layer, Sorbalux ABD allows maximum drainage over the entire pad. Comfortable to the skin, the outer layer provides maximum wound protection. The pad is securely sealed on each side to prevent lint and fiber from contaminating the wound. Individually packaged in peel-back sterile pouches to ensure aseptic technique, Sorbalux ABD pads dispense easily from open boxes that require little shelf space. Features blue line guide to ensure proper application packaged. Latex free. | abd-pad-8-x-10-sterile-latex-free-16-per-box-eed.jpg
SKU: HRTM48900000G | Hartmann USA Dressing Non-Adherent Latex Free Sterile 3" x 4" - 100 per Box | Provides absorbency while remaining non-adherent to sensitive wounds. The dressing is bonded on both sides by a smooth, perforated polyester film outer surface, therefore it will not disrupt tissue healing by sticking to the wound. The inner absorbent layer is made of a polyester/rayon material. May be cut to fit various wound sizes with virtually no loose fibers. | dressing-non-adherent-latex-free-sterile-3-x-4-100-per-box-a75.jpg
SKU: HRTM48910000G | Hartmann USA Dressing Non-Adherent Latex Free Sterile 3" x 8" - 50 per Box | Provides absorbency while remaining non-adherent to sensitive wounds. The dressing is bonded on both sides by a smooth, perforated polyester film outer surface, therefore it will not disrupt tissue healing by sticking to the wound. The inner absorbent layer is made of a polyester/rayon material. May be cut to fit various wound sizes with virtually no loose fibers. | dressing-non-adherent-latex-free-sterile-3-x-8-50-per-box-a75.jpg
SKU: HRTM48800000G | Hartmann USA Sponge Drain Sterile 4" x 4" 6-Ply - 2s per Pack, 50 Packs per Box | Absorbent and fast wicking to reduce the risk of infection and minimize dressing changes. Made of polyester/rayon non-woven material, these sponges provide a soft-surface for granulating wounds. Sorbalux Drain and I.V. sponges include a pre-cut slit to fit neatly around chest, tracheotomy, feeding, gastric and I.V. tubes to provide efficient patient care. This feature also eliminates the incidence of wound contamination caused by loose threads when sponges are cut manually. Packaged in peel-back sterile pouches. | sponge-drain-sterile-4-x-4-6-ply-2s-per-pack-50-packs-per-box-e5b.jpg
SKU: HRTM48810000G | Hartmann USA Sponge IV Sterile 2" x 2" 6-Ply - 2 per Pack, 70 Packs per Box | Absorbent and fast wicking to reduce the risk of infection and minimize dressing changes. Made of polyester/rayon non-woven material, these sponges provide a soft-surface for granulating wounds. Sorbalux Drain and I.V. sponges include a pre-cut slit to fit neatly around chest, tracheotomy, feeding, gastric and I.V. tubes to provide efficient patient care. This feature also eliminates the incidence of wound contamination caused by loose threads when sponges are cut manually. Packaged in peel-back sterile pouches. | sponge-iv-sterile-2-x-2-6-ply-2-per-pack-70-packs-per-box-e5b.jpg
SKU: HRTM48830000G | Hartmann USA Sponge All-Purpose Non-Sterile 2" x 2" 4-Ply 200/slv - Sleeve | Absorbent and fast wicking to reduce the risk of infection and minimize dressing changes. Made of polyester/rayon non-woven material, these sponges provide a soft-surface for granulating wounds. Sorbalux Drain and I.V. sponges include a pre-cut slit to fit neatly around chest, tracheotomy, feeding, gastric and I.V. tubes to provide efficient patient care. This feature also eliminates the incidence of wound contamination caused by loose threads when sponges are cut manually. Packaged in peel-back sterile pouches. | sponge-all-purpose-non-sterile-2-x-2-4-ply-200-slv-sleeve-83f.jpg
SKU: HRTM48880000G | Hartmann USA Sponge All-Purpose Sterile 4" x 4" 4-Ply - 2 per Pack, 50 Packs per Box | Absorbent and fast wicking to reduce the risk of infection and minimize dressing changes. Made of polyester/rayon non-woven material, these sponges provide a soft-surface for granulating wounds. Sorbalux Drain and I.V. sponges include a pre-cut slit to fit neatly around chest, tracheotomy, feeding, gastric and I.V. tubes to provide efficient patient care. This feature also eliminates the incidence of wound contamination caused by loose threads when sponges are cut manually. Packaged in peel-back sterile pouches. | sponge-all-purpose-sterile-4-x-4-4-ply-2-per-pack-50-packs-per-box-83f.jpg
SKU: DMSSPD-21G | Derma Sciences Wound Dressing Impregnated 4" x 4" Sterile - 15 per Box | DermagranÂ® B Hydrophilic dressings provide either a primary cover or filler for chronic and acute wounds. Supplied in two forms - impregnated gauze and tube - both contain Derma Sciences zinc-nutrient dressing formulation and balanced pH technology, providing a moist, mildly acidic environment conducive to wound healing. In addition, these products contain Vitamin A, Vitamin B6, Calcium, and Magnesium. Uses are for management of pressure ulcers (Stages II - IV), tissue trauma, surgical incisions, partial thickness thermal burns, and diabetic and venous stasis ulcers. | wound-dressing-impregnated-4-x-4-sterile-15-per-box-5da.jpg
SKU: DMSSPD-03G | Derma Sciences Wound Dressing Hydrophilic-B 3 oz Tube - Each | DermagranÂ® B Hydrophilic dressings provide either a primary cover or filler for chronic and acute wounds. Supplied in two forms - impregnated gauze and tube - both contain Derma Sciences zinc-nutrient dressing formulation and balanced pH technology, providing a moist, mildly acidic environment conducive to wound healing. In addition, these products contain Vitamin A, Vitamin B6, Calcium, and Magnesium. Uses are for management of pressure ulcers (Stages II - IV), tissue trauma, surgical incisions, partial thickness thermal burns, and diabetic and venous stasis ulcers. | wound-dressing-hydrophilic-b-3-oz-tube-each-5da.jpg
SKU: DMS31022G | Derma Sciences MEDIHONEYÂ® Calcium Alginate Dressing 2" x 2" - 10 per Box | A novel honey-based dressing for lightly to moderately to heavily exuding wounds. The dressing contains 95% Active Leptospermum Honey, can be used to cover a shallow wound or fill a deep wound, and provides a moist environment conducive to wound healing. Active Leptospermum Honey has been shown to have several properties which assist in promoting an optimal healing environment. It has a low pH, and has been shown to help lower the overall wound pH, which is beneficial to chronic wounds. The honey is also highly osmotic, which assists in debridement and keeping the wound bed clean. This non-toxic dressing can be used as a cornerstone for wound bed preparation and throughout all the phases of wound healing. | medihoneyreg-calcium-alginate-dressing-2-x-2-10-per-box-b81.jpg
SKU: DMS31045G | Derma Sciences MEDIHONEYÂ® Calcium Alginate Dressing 4" x 5" - 10 per Box | A novel honey-based dressing for lightly to moderately to heavily exuding wounds. The dressing contains 95% Active Leptospermum Honey, can be used to cover a shallow wound or fill a deep wound, and provides a moist environment conducive to wound healing. Active Leptospermum Honey has been shown to have several properties which assist in promoting an optimal healing environment. It has a low pH, and has been shown to help lower the overall wound pH, which is beneficial to chronic wounds. The honey is also highly osmotic, which assists in debridement and keeping the wound bed clean. This non-toxic dressing can be used as a cornerstone for wound bed preparation and throughout all the phases of wound healing. | medihoneyreg-calcium-alginate-dressing-4-x-5-10-per-box-cb6.jpg
SKU: DMS31012G | Derma Sciences MEDIHONEYÂ® Calcium Alginate Dressing Rope 3/4" x 12" - 5 per Box | A novel honey-based dressing for lightly to moderately to heavily exuding wounds. The dressing contains 95% Active Leptospermum Honey, can be used to cover a shallow wound or fill a deep wound, and provides a moist environment conducive to wound healing. Active Leptospermum Honey has been shown to have several properties which assist in promoting an optimal healing environment. It has a low pH, and has been shown to help lower the overall wound pH, which is beneficial to chronic wounds. The honey is also highly osmotic, which assists in debridement and keeping the wound bed clean. This non-toxic dressing can be used as a cornerstone for wound bed preparation and throughout all the phases of wound healing. | medihoneyreg-calcium-alginate-dressing-rope-3-4-x-12-5-per-box-0d3.jpg
SKU: SMNS66020970G | Smith & Nephew Adhesive Dressing Hydrocellular 3" x 3" - 10 per Box | Provides the advantages of Allevynâ„¢ hydrocellular dressings in an adhesive format for simple and effective fixation. | adhesive-dressing-hydrocellular-3-x-3-10-per-box-b3a.jpg
SKU: MHCU255050G | Molnlycke Health Care US Dressing Silver Containing Alginate 2" x 2" - 10 per Box | This product can be used under compression bandages. Because it contains alginate, it assists in supporting the control of minor bleeding in superficial wounds. Suitable for use, under medical supervision on wounds that are critically colonized. Indicated for external use only. Absorbs up to 45% more than market leading silver hydrofiber dressing. High fiber strength allows removal in one piece. Rapid and sustained antimicrobial effect. Sustained silver release up to 4 days. | dressing-silver-containing-alginate-2-x-2-10-per-box-30a.jpg
SKU: MHCU255100G | Molnlycke Health Care US Dressing Silver Containing Alginate 4" x 4" - 10 per Box | This product can be used under compression bandages. Because it contains alginate, it assists in supporting the control of minor bleeding in superficial wounds. Suitable for use, under medical supervision on wounds that are critically colonized. Indicated for external use only. Absorbs up to 45% more than market leading silver hydrofiber dressing. High fiber strength allows removal in one piece. Rapid and sustained antimicrobial effect. Sustained silver release up to 4 days. | dressing-silver-containing-alginate-4-x-4-10-per-box-30a.jpg
SKU: MHCU255600G | Molnlycke Health Care US Dressing Silver Containing Alginate 1.2" x 18" - 10 per Box | This product can be used under compression bandages. Because it contains alginate, it assists in supporting the control of minor bleeding in superficial wounds. Suitable for use, under medical supervision on wounds that are critically colonized. Indicated for external use only. Absorbs up to 45% more than market leading silver hydrofiber dressing. High fiber strength allows removal in one piece. Rapid and sustained antimicrobial effect. Sustained silver release up to 4 days. | dressing-silver-containing-alginate-12-x-18-10-per-box-30a.jpg
SKU: DKLP15G | Dukal Paper Tape 1" x 1 1/2 yds Non-Sterile - 100 per Box | Light-weight, micro porous paper tape that will hold even when wet. Gentle on skin and won't harm delicate wounds. Recommended for delicate and elderly skin. | paper-tape-1-x-1-1-2-yds-non-sterile-100-per-box-4cc.jpg
SKU: DKLT110G | Dukal Surgical Tape 1" x 10 yds | High quality porous clear tape that is perforated to be easily torn bi-directionally. | surgical-tape-1-x-10-yds-eca.gif
SKU: DKLT210G | Dukal Surgical Tape 2" x 10 yds - 6 Rolls per Box | High quality porous clear tape that is perforated to be easily torn bi-directionally. Excellent for I.V. sites, dressings, and tubing retention. Conforms and stretches to accommodate movement. | surgical-tape-2-x-10-yds-6-rolls-per-box-d51.jpg
SKU: DKLT310G | Dukal Surgical Tape 3" x 10 yds - 4 Rolls per Box | High quality porous clear tape that is perforated to be easily torn bi-directionally. Excellent for I.V. sites, dressings, and tubing retention. Conforms and stretches to accommodate movement. | surgical-tape-3-x-10-yds-4-rolls-per-box-d51.jpg
SKU: DKLT15G | Dukal Transparent Tape 1" x 1 1/2 yds Non-Sterile - 100 per Box | High quality porous clear tape that is perforated to be easily torn bi-directionally. Excellent for I.V. sites, dressings, and tubing retention. Conforms and stretches to accommodate movement. | transparent-tape-1-x-1-1-2-yds-non-sterile-100-per-box-ec4.jpg
SKU: SMNS66800276G | Smith & Nephew Dressing 3" x 3" Gel Adhesive Hydrocellular Foam with Border - 10 per Box | Suitable for use on fragile skin. Advanced triple-layered construction. Absorbent hydrocellular pad. Perforated silicone gel adhesive wound contact layer. Adhesive border for gentle but effective fixation. Highly permeable waterproof outer film. | dressing-3-x-3-gel-adhesive-hydrocellular-foam-with-border-10-per-box-edd.jpg
SKU: SMNS66800279G | Smith & Nephew Dressing 5" x 5" Gel Adhesive Hydrocellular Foam with Border - 10 per Box | Suitable for use on fragile skin. Advanced triple-layered construction. Absorbent hydrocellular pad. Perforated silicone gel adhesive wound contact layer. Adhesive border for gentle but effective fixation. Highly permeable waterproof outer film. | dressing-5-x-5-gel-adhesive-hydrocellular-foam-with-border-10-per-box-edd.jpg
SKU: SMNS66800280G | Smith & Nephew Dressing 7" x 7" Gel Adhesive Hydrocellular Foam with Border - 10 per Box | Suitable for use on fragile skin. Advanced triple-layered construction. Absorbent hydrocellular pad. Perforated silicone gel adhesive wound contact layer. Adhesive border for gentle but effective fixation. Highly permeable waterproof outer film. | dressing-7-x-7-gel-adhesive-hydrocellular-foam-with-border-10-per-box-edd.jpg
SKU: SMNS66800255G | Smith & Nephew Dressing 2" x 2" Gel Adhesive Hydrocellular Foam - 10 per Box | Suitable for use on fragile skin. Advanced triple-layered construction. Absorbent hydrocellular pad. Perforated soft gel adhesive wound contact layer. Highly permeable waterproof outer film. | dressing-2-x-2-gel-adhesive-hydrocellular-foam-10-per-box-ef1.jpg
SKU: SMNS66800256G | Smith & Nephew Dressing 4" x 4" Gel Adhesive Hydrocellular Foam - 10 per Box | Suitable for use on fragile skin. Advanced triple-layered construction. Absorbent hydrocellular pad. Perforated soft gel adhesive wound contact layer. Highly permeable waterproof outer film. | dressing-4-x-4-gel-adhesive-hydrocellular-foam-10-per-box-ef1.jpg
SKU: PROP157002G | Pro Advantage Gauze Sponge 1s 2" x 2" 12-Ply Sterile - 100 per Box | Made from 100% premium bleached cotton. These highly absorbent sponges are available in a broad range of sizes and plys. Applicable for dressing, general cleaning, prepping, packing and debriding wounds. Available in sterile and non-sterile. Packaged sterile. | gauze-sponge-1s-2-x-2-12-ply-sterile-100-per-box-03a.jpg
SKU: PROP157003G | Pro Advantage Gauze Sponge 1s 3" x 3" 12-Ply Sterile - 100 per Box | Made from 100% premium bleached cotton. These highly absorbent sponges are available in a broad range of sizes and plys. Applicable for dressing, general cleaning, prepping, packing and debriding wounds. Available in sterile and non-sterile. Packaged sterile. | gauze-sponge-1s-3-x-3-12-ply-sterile-100-per-box-092.jpg
SKU: PROP157004G | Pro Advantage Gauze Sponge 1s 4" x 4" 12-Ply Sterile - 100 per Box | Made from 100% premium bleached cotton. These highly absorbent sponges are available in a broad range of sizes and plys. Applicable for dressing, general cleaning, prepping, packing and debriding wounds. Available in sterile and non-sterile. Packaged sterile. | gauze-sponge-1s-4-x-4-12-ply-sterile-100-per-box-1a3.jpg
SKU: PROP157022G | Pro Advantage Gauze Sponge 2s 2" x 2" 8-Ply Sterile - 50 per Tray | Made from 100% premium bleached cotton. These highly absorbent sponges are available in a broad range of sizes and plys. Applicable for dressing, general cleaning, prepping, packing and debriding wounds. Available in sterile and non-sterile. Packaged sterile. | gauze-sponge-2s-2-x-2-8-ply-sterile-50-per-tray-49a.jpg
SKU: PROP157023G | Pro Advantage Gauze Sponge 2s 3" x 3" 12-Ply Sterile - 40 per Tray | Made from 100% premium bleached cotton. These highly absorbent sponges are available in a broad range of sizes and plys. Applicable for dressing, general cleaning, prepping, packing and debriding wounds. Available in sterile and non-sterile. Packaged sterile. | gauze-sponge-2s-3-x-3-12-ply-sterile-40-per-tray-ed8.jpg
SKU: PROP157024G | Pro Advantage Gauze Sponge 2s 4" x 4" 8-Ply Sterile - 25 per Tray | Made from 100% premium bleached cotton. These highly absorbent sponges are available in a broad range of sizes and plys. Applicable for dressing, general cleaning, prepping, packing and debriding wounds. Available in sterile and non-sterile. Packaged sterile. | gauze-sponge-2s-4-x-4-8-ply-sterile-25-per-tray-0b7.jpg
SKU: PROP157025G | Pro Advantage Gauze Sponge 2s 4" x 4" 12-Ply Sterile - 25 per Tray | Made from 100% premium bleached cotton. These highly absorbent sponges are available in a broad range of sizes and plys. Applicable for dressing, general cleaning, prepping, packing and debriding wounds. Available in sterile and non-sterile. Packaged sterile. | gauze-sponge-2s-4-x-4-12-ply-sterile-25-per-tray-c20.jpg
SKU: PROP150155G | Pro Advantage Non-Adherent Sterile Pads 2" x 3" - 100 per Box | Ideal for lightly draining wounds, these highly absorbent pads provide cushioning protection without sticking to the healing area. Sterile. | non-adherent-sterile-pads-2-x-3-100-per-box-c29.jpg
SKU: PROP150160G | Pro Advantage Non-Adherent Sterile Pads 3" x 4" - 100 per Box | Ideal for lightly draining wounds, these highly absorbent pads provide cushioning protection without sticking to the healing area. Sterile. | non-adherent-sterile-pads-3-x-4-100-per-box-c29.jpg
SKU: PROP150135G | Pro Advantage Adhesive Bandage Strips 1" x 3" - 100 per Box | Absorbent breathable island pad cushions and protects wound. Long-lasting adhesive stays secure even when wet. Latex free. | adhesive-bandage-strips-1-x-3-100-per-box-640.jpg
SKU: PROP150140G | Pro Advantage Adhesive Bandage Strips 2" x 4" - 50 per Box | Absorbent breathable island pad cushions and protects wound. Long-lasting adhesive stays secure even when wet. Latex free. | adhesive-bandage-strips-2-x-4-50-per-box-3c2.jpg
SKU: PROP150145G | Pro Advantage Adhesive Bandage Strips 3/4" x 3" - 100 per Box | Absorbent breathable island pad cushions and protects wound. Long-lasting adhesive stays secure even when wet. Latex free. | adhesive-bandage-strips-3-4-x-3-100-per-box-f4a.jpg
SKU: PROP150150G | Pro Advantage Adhesive Bandage Spots 7/8" Dia - 100 per Box | Absorbent breathable island pad cushions and protects wound. Long-lasting adhesive stays secure even when wet. Latex free. | adhesive-bandage-spots-7-8-dia-100-per-box-cd8.jpg
SKU: DMS99990G | Derma Sciences Flexible Bandage 1" x 3" - 100 per Box | Latex free. | flexible-bandage-1-x-3-100-per-box-5ff.jpg
SKU: DMS99982G | Derma Sciences Bandage Sheer Spot - 100 per Box | Latex free. | bandage-sheer-spot-100-per-box-3de.jpg
SKU: DMS90412G | Derma Sciences Gauze Sponge Woven 4" x 4" 12-Ply Non-Sterile 200/slv - Sleeve | These sponges are made from 100% cotton and are the gold standard for general use or for debriding, covering and packing wounds. Latex free. | gauze-sponge-woven-4-x-4-12-ply-non-sterile-200-slv-sleeve-1e8.jpg
SKU: DMS84916G | Derma Sciences Sponge Tracheotomy Drainage Sterile 4" x 4" 6-Ply 2s - 25 Packs per Box | An added fenestration makes these sponges ideal for dressing around a tracheotomy tube or any type of tube on the body. Available in a soft 6-ply non-woven or in standard 12-ply gauze. The non-woven provides superior absorption and are low-linting, fast-wicking, and non-adherent to wound beds. The woven version is for when natural breathability is desired. Latex free. | sponge-tracheotomy-drainage-sterile-4-x-4-6-ply-2s-25-packs-per-box-199.jpg
SKU: 3M1622WG | 3M Health Care Easy Application Frame Style Transparent Dressing 13/4" x 13/44" - 100 per Box | A breathable dressing, impermeable to liquids, bacteria and viruses*. "Picture-frame" delivery -- preferred by caregivers. Secure adhesion, et gentle to the skin, breathable film, allows oxygen in and moisture vapor out, barrier to external contaminants and comprehensive clinical documentation. *Laboratory testing has proven 3Mâ„¢ Tegadermâ„¢ and Tegadermâ„¢ HP Transparent Dressings provide a viral (HIV-1 and HBV) barrier while dressings remain intact without leakage. | easy-application-frame-style-transparent-dressing-13-4-x-13-44-100-per-box-365.jpg
SKU: 3M1624WG | 3M Health Care Easy Application Frame Style Transparent Dressing with Label 2 3/8" x 2 3/4" - 100 per Box | A breathable dressing, impermeable to liquids, bacteria and viruses*. "Picture-frame" delivery -- preferred by caregivers. Secure adhesion, et gentle to the skin, breathable film, allows oxygen in and moisture vapor out, barrier to external contaminants and comprehensive clinical documentation. *Laboratory testing has proven 3Mâ„¢ Tegadermâ„¢ and Tegadermâ„¢ HP Transparent Dressings provide a viral (HIV-1 and HBV) barrier while dressings remain intact without leakage. | easy-application-frame-style-transparent-dressing-with-label-2-3-8-x-2-3-4-100-per-box-365.jpg
SKU: 3M1626G | 3M Health Care Original Frame Style Transparent Dressing 4" x 4 3/4" - 50 per Box | A breathable dressing, impermeable to liquids, bacteria and viruses*. "Picture-frame" delivery -- preferred by caregivers. Secure adhesion, et gentle to the skin, breathable film, allows oxygen in and moisture vapor out, barrier to external contaminants and comprehensive clinical documentation. *Laboratory testing has proven 3Mâ„¢ Tegadermâ„¢ and Tegadermâ„¢ HP Transparent Dressings provide a viral (HIV-1 and HBV) barrier while dressings remain intact without leakage. | original-frame-style-transparent-dressing-4-x-4-3-4-50-per-box-f52.jpg
SKU: 3M1627G | 3M Health Care Original Frame Style Transparent Dressing 4" x 10" - 20 per Box | A breathable dressing, impermeable to liquids, bacteria and viruses*. "Picture-frame" delivery -- preferred by caregivers. Secure adhesion, et gentle to the skin, breathable film, allows oxygen in and moisture vapor out, barrier to external contaminants and comprehensive clinical documentation. *Laboratory testing has proven 3Mâ„¢ Tegadermâ„¢ and Tegadermâ„¢ HP Transparent Dressings provide a viral (HIV-1 and HBV) barrier while dressings remain intact without leakage. | original-frame-style-transparent-dressing-4-x-10-20-per-box-f52.jpg
SKU: 3M1628G | 3M Health Care Original Frame Style Transparent Dressing 6" x 8" - 10 per Box | A breathable dressing, impermeable to liquids, bacteria and viruses*. "Picture-frame" delivery -- preferred by caregivers. Secure adhesion, et gentle to the skin, breathable film, allows oxygen in and moisture vapor out, barrier to external contaminants and comprehensive clinical documentation. *Laboratory testing has proven 3Mâ„¢ Tegadermâ„¢ and Tegadermâ„¢ HP Transparent Dressings provide a viral (HIV-1 and HBV) barrier while dressings remain intact without leakage. | original-frame-style-transparent-dressing-6-x-8-10-per-box-f52.jpg
SKU: 3M1629G | 3M Health Care Original Frame Style Transparent Dressing 8" x 12" - 10 per Box | A breathable dressing, impermeable to liquids, bacteria and viruses*. "Picture-frame" delivery -- preferred by caregivers. Secure adhesion, et gentle to the skin, breathable film, allows oxygen in and moisture vapor out, barrier to external contaminants and comprehensive clinical documentation. *Laboratory testing has proven 3Mâ„¢ Tegadermâ„¢ and Tegadermâ„¢ HP Transparent Dressings provide a viral (HIV-1 and HBV) barrier while dressings remain intact without leakage. | original-frame-style-transparent-dressing-8-x-12-10-per-box-f52.jpg
SKU: 3M1634G | 3M Health Care Original Frame Style Transparent Dressing 2 3/8" x 2 3/4" - 100 per Box | A breathable dressing, impermeable to liquids, bacteria and viruses*. "Picture-frame" delivery -- preferred by caregivers. Secure adhesion, et gentle to the skin, breathable film, allows oxygen in and moisture vapor out, barrier to external contaminants and comprehensive clinical documentation. *Laboratory testing has proven 3Mâ„¢ Tegadermâ„¢ and Tegadermâ„¢ HP Transparent Dressings provide a viral (HIV-1 and HBV) barrier while dressings remain intact without leakage. | original-frame-style-transparent-dressing-2-3-8-x-2-3-4-100-per-box-f52.jpg
SKU: 3M16004G | 3M Health Care Dressing Transparent Film Roll 4" x 11 yds - Each | 3Mâ„¢ TEGADERMâ„¢ TRANSPARENT FILM ROLL | dressing-transparent-film-roll-4-x-11-yds-each-9bf.jpg
SKU: 3M1620G | 3M Health Care First-Aid Style Transparent Dressing 2 3/8" x 2 3/4" - 100 per Box | A sterile, waterproof, clean thin film dressing. Designed to cover and protect I.V. and wound sites. Sterile dressing provides a bacterial and viral barrier to outside contaminants. Breathable film allows for exchange of moisture vapor and oxygen. Notched design provides better seal around the catheter. Unique frame style makes application easy and allow for precise dressing placement. Transparent window allows easy site monitoring without the need to change dressings. | first-aid-style-transparent-dressing-2-3-8-x-2-3-4-100-per-box-329.jpg
SKU: 3M1621G | 3M Health Care First-Aid Style Transparent Dressing 4" x 4 3/4" - 50 per Box | A sterile, waterproof, clean thin film dressing. Designed to cover and protect I.V. and wound sites. Sterile dressing provides a bacterial and viral barrier to outside contaminants. Breathable film allows for exchange of moisture vapor and oxygen. Notched design provides better seal around the catheter. Unique frame style makes application easy and allow for precise dressing placement. Transparent window allows easy site monitoring without the need to change dressings. | first-aid-style-transparent-dressing-4-x-4-3-4-50-per-box-329.jpg
SKU: DKL60404G | Dukal Kittner Dissectors Sterile 5s 1/4" x 0.56" No Holder - 5 per Pack | 100% woven gauze that are X-ray detectable for use in the O.R. Packaging ensures accuracy and traceability of count. Ideal for absorption during delicate surgical procedures. | kittner-dissectors-sterile-5s-1-4-x-056-no-holder-5-per-pack-0d5.jpg
SKU: DKL60401-PG | Dukal Kittner Dissectors 1/4" x 0.56" C-5 Foam Holder Sterile 5s - 5 per Pack | 100% woven gauze that are X-ray detectable for use in the O.R. Packaging ensures accuracy and traceability of count. Ideal for absorption during delicate surgical procedures. | kittner-dissectors-1-4-x-056-c-5-foam-holder-sterile-5s-5-per-pack-0d5.jpg
SKU: DKL61404G | Dukal Peanut Sponge Sterile 5s No Holder - 5 per Pack | Made of 100% cotton and are X-ray detectable. Available in a variety of packaging choices which ensure accurate counts. Perfect for minor absorption during surgery. | peanut-sponge-sterile-5s-no-holder-5-per-pack-2a7.jpg
SKU: DKL63401-PG | Dukal Cherry Sponge C-5 Holder Sterile 5s - 5 per Pack | 100% woven cotton and x-ray detectable to ensure visibility. Used in delicate procedures for dissection and absorption when precision is necessary. | cherry-sponge-c-5-holder-sterile-5s-5-per-pack-102.jpg
SKU: DKL74437G | Dukal Double Strung Tonsil Sponge 15" Blue Thread Sterile 5s Large 1" - 5 per Pack | Designed for high absorption. The 100% cotton woven gauze are double strung for easy retrieval and are X-ray detectable to ensure visibility. Packaging ensures count accuracy. | double-strung-tonsil-sponge-15-blue-thread-sterile-5s-large-1-5-per-pack-34f.jpg
SKU: DMS89545G | Derma Sciences Absorbent Dressing 4" x 5" Sterile - 10 per Box | When fluid is absorbed in dressings, super absorbent polymer core converts to a gel, locking fluid inside dressing. Help prevent maceration, keeping harmful components within wound fluid away from wound. Can be used under compression. Dressings have a nonadherent wound cover, allowing for easy, pain-free removal. For use on wounds with moderate to heavy amounts of exudate. | absorbent-dressing-4-x-5-sterile-10-per-box-eda.jpg
SKU: DMS89569G | Derma Sciences Absorbent Dressing 6" x 9" Sterile - 10 per Box | When fluid is absorbed in dressings, super absorbent polymer core converts to a gel, locking fluid inside dressing. Help prevent maceration, keeping harmful components within wound fluid away from wound. Can be used under compression. Dressings have a nonadherent wound cover, allowing for easy, pain-free removal. For use on wounds with moderate to heavy amounts of exudate. | absorbent-dressing-6-x-9-sterile-10-per-box-1fd.jpg
SKU: ASOCBD1321G | ASO Corporation Reinforced Waterproof Bandage Tan 1" x 3" Latex Free - 100 per Box | Island pad seals out moisture allowing wound to heal in moist environments. 100% latex free. | reinforced-waterproof-bandage-tan-1-x-3-latex-free-100-per-box-d2e.jpg
SKU: 3M90800G | 3M Health Care Dressing Small Oval Pad Size 1 1/2" x 2 1/4" Overall Size 3" x 3 3/4" - 5 per Box | Enables clinicians to monitor pressure ulcers, skin tears and other moderately exudating wounds without changing the dressing. It offers better fluid management and wear time than the leading hydrocolloid. | dressing-small-oval-pad-size-1-1-2-x-2-1-4-overall-size-3-x-3-3-4-5-per-box-0e8.jpg
SKU: 3M90801G | 3M Health Care Dressing Medium Oval Pad Size 2.4" x 3" Overall Size 4.4" x 5" - 5 per Box | Enables clinicians to monitor pressure ulcers, skin tears and other moderately exudating wounds without changing the dressing. It offers better fluid management and wear time than the leading hydrocolloid. | dressing-medium-oval-pad-size-24-x-3-overall-size-44-x-5-5-per-box-0e8.jpg
SKU: CVN2533G | Covidien Sponges 4" x 4" 12-Ply Sterile 2s in Peel Back Package - 50 per Tray | COVIDIEN/MEDICAL SUPPLIES CURITYâ„¢ AMD SPONGES | sponges-4-x-4-12-ply-sterile-2s-in-peel-back-package-50-per-tray-104.jpg
SKU: DKLC5119G | Dukal Gauze Sponge Type VII Sterile 2" x 2" 8-Ply - 2 per Pack, 50 Packs per Box | Made of 100% woven cotton. Type VII sponges are strong, absorbent and durable. Used for a number of applications including general wound care, dressings, prepping, wound packing, and debriding | gauze-sponge-type-vii-sterile-2-x-2-8-ply-2-per-pack-50-packs-per-box-cbc.jpg
SKU: DKLC5189G | Dukal Gauze Sponge Type VII Sterile 4" x 4" 8-Ply - 2 per Pack, 50 Packs per Box | Made of 100% woven cotton. Type VII sponges are strong, absorbent and durable. Used for a number of applications including general wound care, dressings, prepping, wound packing, and debriding | gauze-sponge-type-vii-sterile-4-x-4-8-ply-2-per-pack-50-packs-per-box-cbc.jpg
SKU: DKLC5139G | Dukal Gauze Sponge Type VII Sterile 4" x 4" 12-Ply - 2 per Pack, 25 Packs per Box | Made of 100% woven cotton. Type VII sponges are strong, absorbent and durable. Used for a number of applications including general wound care, dressings, prepping, wound packing, and debriding | gauze-sponge-type-vii-sterile-4-x-4-12-ply-2-per-pack-25-packs-per-box-cbc.jpg
SKU: DKLC82082G | Dukal Gauze Sponge Type VII Non-Sterile 2" x 2" 8-Ply - 200 per Bag | Made of 100% woven cotton. Type VII sponges are strong, absorbent and durable. Used for a number of applications including general wound care, dressings, prepping, wound packing, and debriding | gauze-sponge-type-vii-non-sterile-2-x-2-8-ply-200-per-bag-cbc.jpg
SKU: DKLC82122G | Dukal Gauze Sponge Type VII Non-Sterile 2" x 2" 12-Ply - 200 per Bag | Made of 100% woven cotton. Type VII sponges are strong, absorbent and durable. Used for a number of applications including general wound care, dressings, prepping, wound packing, and debriding | gauze-sponge-type-vii-non-sterile-2-x-2-12-ply-200-per-bag-cbc.jpg
SKU: DKLC83082G | Dukal Gauze Sponge Type VII Non-Sterile 3" x 3" 12-Ply - 200 per Bag | Made of 100% woven cotton. Type VII sponges are strong, absorbent and durable. Used for a number of applications including general wound care, dressings, prepping, wound packing, and debriding | gauze-sponge-type-vii-non-sterile-3-x-3-12-ply-200-per-bag-cbc.jpg
SKU: DKLC84088G | Dukal Gauze Sponge Type VII Non-Sterile 4" x 4" 8-Ply - 200 per Bag | Made of 100% woven cotton. Type VII sponges are strong, absorbent and durable. Used for a number of applications including general wound care, dressings, prepping, wound packing, and debriding | gauze-sponge-type-vii-non-sterile-4-x-4-8-ply-200-per-bag-cbc.jpg
SKU: DKLC84124G | Dukal Gauze Sponge Type VII Non-Sterile 4" x 4" 12-Ply - 200 per Bag | Made of 100% woven cotton. Type VII sponges are strong, absorbent and durable. Used for a number of applications including general wound care, dressings, prepping, wound packing, and debriding | gauze-sponge-type-vii-non-sterile-4-x-4-12-ply-200-per-bag-cbc.jpg
SKU: DKL15200G | Dukal Tracheostomy Care Kit Sterile - Kit | Single-use kit complete with all items necessary for care and cleaning of trach site. Compact and disposable. Kit offers easy storage, nurse convenience and infection control. Plastic tray can be used as fluid basin. | tracheostomy-care-kit-sterile-kit-6e4.jpg
SKU: DKLHP7111G | Dukal Cloth Tape 1" x 10 yds - 12 per Box | DUKAL HERMITAGE BRAND CLOTH TAPE | cloth-tape-1-x-10-yds-12-per-box-3b0.jpg
SKU: DKLHP7112G | Dukal Cloth Tape 2" x 10 yds - 6 per Box | DUKAL HERMITAGE BRAND CLOTH TAPE | cloth-tape-2-x-10-yds-6-per-box-3b0.jpg
SKU: DKLHP8110G | Dukal Transparent Tape 1/2" x 10 yds - 24 per Box | DUKAL HERMITAGE BRAND TRANSPARENT TAPE | transparent-tape-1-2-x-10-yds-24-per-box-837.jpg
SKU: DKLHP8111G | Dukal Transparent Tape 1" x 10 yds - 12 per Box | DUKAL HERMITAGE BRAND TRANSPARENT TAPE | transparent-tape-1-x-10-yds-12-per-box-837.jpg
SKU: MNUS4722G | Medicom Non-Woven Sponge 2" x 2" 200/slv - Sleeve | Made with organically grown cotton completely free of toxic pesticides and insecticides. Constructed of 100% natural fibers and are 100% biodegradable. | non-woven-sponge-2-x-2-200-slv-sleeve-459.jpg
SKU: MNUS4744G | Medicom Non-Woven Sponge 4" x 4" 200/slv - Sleeve | Made with organically grown cotton completely free of toxic pesticides and insecticides. Constructed of 100% natural fibers and are 100% biodegradable. | non-woven-sponge-4-x-4-200-slv-sleeve-459.jpg
SKU: SMNS66800452G | Smith & Nephew Dressing Ag Gentle Border Adhesive 3" x 3" - 10 per Box | SMITH & NEPHEW ALLEVYNâ„¢ AG GENTLE BORDER ADHESIVE DRESSINGS | dressing-ag-gentle-border-adhesive-3-x-3-10-per-box-7ec.jpg
SKU: SMNS66800453G | Smith & Nephew Dressing Ag Gentle Border Adhesive 5" x 5" - 10 per Box | SMITH & NEPHEW ALLEVYNâ„¢ AG GENTLE BORDER ADHESIVE DRESSINGS | dressing-ag-gentle-border-adhesive-5-x-5-10-per-box-7ec.jpg
SKU: AMDR1001DG | AMD-Ritmed Aluminum Shaft Collection Swab .035" Dia 5 1/2"L Sterile - 1 per Pouch, 100 Pouches per Box | AMD MEDICOM SOLON POLYESTER-TIPPED SWAB | aluminum-shaft-collection-swab-035-dia-5-1-2l-sterile-1-per-pouch-100-pouches-per-box-7ac.jpg
SKU: AMDR4001DG | AMD-Ritmed Plastic Shaft Collection Swab 6"L Sterile - 1 per Pouch, 100 Pouches per Box | AMD MEDICOM SOLON POLYESTER-TIPPED SWAB | plastic-shaft-collection-swab-6l-sterile-1-per-pouch-100-pouches-per-box-fc3.jpg
SKU: 3M1507G | 3M Health Care Colostomy Dressing 4" x 4" - 30 per Box | A tape supported, soft, absorbent pad with hypoallergenic adhesive that provides comfortable, inconspicuous protection for the regulated colostomate. | colostomy-dressing-4-x-4-30-per-box-e52.jpg
SKU: AMDR4001RG | AMD-Ritmed Plastic Shaft Collection Swab 6"L Sterile - 1 per Pack, 100 Packs per Box | AMD MEDICOM SOLON RAYON-TIPPED SWAB | plastic-shaft-collection-swab-6l-sterile-1-per-pack-100-packs-per-box-291.jpg
SKU: ETN4150G | Ethicon Disk 1" 4mm Center Hole Sterile - 10 per Box | ETHICON BIOPATCHâ„¢ ANTIMICROBIAL DRESSING | disk-1-4mm-center-hole-sterile-10-per-box-8a1.jpg
SKU: ETN4151G | Ethicon Disk 3/4" 1 1/2mm Center Hole Sterile - 10 per Box | ETHICON BIOPATCHâ„¢ ANTIMICROBIAL DRESSING | disk-3-4-1-1-2mm-center-hole-sterile-10-per-box-8a1.jpg
SKU: ETN4152G | Ethicon Disk 1" 7mm Center Hole Sterile - 10 per Box | ETHICON BIOPATCHâ„¢ ANTIMICROBIAL DRESSING | disk-1-7mm-center-hole-sterile-10-per-box-8a1.jpg
SKU: AMDRA2100-CHG | AMD-Ritmed Non-Adherent Island Dressing 4" x 4" Non-Sterile - 200 per Pack | Create an optimal wound healing environment, even on difficult-to-dress areas. It has an adhesive border that seals around the wound while the soft non-adherent pad absorbs any light drainage without disrupting the healing tissue. Perfect for use as a primary or secondary dressing. | non-adherent-island-dressing-4-x-4-non-sterile-200-per-pack-d13.jpg
SKU: DMS1298033-24G | Derma Sciences Sheer Junior Adhesive Bandage 3/8" x 1 1/2" - 100 per Box | The natural appearance will allow wounds to be hidden. Superior, highly absorbent non-stock pad protects the wound. Bandages prevent skin maceration because of the 100% Ultrasonic Micro Perforations. Latex free. | sheer-junior-adhesive-bandage-3-8-x-1-1-2-100-per-box-eee.jpg
SKU: DMS1307033-24G | Derma Sciences Sheer Spots Adhesive Bandage 7/8" - 100 per Box | The natural appearance will allow wounds to be hidden. Superior, highly absorbent non-stock pad protects the wound. Bandages prevent skin maceration because of the 100% Ultrasonic Micro Perforations. Latex free. | sheer-spots-adhesive-bandage-7-8-100-per-box-ba0.jpg
SKU: PROP151005G | Pro Advantage Paper Tape 1/2" x 10 yds - 24 per Box | General purpose tape perfect for fragile skin. Ideal for securing tubing, ostomy pouches and facial dressings. Tears easily for convenient application. Highly porous for maximum breathability. Hypoallergenic and latex-free. | paper-tape-1-2-x-10-yds-24-per-box-2dc.jpg
SKU: PROP151010G | Pro Advantage Paper Tape 1" x 10 yds - 12 per Box | General purpose tape perfect for fragile skin. Ideal for securing tubing, ostomy pouches and facial dressings. Tears easily for convenient application. Highly porous for maximum breathability. Hypoallergenic and latex-free. | paper-tape-1-x-10-yds-12-per-box-2dc.jpg
SKU: PROP151020G | Pro Advantage Paper Tape 2" x 10 yds | General purpose tape perfect for fragile skin. | paper-tape-2-x-10-yds--2dc.jpg
SKU: PROP151030G | Pro Advantage Paper Tape 3" x 10 yds - 4 per Box | General purpose tape perfect for fragile skin. Ideal for securing tubing, ostomy pouches and facial dressings. Tears easily for convenient application. Highly porous for maximum breathability. Hypoallergenic and latex-free. | paper-tape-3-x-10-yds-4-per-box-2dc.jpg
SKU: CVN44103G | Covidien Fabric Adhesive Bandage 3/4" Latex Free Assorted Pink Orange & Yellow Neon - 50 per Box | COVIDIEN/MEDICAL SUPPLIES CURITYâ„¢ FLEXIBLE FABRIC BANDAGES | fabric-adhesive-bandage-3-4-latex-free-assorted-pink-orange-amp-yellow-neon-50-per-box-f07.jpg
SKU: PROP152005G | Pro Advantage Transparent Tape 1/2" x 10 yds - 24 per Box | Ideal for securing I.V. tubing and catheters, primary wound dressings, tubing and drainage lines. Micro perforation allows for bidirectional tearing. Easy to tear and stretch. Highly porous for breathability. Water resistant, hypoallergenic and latex-free. | transparent-tape-1-2-x-10-yds-24-per-box-b3c.jpg
SKU: PROP152010G | Pro Advantage Transparent Tape 1" x 10 yds - 12 per Box | Ideal for securing I.V. tubing and catheters, primary wound dressings, tubing and drainage lines. Micro perforation allows for bidirectional tearing. Easy to tear and stretch. Highly porous for breathability. Water resistant, hypoallergenic and latex-free. | transparent-tape-1-x-10-yds-12-per-box-b3c.jpg
SKU: PROP152020G | Pro Advantage Transparent Tape 2" x 10 yds - 6 per Box | Ideal for securing I.V. tubing and catheters, primary wound dressings, tubing and drainage lines. Micro perforation allows for bidirectional tearing. Easy to tear and stretch. Highly porous for breathability. Water resistant, hypoallergenic and latex-free. | transparent-tape-2-x-10-yds-6-per-box-b3c.jpg
SKU: PROP152030G | Pro Advantage Transparent Tape 3" x 10 yds - 4 per Box | Ideal for securing I.V. tubing and catheters, primary wound dressings, tubing and drainage lines. Micro perforation allows for bidirectional tearing. Easy to tear and stretch. Highly porous for breathability. Water resistant, hypoallergenic and latex-free. | transparent-tape-3-x-10-yds-4-per-box-b3c.jpg
SKU: SMNS66800833G | Smith & Nephew Adhesive Dressing Hydrocellular 2" x 2" 10bx - Box | A silicone gel adhesive hydrocellular foam dressing incorporating the unique triple-action Allevyn technology for use on low to moderately exuding wounds. Suitable for use on fragile skin as the silicone gel adhesive allows the dressing to be changed with minimal pain to the patient and trauma to the wound. | adhesive-dressing-hydrocellular-2-x-2-10bx-box-ef1.jpg
SKU: SMNS66800835G | Smith & Nephew Adhesive Dressing Hydrocellular 4" x 4" 10bx - Box | A silicone gel adhesive hydrocellular foam dressing incorporating the unique triple-action Allevyn technology for use on low to moderately exuding wounds. Suitable for use on fragile skin as the silicone gel adhesive allows the dressing to be changed with minimal pain to the patient and trauma to the wound. | adhesive-dressing-hydrocellular-4-x-4-10bx-box-ef1.jpg
SKU: DKL864G | Dukal Lemon Glycerin Swabsticks | Pre-moistened with refreshing lemon flavored glycerin | lemon-glycerin-swabsticks-f8c.jpg
SKU: MHCU350450G | Molnlycke Health Care US Wound Gel Silver Antimicrobial - 1.5 Ounces, 10 per Box | MOLNLYCKE NORMLGELÂ® AG WOUND GEL | wound-gel-silver-antimicrobial-15-ounces-10-per-box-55b.jpg
SKU: DKL8212G | Dukal Elastic Tape 2" x 2 1/2 yds Tan NS - 6 Rolls per Box | Superior strength and controlled compression. High conformability for all body contours. Full unwind allows for consistent taping. Porous construction permits moisture transmission and sustains skin integrity. Red line centered on the back of cloth provides guide for uniform application and pressure. Adhesive is strong, but does not restrict movement. | elastic-tape-2-x-2-1-2-yds-tan-ns-6-rolls-per-box-5da.jpg
SKU: DKL8213G | Dukal Elastic Tape 3" x 2 1/2 yds Tan NS - 4 Rolls per Box | Superior strength and controlled compression. High conformability for all body contours. Full unwind allows for consistent taping. Porous construction permits moisture transmission and sustains skin integrity. Red line centered on the back of cloth provides guide for uniform application and pressure. Adhesive is strong, but does not restrict movement. | elastic-tape-3-x-2-1-2-yds-tan-ns-4-rolls-per-box-5da.jpg
SKU: DMS31815G | Derma Sciences MEDIHONEYÂ® Gel - 1.5 fl Ounces | A patented formulation with 80% Active Leptospermum Honey and 20% natural gelling agents, has improved physical stability, allowing the product to remain at the site of the wound -- even in the presence of wound fluid and body heat -- for an extended time. | medihoneyreg-gel-15-fl-ounces-6e2.jpg
SKU: MHCU282000G | Molnlycke Health Care US Border Foam Sacrum Dressing 7.2" x 7.2" Self-Adherent Soft Silicone - 5 per Box | MOLNLYCKE WOUND DRESSING - MEPILEXÂ® BORDER SACRUMÂ® | border-foam-sacrum-dressing-72-x-72-self-adherent-soft-silicone-5-per-box-5c2.jpg
SKU: MHCU282400G | Molnlycke Health Care US Border Foam Sacrum Dressing 9.2" x 9.2" Self-Adherent Soft Silicone - 5 per Box | MOLNLYCKE WOUND DRESSING - MEPILEXÂ® BORDER SACRUMÂ® | border-foam-sacrum-dressing-92-x-92-self-adherent-soft-silicone-5-per-box-5c2.jpg
SKU: MHCU294899G | Molnlycke Health Care US Silicone Soft Transfer Foam Dressing 6" x 8" - 5 per Box | Exudate transfer dressing with SafetacÂ® technology. | silicone-soft-transfer-foam-dressing-6-x-8-5-per-box-338.jpg
SKU: MHCU295200G | Molnlycke Health Care US Border Foam Dressing Self-Adherent Absorbent 3" x 3" - 5 per Box | Self-adherent soft silicone foam dressing. Atraumatic to the wound and the surrounding skin on removal. Minimizes pain to the patient upon dressing removal. Minimizes the risk of maceration. Conforms well to the body contour; low profile. Helps maintain a moist wound environment. | border-foam-dressing-self-adherent-absorbent-3-x-3-5-per-box-816.jpg
SKU: MHCU295300G | Molnlycke Health Care US Border Foam Dressing Self-Adherent Absorbent 4" x 4" - 5 per Box | Self-adherent soft silicone foam dressing. Atraumatic to the wound and the surrounding skin on removal. Minimizes pain to the patient upon dressing removal. Minimizes the risk of maceration. Conforms well to the body contour; low profile. Helps maintain a moist wound environment. | border-foam-dressing-self-adherent-absorbent-4-x-4-5-per-box-816.jpg
SKU: CRSTXENCNWG | Crosstex Sponge 2" x 2" Premium 50g Non-Sterile - 5000 per Carton | CROSSTEX PREMIUM NON-WOVEN 4-PLY SPONGES | sponge-2-x-2-premium-50g-non-sterile-5000-per-carton-5e0.jpg
SKU: CRSTXENCNWLG | Crosstex Sponge 2" x 2" Advantage PlusÂ® 35g Non-Sterile - 5000 per Carton | CROSSTEX ADVANTAGE PLUSÂ® NON-WOVEN 4-PLY SPONGES | sponge-2-x-2-advantage-plusreg-35g-non-sterile-5000-per-carton-5e0.jpg
SKU: TIDI919000G | TIDI Products Cotton-Filled Sponge 8-Ply 2" x 2" Non-Sterile - 200 per Bag | TIDI VENTUREâ„¢ 8-PLY NON-STERILE COTTON-FILLED GAUZE SPONGES | cotton-filled-sponge-8-ply-2-x-2-non-sterile-200-per-bag-a6c.jpg
SKU: TIDI908224G | TIDI Products Cotton-Filled Sponge 8-Ply 4" x 4" Non-Sterile - 100 per Bag | TIDI VENTUREâ„¢ 8-PLY NON-STERILE COTTON-FILLED GAUZE SPONGES | cotton-filled-sponge-8-ply-4-x-4-non-sterile-100-per-bag-331.jpg
SKU: TIDI908223G | TIDI Products Cotton-Filled Sponge 8-Ply 3" x 3" Non-Sterile - 100 per Bag | TIDI VENTUREâ„¢ 8-PLY NON-STERILE COTTON-FILLED GAUZE SPONGES | cotton-filled-sponge-8-ply-3-x-3-non-sterile-100-per-bag-331.jpg
SKU: TIDI919010G | TIDI Products Cotton-Filled Sponge 8-Ply 2" x 2" Sterile Bulk - 200 per Bag | TIDI 8-PLY STERILE COTTON-FILLED GAUZE SPONGES | cotton-filled-sponge-8-ply-2-x-2-sterile-bulk-200-per-bag-331.jpg
SKU: SMNS4963G | Smith & Nephew Film Dressing 5 1/2" x 4" - 10 per Package | Transparent polyurethane membrane which creates a moist environment by trapping the wound exudate. Because the dressing is waterproof, and aids in the prevention of bacterial contamination, it reduces the risk of infection from airborne bacteria. | film-dressing-5-1-2-x-4-10-per-package-fad.jpg
SKU: SMNS4967G | Smith & Nephew Film Dressing 5 1/2" x 10" - 20 per Package | Transparent polyurethane membrane which creates a moist environment by trapping the wound exudate. Because the dressing is waterproof, and aids in the prevention of bacterial contamination, it reduces the risk of infection from airborne bacteria. | film-dressing-5-1-2-x-10-20-per-package-fad.jpg
SKU: SMNS4986G | Smith & Nephew Film Dressing 11" x 6" - 10 per Package | Transparent polyurethane membrane which creates a moist environment by trapping the wound exudate. Because the dressing is waterproof, and aids in the prevention of bacterial contamination, it reduces the risk of infection from airborne bacteria. | film-dressing-11-x-6-10-per-package-fad.jpg
SKU: SMNS4542G | Smith & Nephew Film Dressing 11" x 4" - 10 per Package | Transparent polyurethane membrane which creates a moist environment by trapping the wound exudate. Because the dressing is waterproof, and aids in the prevention of bacterial contamination, it reduces the risk of infection from airborne bacteria. | film-dressing-11-x-4-10-per-package-cdc.jpg
SKU: SMNS4987G | Smith & Nephew Film Dressing 11" x 11 3/4" - 10 per Package | Transparent polyurethane membrane which creates a moist environment by trapping the wound exudate. Because the dressing is waterproof, and aids in the prevention of bacterial contamination, it reduces the risk of infection from airborne bacteria. | film-dressing-11-x-11-3-4-10-per-package-fad.jpg
SKU: SMNS4975G | Smith & Nephew Film Dressing 5 1/2" x 4" - 50 per Package | Transparent polyurethane membrane which creates a moist environment by trapping the wound exudate. Because the dressing is waterproof, and aids in the prevention of bacterial contamination, it reduces the risk of infection from airborne bacteria. | film-dressing-5-1-2-x-4-50-per-package-fad.jpg
SKU: SMNS66027308G | Smith & Nephew HydrogelWound Gel 8g Applipak - 10 per Package | A sterile amorphous hydrogel, gently rehydrates necrotic tissue, facilitating autolytic debridement in the initial management of chronic wounds. Absorbs exudate from the wound surface, creates a moist wound environment and reduces the frequency of dressing changes. Comes in an easy-to-use Applipak delivery system. Contains no preservatives, and can be used throughout the wound management process. | hydrogelwound-gel-8g-applipak-10-per-package-7be.jpg
SKU: SMNS66027311G | Smith & Nephew HydrogelWound Gel 15g Applipak - 10 per Package | A sterile amorphous hydrogel, gently rehydrates necrotic tissue, facilitating autolytic debridement in the initial management of chronic wounds. Absorbs exudate from the wound surface, creates a moist wound environment and reduces the frequency of dressing changes. Comes in an easy-to-use Applipak delivery system. Contains no preservatives, and can be used throughout the wound management process. | hydrogelwound-gel-15g-applipak-10-per-package-3bd.jpg
SKU: SMNS449600G | Smith & Nephew Wound Gel 3 oz Tube - Each | An amorphous hydrogel creates a moist wound environment and is non-cytotoxic. The polymer used is water swellable allowing it to absorb exudate yet remain gel-like until saturated. This allows to remain on the wound longer than gels using water-miscible (soluble) polymers. | wound-gel-3-oz-tube-each-7e5.jpg
SKU: 3M1527-0G | 3M Health Care Surgical Tape 1/2" x 10 yds - 24 Rolls per Box | Transparent, easy to tear, perforated plastic tape for securing dressings or devices. Hypoallergenic. Easy to handle with gloves. Perforated for easy bi-directional tear. | surgical-tape-1-2-x-10-yds-24-rolls-per-box-e8b.jpg
SKU: 3M1527-1G | 3M Health Care Surgical Tape 1" x 10 yds - 12 Rolls per Box | Transparent, easy to tear, perforated plastic tape for securing dressings or devices. Hypoallergenic. Easy to handle with gloves. Perforated for easy bi-directional tear. | surgical-tape-1-x-10-yds-12-rolls-per-box-e8b.jpg
SKU: 3M1527-2G | 3M Health Care Surgical Tape 2" x 10 yds - 6 Rolls per Box | Transparent, easy to tear, perforated plastic tape for securing dressings or devices. Hypoallergenic. Easy to handle with gloves. Perforated for easy bi-directional tear. | surgical-tape-2-x-10-yds-6-rolls-per-box-e8b.jpg
SKU: 3M1527-3G | 3M Health Care Surgical Tape 3" x 10 yds - 4 Rolls per Box | Transparent, easy to tear, perforated plastic tape for securing dressings or devices. Hypoallergenic. Easy to handle with gloves. Perforated for easy bi-directional tear. | surgical-tape-3-x-10-yds-4-rolls-per-box-e8b.jpg
SKU: 3M1527S-1G | 3M Health Care Surgical Tape Single Use 1" x 1 1/2 yds - 100 Rolls per Box | Transparent, easy to tear, perforated plastic tape for securing dressings or devices. Hypoallergenic. Easy to handle with gloves. Perforated for easy bi-directional tear. | surgical-tape-single-use-1-x-1-1-2-yds-100-rolls-per-box-e8b.jpg
SKU: JON005170G | Johnson & Johnson Elastic Tape 2" x 2 1/2 yds - Box | Helps maintain constant controlled pressure on large draining wounds. Convenient custom fit around hard to tape areas. Ideal for securing dynamic pressure dressing. 5 yard lengths. | elastic-tape-2-x-2-1-2-yds-box-3bc.jpg
SKU: JON005172G | Johnson & Johnson Elastic Tape 1" x 2 1/2 yds - 12 Rolls per Box | Helps maintain constant controlled pressure on large draining wounds. Convenient custom fit around hard to tape areas. Ideal for securing dynamic pressure dressing. 5 yard lengths. | elastic-tape-1-x-2-1-2-yds-12-rolls-per-box-66f.jpg
SKU: JON005174G | Johnson & Johnson Elastic Tape 2" x 2 1/2 yds - 6 Rolls per Box | Helps maintain constant controlled pressure on large draining wounds. Convenient custom fit around hard to tape areas. Ideal for securing dynamic pressure dressing. 5 yard lengths. | elastic-tape-2-x-2-1-2-yds-6-rolls-per-box-9a4.jpg
SKU: JON005175G | Johnson & Johnson Elastic Tape 3" x 2 1/2 yds - 4 Rolls per Box | Helps maintain constant controlled pressure on large draining wounds. Convenient custom fit around hard to tape areas. Ideal for securing dynamic pressure dressing. 5 yard lengths. | elastic-tape-3-x-2-1-2-yds-4-rolls-per-box-871.jpg
SKU: JON005177G | Johnson & Johnson Elastic Tape 4" x 2 1/2 yds - 6 Rolls per Box | Helps maintain constant controlled pressure on large draining wounds. Convenient custom fit around hard to tape areas. Ideal for securing dynamic pressure dressing. 5 yard lengths. | elastic-tape-4-x-2-1-2-yds-6-rolls-per-box-9a4.jpg
SKU: 3M1525-1G | 3M Health Care Surgical Tape 1" x 5 yds - 12 Rolls per Box | Occlusive, transparent plastic tape. Transparent to allow monitoring. Waterproof. Flexible for hard-to-tape areas. Hypoallergenic. Occlusive test patches. | surgical-tape-1-x-5-yds-12-rolls-per-box-54f.jpg
SKU: 3M1525-2G | 3M Health Care Surgical Tape 2" x 5 yds - 6 Rolls per Box | Occlusive, transparent plastic tape. Transparent to allow monitoring. Waterproof. Flexible for hard-to-tape areas. Hypoallergenic. Occlusive test patches. | surgical-tape-2-x-5-yds-6-rolls-per-box-54f.jpg
SKU: TIDI908244G | TIDI Products Post-Op Sponge 4" x 4" Non-Sterile - 100 per Bag | Multi-layered for excellent absorption, dispersion and capacity. The center layer of absorbent cotton holds many times its weight in body fluids. Plus, each sponge contains a full-size inner sheet of natural cellulose. The outer layer of soft, absorbent cotton gauze has deep infolded edges to protect against loose threads. | post-op-sponge-4-x-4-non-sterile-100-per-bag-257.jpg
SKU: 3M1538-1G | 3M Health Care Surgical Tape 1" x 10 yds - 12 Rolls per Box | â€Silk-likeâ€ cloth tape with strong adhesion for securing dressings or devices. Adheres well with good initial stick. Conformable, versatile, high strength. Allows skin to breathe. Hypoallergenic. Convenient bi-directional tear. | surgical-tape-1-x-10-yds-12-rolls-per-box-0b2.jpg
SKU: 3M1538-2G | 3M Health Care Surgical Tape 2" x 10 yds | "Silk-like" cloth tape with strong adhesion for securing dressings or devices. | surgical-tape-2-x-10-yds--0b2.jpg
SKU: 3M1538-3G | 3M Health Care Surgical Tape 3" x 10 yds - 4 Rolls per Box | â€Silk-likeâ€ cloth tape with strong adhesion for securing dressings or devices. Adheres well with good initial stick. Conformable, versatile, high strength. Allows skin to breathe. Hypoallergenic. Convenient bi-directional tear. | surgical-tape-3-x-10-yds-4-rolls-per-box-0b2.jpg
SKU: 3M1614G | 3M Health Care Transparent Dressing with Border 2 3/8" x 2 3/4" - 100 per Box | A sterile, waterproof, clean thin film dressing. Designed to cover and protect I.V. and wound sites. Sterile dressing provides a bacterial and viral barrier to outside contaminants. Breathable film allows for exchange of moisture vapor and oxygen. Notched design provides better seal around the catheter. Unique frame style makes application easy and allow for precise dressing placement. Transparent window allows easy site monitoring without the need to change dressings. | transparent-dressing-with-border-2-3-8-x-2-3-4-100-per-box-3dc.jpg
SKU: SMNS4007G | Smith & Nephew 1-Hand Peripheral Film Dressing 2 3/8" x 2 3/4" - 100 per Package | The patented Reacticâ„¢ film is 3 to 8 times more permeable to water vapor than standard film dressings. Under most situations, the unique film allows the I.V. site to remain dry. The risk of catheter-related infections may be reduced, unscheduled dressing changes are minimized, and patient comfort is enhanced. | 1-hand-peripheral-film-dressing-2-3-8-x-2-3-4-100-per-package-163.jpg
SKU: SMNS4925G | Smith & Nephew Central Film Dressing 4" x 5 " Tape Handles - 10 per Box | The patented Reacticâ„¢ film is 3 to 8 times more permeable to water vapor than standard film dressings. Under most situations, the unique film allows the I.V. site to remain dry. The risk of catheter-related infections may be reduced, unscheduled dressing changes are minimized, and patient comfort is enhanced. | central-film-dressing-4-x-5-tape-handles-10-per-box-816.jpg
SKU: SMNS4973G | Smith & Nephew Central Film Dressing 4" x 5" Tape Handles - 50 per Box | The patented Reacticâ„¢ film is 3 to 8 times more permeable to water vapor than standard film dressings. Under most situations, the unique film allows the I.V. site to remain dry. The risk of catheter-related infections may be reduced, unscheduled dressing changes are minimized, and patient comfort is enhanced. | central-film-dressing-4-x-5-tape-handles-50-per-box-816.jpg
SKU: SMNS4008G | Smith & Nephew 1-Hand Central Film Dressing 4" x 4 3/4" - 50 per Package | The patented Reacticâ„¢ film is 3 to 8 times more permeable to water vapor than standard film dressings. Under most situations, the unique film allows the I.V. site to remain dry. The risk of catheter-related infections may be reduced, unscheduled dressing changes are minimized, and patient comfort is enhanced. | 1-hand-central-film-dressing-4-x-4-3-4-50-per-package-163.jpg
SKU: SMNS4211G | Smith & Nephew Dressing Retention Roll 6" x 10 yds - Each | Secures dressings, tubes, catheters and instruments quickly and easily even in hard-to-tape areas. A comfortable, non-woven dressing retention tape that stretches for easy application and patient comfort. Water-resistant with a non-irritating adhesive that acts as an excellent secondary dressing for gauze, foams, gels, etc. | dressing-retention-roll-6-x-10-yds-each-a22.jpg
SKU: SMNS4216G | Smith & Nephew Dressing Retention Roll 4" x 2 yds - Each | Secures dressings, tubes, catheters and instruments quickly and easily even in hard-to-tape areas. A comfortable, non-woven dressing retention tape that stretches for easy application and patient comfort. Water-resistant with a non-irritating adhesive that acts as an excellent secondary dressing for gauze, foams, gels, etc. | dressing-retention-roll-4-x-2-yds-each-bc7.jpg
SKU: SMNS4217G | Smith & Nephew Dressing Retention Roll 6" x 2 yds - Each | Secures dressings, tubes, catheters and instruments quickly and easily even in hard-to-tape areas. A comfortable, non-woven dressing retention tape that stretches for easy application and patient comfort. Water-resistant with a non-irritating adhesive that acts as an excellent secondary dressing for gauze, foams, gels, etc. | dressing-retention-roll-6-x-2-yds-each-bc7.jpg
SKU: SMNS4209G | Smith & Nephew Dressing Retention Roll 2" x 10 yds - Each | Secures dressings, tubes, catheters and instruments quickly and easily even in hard-to-tape areas. A comfortable, non-woven dressing retention tape that stretches for easy application and patient comfort. Water-resistant with a non-irritating adhesive that acts as an excellent secondary dressing for gauze, foams, gels, etc. | dressing-retention-roll-2-x-10-yds-each-a22.jpg
SKU: SMNS4210G | Smith & Nephew Dressing Retention Roll 4" x 10 yds - Each | Secures dressings, tubes, catheters and instruments quickly and easily even in hard-to-tape areas. A comfortable, non-woven dressing retention tape that stretches for easy application and patient comfort. Water-resistant with a non-irritating adhesive that acts as an excellent secondary dressing for gauze, foams, gels, etc. | dressing-retention-roll-4-x-10-yds-each-61a.jpg
SKU: KCC12240G | Halyard Oral Swab No Dentrifrice Non-Sterile Disposable Individually Wrapped - 250 per Box | Designed to assist the practitioner in providing proper oral care and provide multiple packaging configurations for varying patient needs. | oral-swab-no-dentrifrice-non-sterile-disposable-individually-wrapped-250-per-box-749.jpg
SKU: KCC12245G | Halyard Oral Swab Dentrifrice Mint Flavor Non-Sterile Disposable Individually Wrapped - 250 per Box | Designed to assist the practitioner in providing proper oral care and provide multiple packaging configurations for varying patient needs. | oral-swab-dentrifrice-mint-flavor-non-sterile-disposable-individually-wrapped-250-per-box-983.jpg
SKU: KCC12245G | Halyard Oral Swab Dentrifrice Mint Flavor Non-Sterile Disposable Individually Wrapped - 250 per Box | Designed to assist the practitioner in providing proper oral care and provide multiple packaging configurations for varying patient needs. | oral-swab-dentrifrice-mint-flavor-non-sterile-disposable-individually-wrapped-250-per-box-983.jpg
SKU: KCC12241G | Halyard Oral Swab No Dentrifrice Non-Sterile Bulk Packaged Disposable - 500 per Bag | Designed to assist the practitioner in providing proper oral care and provide multiple packaging configurations for varying patient needs. | oral-swab-no-dentrifrice-non-sterile-bulk-packaged-disposable-500-per-bag-983.jpg
SKU: KCC12249G | Halyard Oral Swab Dentrifrice Mint Flavor Non-Sterile Disposable - 20 per Bag | Designed to assist the practitioner in providing proper oral care and provide multiple packaging configurations for varying patient needs. | oral-swab-dentrifrice-mint-flavor-non-sterile-disposable-20-per-bag-983.jpg
SKU: TIDI942022G | TIDI Products Non-Woven Sponge 2" x 2" Non-Sterile - 200 per Bag | High quality sponges feature a unique 4 ply nonwoven closed weave design, rayon/polyester fabric for superior wound management. Low-linting characteristics minimize the incidence of dressing related complications and our quarter-fold design offers minimal cut edge exposure. | non-woven-sponge-2-x-2-non-sterile-200-per-bag-cb6.jpg
SKU: TIDI942033G | TIDI Products Non-Woven Sponge 3" x 3" Non-Sterile - 200 per Bag | High quality sponges feature a unique 4 ply nonwoven closed weave design, rayon/polyester fabric for superior wound management. Low-linting characteristics minimize the incidence of dressing related complications and our quarter-fold design offers minimal cut edge exposure. | non-woven-sponge-3-x-3-non-sterile-200-per-bag-cb6.jpg
SKU: TIDI942044G | TIDI Products Non-Woven Sponge 4" x 4" Non-Sterile - 200 per Bag | High quality sponges feature a unique 4 ply nonwoven closed weave design, rayon/polyester fabric for superior wound management. Low-linting characteristics minimize the incidence of dressing related complications and our quarter-fold design offers minimal cut edge exposure. | non-woven-sponge-4-x-4-non-sterile-200-per-bag-cb6.jpg
SKU: DMS7565033G | Derma Sciences Non-Adherent Pad 2" x 3" - 100 per Box | Sterile pads will not stick to wounds. Supplied in individual peel-open packets in handy dispenser boxes. Latex free. | non-adherent-pad-2-x-3-100-per-box-ee6.jpg
SKU: DMS7575033G | Derma Sciences Non-Adherent Pad 3" x 4" - 100 per Box | Sterile pads will not stick to wounds. Supplied in individual peel-open packets in handy dispenser boxes. Latex free. | non-adherent-pad-3-x-4-100-per-box-ee6.jpg
SKU: DMS7565033G | Derma Sciences Non-Adherent Pad 2" x 3" - 100 per Box | Sterile pads will not stick to wounds. Supplied in individual peel-open packets in handy dispenser boxes. Latex free. | non-adherent-pad-2-x-3-100-per-box-ee6.jpg
SKU: DMS17570G | Derma Sciences Oval Eye Pad 2 1/8" x 2 5/8" 24s - Box | Sterile pads readily fit contours of eye cavity. Cover of fine mesh seamless gauze, with thick cotton fiber filler. | oval-eye-pad-2-1-8-x-2-5-8-24s-box-0d9.jpg
SKU: DMS1090033G | Derma Sciences Plastic Adhesive Bandage 1" x 3" - 100 per Box | Adhesive bandages with non-adherent pad are sterile and lightweight. Stay secure and comfortable, allowing wound to remain protected even when wet. Assorted sizes. Latex free. | plastic-adhesive-bandage-1-x-3-100-per-box-0b3.jpg
SKU: DMS1070033G | Derma Sciences Plastic Adhesive Bandage 2" x 4" - 50 per Box | Adhesive bandages with non-adherent pad are sterile and lightweight. Stay secure and comfortable, allowing wound to remain protected even when wet. Assorted sizes. Latex free. | plastic-adhesive-bandage-2-x-4-50-per-box-746.jpg
SKU: DMS1308033G | Derma Sciences Clear Strip Patch Adhesive Bandage 1 1/2" x 1 1/2" - 100 per Box | Adhesive bandages with non-adherent pad are sterile and lightweight. Stay secure and comfortable, allowing wound to remain protected even when wet. Assorted sizes. Latex free. | clear-strip-patch-adhesive-bandage-1-1-2-x-1-1-2-100-per-box-d43.jpg
SKU: DMS1775033G | Derma Sciences Tricot Adhesive Bandage 3/4" x 3" - 100 per Box | Adhesive bandages with non-adherent pad are sterile and lightweight. Stay secure and comfortable, allowing wound to remain protected even when wet. Assorted sizes. Latex free. | tricot-adhesive-bandage-3-4-x-3-100-per-box-7e9.jpg
SKU: DMS1475033G | Derma Sciences Clear Strip Adhesive Bandage 3/4" x 3" - 100 per Box | Adhesive bandages with non-adherent pad are sterile and lightweight. Stay secure and comfortable, allowing wound to remain protected even when wet. Assorted sizes. Latex free. | clear-strip-adhesive-bandage-3-4-x-3-100-per-box-bba.jpg
SKU: DMS1490033G | Derma Sciences Clear Strip Adhesive Bandage 1" x 3" - 100 per Box | Adhesive bandages with non-adherent pad are sterile and lightweight. Stay secure and comfortable, allowing wound to remain protected even when wet. Assorted sizes. Latex free. | clear-strip-adhesive-bandage-1-x-3-100-per-box-0d5.jpg
SKU: JON004634G | Johnson & Johnson Strips 3/4" x 3" - 100 per Box | Helps provide all-purpose protection that lets skin breathe. | strips-3-4-x-3-100-per-box-39c.jpg
SKU: DMS1073737G | Derma Sciences Looney Tunesâ„¢ Bugs Bunny & Tasmanian Devil Adhesive Bandage - 3". 100 per Box | Adhesive bandages imprinted with either cheerful cartoons or bright neon colors. Vented to help prevent skin maceration. Highly absorbent non-stick pad provides a moist environment for proper wound healing. Each bandage individually wrapped and sterilized to provide maximum protection. Latex free. | looney-tunestrade-bugs-bunny-amp-tasmanian-devil-adhesive-bandage-3quot-100-per-box-375.jpg
SKU: DMS1075737G | Derma Sciences Looney Tunesâ„¢ Bugs Bunnyâ„¢ & Daffy Duckâ„¢ Assorted Stat StripÂ® 3/4" x 3" - 100 per Box | Adhesive bandages imprinted with either cheerful cartoons or bright neon colors. Vented to help prevent skin maceration. Highly absorbent non-stick pad provides a moist environment for proper wound healing. Each bandage individually wrapped and sterilized to provide maximum protection. Latex free. | looney-tunestrade-bugs-bunnytrade-amp-daffy-ducktrade-assorted-stat-stripreg-3-4-x-3-100-per-box-480.jpg
SKU: DMS1074737G | Derma Sciences Tweety Spot Adhesive Bandage 7/8" - 100 per Box | Adhesive bandages imprinted with either cheerful cartoons or bright neon colors. Vented to help prevent skin maceration. Highly absorbent non-stick pad provides a moist environment for proper wound healing. Each bandage individually wrapped and sterilized to provide maximum protection. Latex free. | tweety-spot-adhesive-bandage-7-8-100-per-box-e39.jpg
SKU: DMS1085737G | Derma Sciences Looney Tunesâ„¢ Assortment Bugs Bunnyâ„¢ Characters 3/4" x 3" Stat StripÂ® - 100 per Box | Adhesive bandages imprinted with either cheerful cartoons or bright neon colors. Vented to help prevent skin maceration. Highly absorbent non-stick pad provides a moist environment for proper wound healing. Each bandage individually wrapped and sterilized to provide maximum protection. Latex free. | looney-tunestrade-assortment-bugs-bunnytrade-characters-3-4-x-3-stat-stripreg-100-per-box-df3.jpg
SKU: DMS1083737G | Derma Sciences Looney Tunesâ„¢ Tweetyâ„¢ Flowers Assorted Red/Blue 3/4" x 3" Stat StripÂ® - 100 per Box | Adhesive bandages imprinted with either cheerful cartoons or bright neon colors. Vented to help prevent skin maceration. Highly absorbent non-stick pad provides a moist environment for proper wound healing. Each bandage individually wrapped and sterilized to provide maximum protection. Latex free. | looney-tunestrade-tweetytrade-flowers-assorted-red-blue-3-4-x-3-stat-stripreg-100-per-box-296.jpg
SKU: DMS1086737G | Derma Sciences Bugs Bunnyâ„¢ & Sylvesterâ„¢ Adhesive Bandage 3/4" x 3" - 100 per Box | Adhesive bandages imprinted with either cheerful cartoons or bright neon colors. Vented to help prevent skin maceration. Highly absorbent non-stick pad provides a moist environment for proper wound healing. Each bandage individually wrapped and sterilized to provide maximum protection. Latex free. | bugs-bunnytrade-amp-sylvestertrade-adhesive-bandage-3-4-x-3-100-per-box-666.jpg
SKU: DMS1079797G | Derma Sciences Tasmanian Devilâ„¢ & Tweetyâ„¢ Adhesive Bandage 7/8" Spot - 100 per Box | Adhesive bandages imprinted with either cheerful cartoons or bright neon colors. Vented to help prevent skin maceration. Highly absorbent non-stick pad provides a moist environment for proper wound healing. Each bandage individually wrapped and sterilized to provide maximum protection. Latex free. | tasmanian-deviltrade-amp-tweetytrade-adhesive-bandage-7-8-spot-100-per-box-100.jpg
SKU: DMS1065737G | Derma Sciences Scooby Dooâ„¢ Adhesive Bandage 3/4" x 3" | Adhesive bandages imprinted with either cheerful cartoons or bright neon colors. | scooby-dootrade-adhesive-bandage-3-4-x-3--01d.jpg
SKU: DMS1087737G | Derma Sciences Marvelâ„¢ SpidermanÂ® Adhesive Bandage 3/4" x 3" - 100 per Box | Adhesive bandages imprinted with either cheerful cartoons or bright neon colors. Vented to help prevent skin maceration. Highly absorbent non-stick pad provides a moist environment for proper wound healing. Each bandage individually wrapped and sterilized to provide maximum protection. Latex free. | marveltrade-spidermanreg-adhesive-bandage-3-4-x-3-100-per-box-efd.jpg
SKU: DMS1087837G | Derma Sciences Avengersâ„¢ Captain America & IronmanÂ® Adhesive Bandage 3/4" x 3" - 100 per Box | Adhesive bandages imprinted with either cheerful cartoons or bright neon colors. Vented to help prevent skin maceration. Highly absorbent non-stick pad provides a moist environment for proper wound healing. Each bandage individually wrapped and sterilized to provide maximum protection. Latex free. | avengerstrade-captain-america-amp-ironmanreg-adhesive-bandage-3-4-x-3-100-per-box-63f.jpg
SKU: DMS1087937G | Derma Sciences Avengersâ„¢ Hulk & ThorÂ® Adhesive Bandage 3/4" x 3" - 100 per Box | Adhesive bandages imprinted with either cheerful cartoons or bright neon colors. Vented to help prevent skin maceration. Highly absorbent non-stick pad provides a moist environment for proper wound healing. Each bandage individually wrapped and sterilized to provide maximum protection. Latex free. | avengerstrade-hulk-amp-thorreg-adhesive-bandage-3-4-x-3-100-per-box-107.jpg
SKU: DMS15960G | Derma Sciences Clifford the Big Red Dog 3/4" x 3" Stat Strip - 100 per Box | Adhesive bandages imprinted with either cheerful cartoons or bright neon colors. Vented to help prevent skin maceration. Highly absorbent non-stick pad provides a moist environment for proper wound healing. Each bandage individually wrapped and sterilized to provide maximum protection. Latex free. | clifford-the-big-red-dog-3-4-x-3-stat-strip-100-per-box-98c.jpg
SKU: 3M1528-1G | 3M Health Care Surgical Tape 1" x 5 1/2 yds - 12 Rolls per Box | Highly conformable elastic foam tape for compression applications, or securing dressings on challenging areas. Secure adhesion conforms to irregularly contoured sites. Gives with swelling. Can be used to provide compression. Water resistant and hypoallergenic. | surgical-tape-1-x-5-1-2-yds-12-rolls-per-box-7af.jpg
SKU: 3M1528-2G | 3M Health Care Surgical Tape 2" x 5 1/2 yds - 6 Rolls per Box | Highly conformable elastic foam tape for compression applications, or securing dressings on challenging areas. Secure adhesion conforms to irregularly contoured sites. Gives with swelling. Can be used to provide compression. Water resistant and hypoallergenic. | surgical-tape-2-x-5-1-2-yds-6-rolls-per-box-7af.jpg
SKU: 3M1528-3G | 3M Health Care Surgical Tape 3" x 5 1/2 yds - 4 Rolls per Box | Highly conformable elastic foam tape for compression applications, or securing dressings on challenging areas. Secure adhesion conforms to irregularly contoured sites. Gives with swelling. Can be used to provide compression. Water resistant and hypoallergenic. | surgical-tape-3-x-5-1-2-yds-4-rolls-per-box-7af.jpg
SKU: 3M1528-4G | 3M Health Care Surgical Tape 4" x 5 1/2 yds - 3 Rolls per Box | Highly conformable elastic foam tape for compression applications, or securing dressings on challenging areas. Secure adhesion conforms to irregularly contoured sites. Gives with swelling. Can be used to provide compression. Water resistant and hypoallergenic. | surgical-tape-4-x-5-1-2-yds-3-rolls-per-box-7af.jpg
SKU: 3M1562G | 3M Health Care Surgical Tape 4" x 7" 1 Individually Packaged Sterile Tape Patch - 25 per Box | Highly conformable elastic foam tape for compression applications, or securing dressings on challenging areas. Secure adhesion conforms to irregularly contoured sites. Gives with swelling. Can be used to provide compression. Water resistant and hypoallergenic. | surgical-tape-4-x-7-1-individually-packaged-sterile-tape-patch-25-per-box-7af.jpg
SKU: JON005103G | Johnson & Johnson Porous Tape 1/2" x 10 yds - 24 Rolls per Box | Strong, easy to remove from cloth tape for immobilization of sprains, support strapping, patient positioning and restraining. 10 yard lengths. | porous-tape-1-2-x-10-yds-24-rolls-per-box-199.jpg
SKU: JON005104G | Johnson & Johnson Porous Tape 1" x 10 yds - 12 Rolls per Box | Strong, easy to remove from cloth tape for immobilization of sprains, support strapping, patient positioning and restraining. 10 yard lengths. | porous-tape-1-x-10-yds-12-rolls-per-box-199.jpg
SKU: JON005106G | Johnson & Johnson Porous Tape 2" x 10 yds - 6 Rolls per Box | Strong, easy to remove from cloth tape for immobilization of sprains, support strapping, patient positioning and restraining. 10 yard lengths. | porous-tape-2-x-10-yds-6-rolls-per-box-9e0.jpg
SKU: DMSGL200-3G | Derma Sciences Unna Boot 3" x 10 yds 3" x 5 yds Elastic Bandage - Each | A convenient system containing two high performance bandages that together form a two-layer Unna Boot. All of the advantages and uses described for the PrimerÂ® Unna Boot with the additional benefit of a flesh-colored secondary dressing that is lightweight, strong and easy to apply. System available in two bandage widths, 3" and 4". | unna-boot-3-x-10-yds-3-x-5-yds-elastic-bandage-each-fbe.jpg
SKU: 3M90021G | 3M Health Care Hydrocolloid Dressing 2 3/4" x 3 1/2" Dressing 4" x 4 3/4" Overall Oval - 10 per Box | Sterile wound dressings which consist of a hydrocolloid adhesive with an outer clear adhesive cover film impermeable to liquids, bacteria and viruses. Available in oval and square shapes. | hydrocolloid-dressing-2-3-4-x-3-1-2-dressing-4-x-4-3-4-overall-oval-10-per-box-928.jpg
SKU: 3M90022G | 3M Health Care Hydrocolloid Dressing 4" x 4" Square - 5 per Box | Sterile wound dressings which consist of a hydrocolloid adhesive with an outer clear adhesive cover film impermeable to liquids, bacteria and viruses. Available in oval and square shapes. | hydrocolloid-dressing-4-x-4-square-5-per-box-928.jpg
SKU: 3M90023G | 3M Health Care Hydrocolloid Dressing 4" x 4 3/4" Dressing 5" x 6" Overall Oval - 10 per Box | Sterile wound dressings which consist of a hydrocolloid adhesive with an outer clear adhesive cover film impermeable to liquids, bacteria and viruses. Available in oval and square shapes. | hydrocolloid-dressing-4-x-4-3-4-dressing-5-x-6-overall-oval-10-per-box-928.jpg
SKU: SMNS483000G | Smith & Nephew Hydrocolloid Dressing 1 1/2" x 2 1/2" - 30 per Package | Combines absorbency with all the advantages of a film dressing. A balance of adhesion and elasticity promotes excellent adherence over joints, while allowing the dressing to move more freely with the patient. Superior conformability provides greater durability and patient comfort. | hydrocolloid-dressing-1-1-2-x-2-1-2-30-per-package-f9f.jpg
SKU: SMNS483100G | Smith & Nephew Hydrocolloid Dressing 4" x 4" - 5 per Package | Combines absorbency with all the advantages of a film dressing. A balance of adhesion and elasticity promotes excellent adherence over joints, while allowing the dressing to move more freely with the patient. Superior conformability provides greater durability and patient comfort. | hydrocolloid-dressing-4-x-4-5-per-package-f9f.jpg
SKU: MDPD420 | Ameriderm Laboratories Wound Gel Dressing 3 Oz. Tube | Wound Gel and Wound Gel Spray Dressing, The Economical Alternative To Cara-Klenz | wound-gel-dressing-3-oz-tube-b46.jpg
SKU: JON004430G | Johnson & Johnson Flexible Fabric Adhesive Bandages Assorted | For areas where freedom of movement is desirable, such as across fingers, elbows, knees and other joints. | flexible-fabric-adhesive-bandages-assorted--cbb.jpg
SKU: 3M90002G | 3M Health Care Hydrocolloid Dressing 4" x 4" Square - 5 per Box | Sterile wound dressings which consist of a hypoallergenic, hydrocolloid adhesive with an outer clear adhesive cover film impermeable to liquids, bacteria and viruses. The inner layer of hydrocolloid adhesive rapidly absorbs exudate faster than the leading competitive hydrocolloid in the first 48 hours. The breathable outer film layer provides a consistently high rate of moisture vapor transmission. Together, these features ensure an optimal moist wound environment, minimize the chance for damage to healthy periwound skin and provide extended wear for up to seven days. | hydrocolloid-dressing-4-x-4-square-5-per-box-928.jpg
SKU: MHCU295800G | Molnlycke Health Care US Border Foam Dressing Post-Op 4" x 8" Self-Adherent Soft Silicone - 7 per Box | Non-adherent to moist wound beds yet adheres ultra-gently to dry skin. Minimizes trauma and pain during dressing changes. Can remain in place for several days, which ensures undisturbed wound healing. Enables less frequent dressing changes. Manages exudate, thereby minimizing the risk of peri-wound maceration. Helps prevent or minimize damage to newly formed delicate tissue. Transparent for easy wound inspection during application and during wear. Conforms well to body contours. | border-foam-dressing-post-op-4-x-8-self-adherent-soft-silicone-7-per-box-5c2.jpg
SKU: CRSTXH3ACG | Crosstex Applicator 3" - 100 per Bag, 10 Bags per Box | Similar to the Premium brand, they are the perfect alternative for the price conscious practice. | applicator-3-100-per-bag-10-bags-per-box-693.jpg
SKU: 3M1538S-1G | 3M Health Care Surgical Tape Single Use 1" x 1 1/2 yds - 100 Rolls per Box | â€Silk-likeâ€ cloth tape with strong adhesion for securing dressings or devices. Adheres well with good initial stick. Conformable, versatile, high strength. Allows skin to breathe. Hypoallergenic. Convenient bi-directional tear. | surgical-tape-single-use-1-x-1-1-2-yds-100-rolls-per-box-0b2.jpg
SKU: DMS7675033G | Derma Sciences Non-Adherent Pad 3" x 4" - 100 per Box | Protect and cushion the wound while absorbing drainage. The non-stick surface prevents adhesion to the wound, while the non-adherent pad with adhesive provides a convenient one-step application. Latex free. | non-adherent-pad-3-x-4-100-per-box-514.jpg
SKU: DMS1084737G | Derma Sciences Looney Tunesâ„¢ Characters 2" x 3" Patch Stat StripÂ® A fun bandage For Large Cuts & Abrasions as well as Knees & Elbows - 50 per Box | Adhesive bandages imprinted with either cheerful cartoons or bright neon colors. Vented to help prevent skin maceration. Highly absorbent non-stick pad provides a moist environment for proper wound healing. Each bandage individually wrapped and sterilized to provide maximum protection. Latex free. | looney-tunestrade-characters-2-x-3-patch-stat-stripreg-a-fun-bandage-for-large-cuts-amp-abrasions-as-well-as-knees-amp-elbows-50-per-box-29a.jpg
SKU: DKL17240 | Dukal American White Cross Eye Spears | Designed for lint free, rapid absorption on the eye surface | american-white-cross-eye-spears-75d.jpg
SKU: CVN9801G | Covidien Hydrocolloid Dressing 4" x 4" - 5 per Box | Sterile wound dressings designed to use on light to moderately exudating wounds. These dressings provide an optimal moist wound healing environment. The alginate formulation provides greater absorbency to help reduce dressing changes. A thin profile helps improve product conformability. | hydrocolloid-dressing-4-x-4-5-per-box-f08.jpg
SKU: DKL1580033G | Dukal Flexible Adhesive Bandage 3/4" x 3" - 100 per Box | Designed to provide comfortable protection. The soft weaved material bends easily and conforms to the body, staying on even when wet. The highly absorbent pad will not stick to the wound. Pre-folded wrapper tabs make them easy to open and long lasting adhesive gently sticks to skin. Latex free. | flexible-adhesive-bandage-3-4-x-3-100-per-box-071.jpg
SKU: DKL1612033G | Dukal Flexible Fingertip Adhesive Bandage 3" | Designed to provide comfortable protection. The soft weaved material bends easily and conforms to the body, staying on even when wet. The highly absorbent pad will not stick to the wound. Pre-folded wrapper tabs make them easy to open, and long lasting adhesive gently sticks to skin. | flexible-fingertip-adhesive-bandage-3-bdd.jpg
SKU: AMDRAP0310G | AMD-Ritmed Plastic Adhesive Bandage 1" x 3" - Box | AMD MEDICOM PLASTIC ADHESIVE BANDAGES | plastic-adhesive-bandage-1-x-3-box-7dc.jpg
SKU: ITHT98140 | Integrated Healing Technologies Surgical Dressing 5 x 7.2 cm | Surgical Dressing, 5 x 7.2 cm, 100/bx | surgical-dressing-5-x-72-cm-4f3.jpg
SKU: RKTRCT100-BLARG-LG | Rocktape Kinesiology Tape Bulk 2" x 105ft Blue Argyle print Latex Free | RockTape kinesiology tape can be used to treat sports and non-sports injuries, including shin splints, plantar fasciitis, runnerâ€™s knee and back pain. RockTape microscopically lifts the skin away from the muscle and fascia below, which decompresses the area and reduces swelling. | kinesiology-tape-bulk-2-x-105ft-blue-argyle-print-latex-free-ab7.jpg
SKU: RKTRCT100-BL-LG | Rocktape Kinesiology Tape Bulk 2" x 105ft Blue Latex Free | RockTape kinesiology tape can be used to treat sports and non-sports injuries, including shin splints, plantar fasciitis, runnerâ€™s knee and back pain. RockTape microscopically lifts the skin away from the muscle and fascia below, which decompresses the area and reduces swelling. | kinesiology-tape-bulk-2-x-105ft-blue-latex-free-b6d.jpg
SKU: RKTRCT100-BGH2O-OS | Rocktape H2O Extra Sticky Kinesiology Tape Continuous Roll 2" x 16.4ft Beige Latex Free | RockTape H2O is designed specifically for athletes who participate in water-sports. H2O is the only kinesiology tape on the market that is designed to withstand the extreme conditions encountered during competitive surfing, water polo, wake boarding and open water swimming. The extra sticky tape is sweat proof and water resistant. | h2o-extra-sticky-kinesiology-tape-continuous-roll-2-x-164ft-beige-latex-free-401.jpg
SKU: RKTRCT100-PNK-PC | Rocktape Pre-Cut Kinesiology Tape 2" x 10" Pre-Cut Strips Pink Latex Free 20 strips/roll | RockTape Pre-Cut is an option for quick and easy application. No need for scissors - each roll comes with twenty 10"" pre-cut strips. | pre-cut-kinesiology-tape-2-x-10-pre-cut-strips-pink-latex-free-20-strips-roll-295.jpg
SKU: MUEL26337 | Mueller Fascia Derm Plantar Fasciitis Pain Relief Tape Beige Regular | Stay active with instant relief from plantar fasciitis. Introducing the PFTapeÂ® Plantar Fasciitis Pain Relief System. Now pro athletes, weekend warriors and active people suffering from plantar fasciitis can benefit from PFTapeÂ®. | fascia-derm-plantar-fasciitis-pain-relief-tape-beige-regular-108.jpg
SKU: CVN1700G | Covidien Cover Sponge Non-Sterile Bulk 3" x 3" - 100 per Bag | Filled with layer of cellulose wadding covered with nonwoven fabric. Economical, all-purpose sponge with good absorbent capacity. Nonsterile sponges conveniently indexed in 10's for faster, easier handling. | cover-sponge-non-sterile-bulk-3-x-3-100-per-bag-9ca.jpg
SKU: DMS86144G | Derma Sciences Non-Adhesive Foam Dressing 4" x 4 3/4" Sterile - 10 per Box | A novel, super absorbent foam dressing. It comprises a standard, highly absorptive, hydrophilic, polyurethane foam dressing, with a patented, super absorbent polymer sheet fused to the back side of the foam. This allows for significantly more fluid to be handled by the dressing. Additionally, the fluid is locked within the super absorbent sheet, keeping it away from the wound and surrounding tissue. This can help to reduce maceration and exposure to the harmful components of wound fluid. | non-adhesive-foam-dressing-4-x-4-3-4-sterile-10-per-box-bb5.jpg
SKU: ITHT15040 | Integrated Healing Technologies PhaseOne Skin and Wound Cleanser | A fast-acting skin and wound cleanser, PhaseOne penetrates and disrupts biofilm, killing bacteria and fungi as well as neutralizes resulting toxins. Formulated as a pure concentration of hypochlorous acid (HOCl) in saline, PhaseOne is made without the toxic bleach and other preservative chemicals found in other products, making it gentle, non-irritating, and non-sensitizing to skin and new tissue.PhaseOne may be used for routine cleansing and irrigation and supports debridement of:Intraoperative pocket lavage, before subcutaneous closureStage I to IV pressure injuriesStasisÂ ulcersLeg ulcersDiabetic footÂ ulcersFirst-degree and second-degree burnsPost-surgical woundsGrafted and donor sitesMinor burns, superficial abrasions, and woundsMoistening absorbent wound dressings | phaseone-skin-and-wound-cleanser-a01.jpg
SKU: ITHT15235 | Integrated Healing Technologies Wound Cleanser 0.025% 235 mL | Wound Cleanser, 0.025%, 235 mL, 4/bx | wound-cleanser-0025-235-ml-844.jpg
SKU: ITHT98139 | Integrated Healing Technologies Gel Dressing 3 x 15 cm | Gel Dressing, 3 x 15 cm, 10/bx | gel-dressing-3-x-15-cm-a39.jpg
SKU: ITHT98136 | Integrated Healing Technologies Gel Dressing 7.5 x 7.5 cm | Gel Dressing, 7.5 x 7.5 cm, 10/bx | gel-dressing-75-x-75-cm-f6d.jpg
SKU: ITHT98137 | Integrated Healing Technologies Gel Dressing 7.5 x 15 cm | Gel Dressing, 7.5 x 15 cm, 10/bx | gel-dressing-75-x-15-cm-6eb.jpg
SKU: ITHT98146 | Integrated Healing Technologies Surgical Dressing 10 x 35 | Surgical Dressing, 10 x 35, 20/bx | surgical-dressing-10-x-35-6dd.jpg
SKU: ITHT98145 | Integrated Healing Technologies Surgical Dressing 10 x 30 | Surgical Dressing, 10 x 30, 20/bx | surgical-dressing-10-x-30-3fc.jpg
SKU: ITHT98142 | Integrated Healing Technologies Surgical Dressing 8 x 15 | Surgical Dressing, 8 x 15, 20/bx | surgical-dressing-8-x-15-76e.jpg
SKU: ITHT98141 | Integrated Healing Technologies Surgical Dressing 8 x 10 | Surgical Dressing, 8 x 10, 20/bx | surgical-dressing-8-x-10-f54.jpg
SKU: ITHT98144 | Integrated Healing Technologies Surgical Dressing 10 x 25 | Surgical Dressing, 10 x 25, 20/bx | surgical-dressing-10-x-25-6e3.jpg
SKU: RKTRCT100-PU-OS | Rocktape Kinesiology Tape Continuous Roll 2" x 16.4ft Purple Latex Free | RockTape kinesiology tape can be used to treat sports and non-sports injuries, including shin splints, plantar fasciitis, runnerâ€™s knee and back pain. RockTape microscopically lifts the skin away from the muscle and fascia below, which decompresses the area and reduces swelling. | kinesiology-tape-continuous-roll-2-x-164ft-purple-latex-free-6bd.jpg
SKU: RKTRCT100-REDLG-OS | Rocktape Kinesiology Tape Continuous Roll 2" x 16.4ft Red Logo print Latex Free | RockTape kinesiology tape can be used to treat sports and non-sports injuries, including shin splints, plantar fasciitis, runnerâ€™s knee and back pain. RockTape microscopically lifts the skin away from the muscle and fascia below, which decompresses the area and reduces swelling. | kinesiology-tape-continuous-roll-2-x-164ft-red-logo-print-latex-free-7f6.jpg
SKU: RKTRCT100-RD-LG | Rocktape Kinesiology Tape Bulk 2" x 105ft Red Latex Free | RockTape kinesiology tape can be used to treat sports and non-sports injuries, including shin splints, plantar fasciitis, runnerâ€™s knee and back pain. RockTape microscopically lifts the skin away from the muscle and fascia below, which decompresses the area and reduces swelling. | kinesiology-tape-bulk-2-x-105ft-red-latex-free-b60.jpg
SKU: RKTRCT100-RNBW-OS | Rocktape Kinesiology Tape Continuous Roll 2" x 16.4ft Rainbow print Latex Free | RockTape kinesiology tape can be used to treat sports and non-sports injuries, including shin splints, plantar fasciitis, runnerâ€™s knee and back pain. RockTape microscopically lifts the skin away from the muscle and fascia below, which decompresses the area and reduces swelling. | kinesiology-tape-continuous-roll-2-x-164ft-rainbow-print-latex-free-003.jpg
SKU: RKTRCT100-BKLG-LG | Rocktape Kinesiology Tape Bulk 2" x 105ft Black Logo print Latex Free | RockTape kinesiology tape can be used to treat sports and non-sports injuries, including shin splints, plantar fasciitis, runnerâ€™s knee and back pain. RockTape microscopically lifts the skin away from the muscle and fascia below, which decompresses the area and reduces swelling. | kinesiology-tape-bulk-2-x-105ft-black-logo-print-latex-free-8f9.jpg
SKU: RKTRCT100-ARG-OS | Rocktape Kinesiology Tape Continuous Roll 2" x 16.4ft Blue Argyle print Latex Free | RockTape kinesiology tape can be used to treat sports and non-sports injuries, including shin splints, plantar fasciitis, runnerâ€™s knee and back pain. RockTape microscopically lifts the skin away from the muscle and fascia below, which decompresses the area and reduces swelling. | kinesiology-tape-continuous-roll-2-x-164ft-blue-argyle-print-latex-free-b29.jpg
SKU: RKTRCT100-BG-OS | Rocktape Kinesiology Tape Continuous Roll 2" x 16.4ft Beige Latex Free | RockTape kinesiology tape can be used to treat sports and non-sports injuries, including shin splints, plantar fasciitis, runnerâ€™s knee and back pain. RockTape microscopically lifts the skin away from the muscle and fascia below, which decompresses the area and reduces swelling. | kinesiology-tape-continuous-roll-2-x-164ft-beige-latex-free-0a5.jpg
SKU: RKTRCT100-PKARG-OS | Rocktape Kinesiology Tape Continuous Roll 2" x 16.4ft Pink Argyle print Latex Free 6 rolls/bx1 | RockTape kinesiology tape can be used to treat sports and non-sports injuries, including shin splints, plantar fasciitis, runnerâ€™s knee and back pain. RockTape microscopically lifts the skin away from the muscle and fascia below, which decompresses the area and reduces swelling. | kinesiology-tape-continuous-roll-2-x-164ft-pink-argyle-print-latex-free-6-rolls-bx1--b5a.jpg
SKU: RKTRCT100-BL-OS | Rocktape Kinesiology Tape Continuous Roll 2" x 16.4ft Electric Blue Latex Free | RockTape kinesiology tape can be used to treat sports and non-sports injuries, including shin splints, plantar fasciitis, runnerâ€™s knee and back pain. RockTape microscopically lifts the skin away from the muscle and fascia below, which decompresses the area and reduces swelling. | kinesiology-tape-continuous-roll-2-x-164ft-electric-blue-latex-free-d77.jpg
SKU: RKTRCT100-GR-LG | Rocktape Kinesiology Tape Bulk 2" x 105ft Lime Green Latex Free | RockTape kinesiology tape can be used to treat sports and non-sports injuries, including shin splints, plantar fasciitis, runnerâ€™s knee and back pain. RockTape microscopically lifts the skin away from the muscle and fascia below, which decompresses the area and reduces swelling. | kinesiology-tape-bulk-2-x-105ft-lime-green-latex-free-657.jpg
SKU: RKTRCT100-BKLOGO-OS | Rocktape Kinesiology Tape Continuous Roll 2" x 16.4ft Black Logo print Latex Free | RockTape kinesiology tape can be used to treat sports and non-sports injuries, including shin splints, plantar fasciitis, runnerâ€™s knee and back pain. RockTape microscopically lifts the skin away from the muscle and fascia below, which decompresses the area and reduces swelling. | kinesiology-tape-continuous-roll-2-x-164ft-black-logo-print-latex-free-514.jpg
SKU: RKTRCT100-PK-LG | Rocktape Kinesiology Tape Bulk 2" x 105ft Pink Latex Free | RockTape kinesiology tape can be used to treat sports and non-sports injuries, including shin splints, plantar fasciitis, runnerâ€™s knee and back pain. RockTape microscopically lifts the skin away from the muscle and fascia below, which decompresses the area and reduces swelling. | kinesiology-tape-bulk-2-x-105ft-pink-latex-free-6f8.jpg
SKU: RKTRCT100-PK-OS | Rocktape Kinesiology Tape Continuous Roll 2" x 16.4ft Pink Latex Free | RockTape kinesiology tape can be used to treat sports and non-sports injuries, including shin splints, plantar fasciitis, runnerâ€™s knee and back pain. RockTape microscopically lifts the skin away from the muscle and fascia below, which decompresses the area and reduces swelling. | kinesiology-tape-continuous-roll-2-x-164ft-pink-latex-free-fb9.jpg
SKU: RKTRCT100-BG-LG | Rocktape Kinesiology Tape Bulk 2" x 105ft Beige Latex Free | RockTape kinesiology tape can be used to treat sports and non-sports injuries, including shin splints, plantar fasciitis, runnerâ€™s knee and back pain. RockTape microscopically lifts the skin away from the muscle and fascia below, which decompresses the area and reduces swelling. | kinesiology-tape-bulk-2-x-105ft-beige-latex-free-3b4.jpg
SKU: RKTRCT100-SKU-OS | Rocktape Kinesiology Tape Continuous Roll 2" x 16.4ft Black Skull print Latex Free | RockTape kinesiology tape can be used to treat sports and non-sports injuries, including shin splints, plantar fasciitis, runnerâ€™s knee and back pain. RockTape microscopically lifts the skin away from the muscle and fascia below, which decompresses the area and reduces swelling. | kinesiology-tape-continuous-roll-2-x-164ft-black-skull-print-latex-free-89a.jpg
SKU: RKTRCT100-NCAMOPK-OS | Rocktape Kinesiology Tape Continuous Roll 2" x 16.4ft Pink Camouflage print Latex Free | RockTape kinesiology tape can be used to treat sports and non-sports injuries, including shin splints, plantar fasciitis, runnerâ€™s knee and back pain. RockTape microscopically lifts the skin away from the muscle and fascia below, which decompresses the area and reduces swelling. | kinesiology-tape-continuous-roll-2-x-164ft-pink-camouflage-print-latex-free-6a1.jpg
SKU: RKTRCT100-RED-OS | Rocktape Kinesiology Tape Continuous Roll 2" x 16.4ft Red Latex Free | RockTape kinesiology tape can be used to treat sports and non-sports injuries, including shin splints, plantar fasciitis, runnerâ€™s knee and back pain. RockTape microscopically lifts the skin away from the muscle and fascia below, which decompresses the area and reduces swelling. | kinesiology-tape-continuous-roll-2-x-164ft-red-latex-free-98d.jpg
SKU: RKTRCT100-NBLU-OS | Rocktape Kinesiology Tape Continuous Roll 2" x 16.4ft Navy Blue Latex Free | RockTape kinesiology tape can be used to treat sports and non-sports injuries, including shin splints, plantar fasciitis, runnerâ€™s knee and back pain. RockTape microscopically lifts the skin away from the muscle and fascia below, which decompresses the area and reduces swelling. | kinesiology-tape-continuous-roll-2-x-164ft-navy-blue-latex-free-90e.jpg
SKU: RKTRCT100-TAT-OS | Rocktape Kinesiology Tape Continuous Roll 2" x 16.4ft Tattoo print Latex Free | RockTape kinesiology tape can be used to treat sports and non-sports injuries, including shin splints, plantar fasciitis, runnerâ€™s knee and back pain. RockTape microscopically lifts the skin away from the muscle and fascia below, which decompresses the area and reduces swelling. | kinesiology-tape-continuous-roll-2-x-164ft-tattoo-print-latex-free-a50.jpg
SKU: RKTRCT100-BK-LG | Rocktape Kinesiology Tape Bulk 2" x 105ft Black Latex Free | RockTape kinesiology tape can be used to treat sports and non-sports injuries, including shin splints, plantar fasciitis, runnerâ€™s knee and back pain. RockTape microscopically lifts the skin away from the muscle and fascia below, which decompresses the area and reduces swelling. | kinesiology-tape-bulk-2-x-105ft-black-latex-free-4d1.jpg
SKU: RKTRCT100-NANOGN-OS | Rocktape Kinesiology Tape Continuous Roll 2" x 16.4ft Lime Green Latex Free | RockTape kinesiology tape can be used to treat sports and non-sports injuries, including shin splints, plantar fasciitis, runnerâ€™s knee and back pain. RockTape microscopically lifts the skin away from the muscle and fascia below, which decompresses the area and reduces swelling. | kinesiology-tape-continuous-roll-2-x-164ft-lime-green-latex-free-059.jpg
SKU: RKTRCT100-SAS-OS | Rocktape Kinesiology Tape Continuous Roll 2" x 16.4ft Stars & Stripes print Latex Free | RockTape kinesiology tape can be used to treat sports and non-sports injuries, including shin splints, plantar fasciitis, runnerâ€™s knee and back pain. RockTape microscopically lifts the skin away from the muscle and fascia below, which decompresses the area and reduces swelling. | kinesiology-tape-continuous-roll-2-x-164ft-stars-amp-stripes-print-latex-free-5f2.jpg
SKU: RKTRCT100-PD-OS | Rocktape Kinesiology Tape Continuous Roll 2" x 16.4ft Polka Dot print Latex Free | RockTape kinesiology tape can be used to treat sports and non-sports injuries, including shin splints, plantar fasciitis, runnerâ€™s knee and back pain. RockTape microscopically lifts the skin away from the muscle and fascia below, which decompresses the area and reduces swelling. | kinesiology-tape-continuous-roll-2-x-164ft-polka-dot-print-latex-free-d72.jpg
SKU: RKTRCT100-BK-OS | Rocktape Kinesiology Tape Continuous Roll 2" x 16.4ft Black Latex Free | RockTape kinesiology tape can be used to treat sports and non-sports injuries, including shin splints, plantar fasciitis, runnerâ€™s knee and back pain. RockTape microscopically lifts the skin away from the muscle and fascia below, which decompresses the area and reduces swelling. | kinesiology-tape-continuous-roll-2-x-164ft-black-latex-free-2b5.jpg
SKU: RKTRCT100-BKH2O-OS | Rocktape H2O Extra Sticky Kinesiology Tape Continuous Roll 2" x 16.4ft Black Latex Free | RockTape H2O is designed specifically for athletes who participate in water-sports. H2O is the only kinesiology tape on the market that is designed to withstand the extreme conditions encountered during competitive surfing, water polo, wake boarding and open water swimming. The extra sticky tape is sweat proof and water resistant. | h2o-extra-sticky-kinesiology-tape-continuous-roll-2-x-164ft-black-latex-free-991.jpg
SKU: RKTRCT100-BLH2O-OS | Rocktape H2O Extra Sticky Kinesiology Tape Continuous Roll 2" x 16.4ft Blue Latex Free | RockTape H2O is designed specifically for athletes who participate in water-sports. H2O is the only kinesiology tape on the market that is designed to withstand the extreme conditions encountered during competitive surfing, water polo, wake boarding and open water swimming. The extra sticky tape is sweat proof and water resistant. | h2o-extra-sticky-kinesiology-tape-continuous-roll-2-x-164ft-blue-latex-free-0d5.jpg
SKU: RKTRCT100-BGH2O-LG | Rocktape H2O Extra Sticky Kinesiology Tape Bulk 2" x 105ft Beige Latex Free | RockTape H2O is designed specifically for athletes who participate in water-sports. H2O is the only kinesiology tape on the market that is designed to withstand the extreme conditions encountered during competitive surfing, water polo, wake boarding and open water swimming. The extra sticky tape is sweat proof and water resistant. | h2o-extra-sticky-kinesiology-tape-bulk-2-x-105ft-beige-latex-free-30c.jpg
SKU: RKTRCT100-NGNH2O-OS | Rocktape H2O Extra Sticky Kinesiology Tape Continuous Roll 2" x 16.4ft Lime Green Latex Free | RockTape H2O is designed specifically for athletes who participate in water-sports. H2O is the only kinesiology tape on the market that is designed to withstand the extreme conditions encountered during competitive surfing, water polo, wake boarding and open water swimming. The extra sticky tape is sweat proof and water resistant. | h2o-extra-sticky-kinesiology-tape-continuous-roll-2-x-164ft-lime-green-latex-free-aaf.jpg
SKU: RKTRCT100-BKLGH2O-OS | Rocktape H2O Extra Sticky Kinesiology Tape Continuous Roll 2" x 16.4ft Black Logo print Latex Free | RockTape H2O is designed specifically for athletes who participate in water-sports. H2O is the only kinesiology tape on the market that is designed to withstand the extreme conditions encountered during competitive surfing, water polo, wake boarding and open water swimming. The extra sticky tape is sweat proof and water resistant. | h2o-extra-sticky-kinesiology-tape-continuous-roll-2-x-164ft-black-logo-print-latex-free-0d6.jpg
SKU: RKTRCT100-BKLGH2O-LG | Rocktape H2O Extra Sticky Kinesiology Tape Bulk 2" x 105ft Black Logo print Latex Free | RockTape H2O is designed specifically for athletes who participate in water-sports. H2O is the only kinesiology tape on the market that is designed to withstand the extreme conditions encountered during competitive surfing, water polo, wake boarding and open water swimming. The extra sticky tape is sweat proof and water resistant. | h2o-extra-sticky-kinesiology-tape-bulk-2-x-105ft-black-logo-print-latex-free-665.jpg
SKU: RKTRCT100-BKH2O-LG | Rocktape H2O Extra Sticky Kinesiology Tape Bulk 2" x 105ft Black Latex Free | RockTape H2O is designed specifically for athletes who participate in water-sports. H2O is the only kinesiology tape on the market that is designed to withstand the extreme conditions encountered during competitive surfing, water polo, wake boarding and open water swimming. The extra sticky tape is sweat proof and water resistant. | h2o-extra-sticky-kinesiology-tape-bulk-2-x-105ft-black-latex-free-3ad.jpg
SKU: RKTRCT100-BK-PC | Rocktape Pre-Cut Kinesiology Tape 2" x 10" Pre-Cut Strips Black Latex Free 20 strips/roll | RockTape Pre-Cut is an option for quick and easy application. No need for scissors - each roll comes with twenty 10"" pre-cut strips. | pre-cut-kinesiology-tape-2-x-10-pre-cut-strips-black-latex-free-20-strips-roll-1ab.jpg
SKU: RKTRCT100-BL-PC | Rocktape Pre-Cut Kinesiology Tape 2" x 10" Pre-Cut Strips Blue Latex Free 20 strips/roll | RockTape Pre-Cut is an option for quick and easy application. No need for scissors - each roll comes with twenty 10"" pre-cut strips. | pre-cut-kinesiology-tape-2-x-10-pre-cut-strips-blue-latex-free-20-strips-roll-d5f.jpg
SKU: RKTRCT100-PRP-PC | Rocktape Pre-Cut Kinesiology Tape 2" x 10" Pre-Cut Strips Purple Latex Free 20 strips/roll | RockTape Pre-Cut is an option for quick and easy application. No need for scissors - each roll comes with twenty 10"" pre-cut strips. | pre-cut-kinesiology-tape-2-x-10-pre-cut-strips-purple-latex-free-20-strips-roll-16e.jpg
SKU: RKTRCT100-BG-PC | Rocktape Pre-Cut Kinesiology Tape 2" x 10" Pre-Cut Strips Beige Latex Free 20 strips/roll | RockTape Pre-Cut is an option for quick and easy application. No need for scissors - each roll comes with twenty 10"" pre-cut strips. | pre-cut-kinesiology-tape-2-x-10-pre-cut-strips-beige-latex-free-20-strips-roll-1fd.jpg
SKU: MUEL25337 | Mueller Beige Regular 56-ct/bx | PFTapeÂ® System for Plantar Fasciitis provides instant relief. One-time use support system designed for rapid heel pain relief. | image.jpg
SKU: MUEL130546 | Mueller Ptape 1.5" x 15 yds Beige | PTapeâ„¢ is a rigid strapping tape with serrated edges for easy tearing. Helps provide support to weak or injured body parts, such as patella taping on a knee. Latex free. | image.jpg
SKU: MUEL130105 | Mueller Mtape 1.5" x 15 yds White | MTapeÂ® is a top-quality athletic tape for all sports medicine applications. High tensile strength with excellent tackiness and conformability. 100% cotton. | image.jpg
SKU: MUEL130824 | Mueller Mtape 1.5" x 10 yds Black | MTapeÂ® is a top-quality athletic tape for all sports medicine applications. High tensile strength with excellent tackiness and conformability. 100% cotton. | image.jpg
SKU: MUEL24258B | Mueller TapeWrap Premium 2" x 6 yds Black | TapeWrapÂ® Premium is a cohesive, breathable, lightweight and easy to tear tape. Features ultra-soft fabric that's flexible like a pre-wrap, but won't trap moisture or slip. Great for securing pads, bandages, cold packs and more. | image.jpg
SKU: MUEL24058 | Mueller TapeWrap Premium 2" x 6 yds White | TapeWrapÂ® Premium is a cohesive, breathable, lightweight and easy to tear tape. Features ultra-soft fabric that's flexible like a pre-wrap, but won't trap moisture or slip. Great for securing pads, bandages, cold packs and more. | image.jpg
SKU: MUEL21012 | Mueller Stretch Mtape 2" x 5 yds White | Stretch MTapeÂ® Premium is maximum-strength elastic adhesive tape ideal for areas and techniques normally difficult to tape. Red center guideline helps for consistent taping. | image.jpg
SKU: MUEL23584 | Mueller Pre-Cut Tape Knee | "MuellerÂ® EASYFITÂ® Kinesiology Pre-Cut Tape comes in unique pre-cut patterns featuring a revolutionary wave pattern design that helps maintain flexibility while improving the bodyâ€™s natural blood circulation to musclesand joints for increased healing." | image.jpg
SKU: MUEL23586 | Mueller Pre-Cut Tape Shoulder | "MuellerÂ® EASYFITÂ® Kinesiology Pre-Cut Tape comes in unique pre-cut patterns featuring a revolutionary wave pattern design that helps maintain flexibility while improving the bodyâ€™s natural blood circulation to musclesand joints for increased healing." | image.jpg
SKU: MUEL23585 | Mueller Pre-Cut Tape Waist/Back | "MuellerÂ® EASYFITÂ® Kinesiology Pre-Cut Tape comes in unique pre-cut patterns featuring a revolutionary wave pattern design that helps maintain flexibility while improving the bodyâ€™s natural blood circulation to musclesand joints for increased healing." | image.jpg
SKU: CAH2539- | Cardinal Health Sponges 4" x 4" 12-Ply Sterile 10s in Plastic Tray | Well suited for variety of applications; wound dressing, general cleaning, minor prepping, wound packing and debriding. Nonsterile sponges conveniently indexed in 10's for faster, easier handling. | sponges-4-x-4-12-ply-sterile-10s-in-plastic-tray-d6f.jpg
SKU: CAH2438- | Cardinal Health Gauze Sponge 3 1/2" x 4" 32-Ply Non-Sterile | Well suited for variety of applications; wound dressing, general cleaning, minor prepping, wound packing and debriding. Nonsterile sponges conveniently indexed in 10's for faster, easier handling. | gauze-sponge-3-1-2-x-4-32-ply-non-sterile-38c.jpg
SKU: CAH7087- | Cardinal Health IV Sponge 2" x 2" 6-Ply | Superior absorbency and fast wicking action help reduce infections and decrease the frequency of dressing changes. Unique pre-cut T-split conforms snugly around drains, catheters, chest tubes, I.V.'s and tracheotomies. Sterile. No loose threads to fall into wound. Eliminates need for sterile scissors, conserves nursing time. | iv-sponge-2-x-2-6-ply-eea.jpg
SKU: CAH7550- | Cardinal Health Adhesive Island Dressing 4" x 4" | Convenient, all-in-one dressing. Soft, nonwoven backing conforms around wound and seals on all four sides. Provides protection from external environment. Non-adherent won't disrupt healing tissue. Ideal dressing for lightly draining wounds. Secure dressing for central and peripheral IV sights. | adhesive-island-dressing-4-x-4-133.jpg
SKU: CAH9351- | Cardinal Health Calcium Alginate Dressing Zinc 12" Rope Sterile 1s | Absorbs exudate from wound and creates a protective cushioning gel and optimal moist healing environment. Protective gel binds exudate and helps prevent skin maceration. Easy, painless dressing removal minimizes tissue trauma and maximizes patient comfort. Absorbs approximately 20 times dressing weight. | calcium-alginate-dressing-zinc-12-rope-sterile-1s-1b8.jpg
SKU: CAH9354- | Cardinal Health Calcium Alginate Dressing Zinc 2" x 2" Sterile 1s | Absorbs exudate from wound and creates a protective cushioning gel and optimal moist healing environment. Protective gel binds exudate and helps prevent skin maceration. Easy, painless dressing removal minimizes tissue trauma and maximizes patient comfort. Absorbs approximately 20 times dressing weight. | calcium-alginate-dressing-zinc-2-x-2-sterile-1s-5b3.jpg
SKU: CAH9356- | Cardinal Health Calcium Alginate Dressing Zinc 4" x 8" Sterile 1s | Absorbs exudate from wound and creates a protective cushioning gel and optimal moist healing environment. Protective gel binds exudate and helps prevent skin maceration. Easy, painless dressing removal minimizes tissue trauma and maximizes patient comfort. Absorbs approximately 20 times dressing weight. | calcium-alginate-dressing-zinc-4-x-8-sterile-1s-700.jpg
SKU: CAH3085- | Cardinal Health Super Sponge Sterile 5s in Soft Pouch Package Medium | Prewashed, fluff-dried woven gauze, with crinkle-weave pattern and diamond-fold construction offers superior loft, bulk and high absorbency. Superior primary dressing designed to transfer exudate away from wound into secondary dressing. Absorbency, strength and virtual lint-free performance ideal for pre-op prepping and cleansing, debriding and packing. Measured diagonally, mediums are 6" x 6 3/4"; large are 7 3/4" x 8 3/4"; x-large are 9 3/4" x 10 3/4". | super-sponge-sterile-5s-in-soft-pouch-package-medium-cdc.jpg
SKU: CAH5042- | Cardinal Health Kerlix Sponge 4" x 4" Non-Sterile 16-Ply | Prewashed, fluff-dried woven gauze with crinkle-weave pattern for loft and bulk to cushion and protect wound areas. Ideal for all-purpose floor use as well as superior primary dressing. Absorbency and texture ideal for prepping, cleansing, packing and debriding wounds. | kerlix-sponge-4-x-4-non-sterile-16-ply-fcd.jpg
SKU: CAH1713- | Cardinal Health Cover Sponge Non-Sterile Bulk 3" x 4" | Filled with layer of cellulose wadding covered with nonwoven fabric. Economical, all-purpose sponge with good absorbent capacity. Nonsterile sponges conveniently indexed in 10's for faster, easier handling. | cover-sponge-non-sterile-bulk-3-x-4-eed.jpg
SKU: CAH6534- | Cardinal Health Lap Sponge 12" x 12" Sterile Soft Pouch Pack | Designed for maximum absorbency. Sterile sponges are pre-washed 100% cotton and disposable. X-ray detectable, multiple sizes; banded in 5's. | lap-sponge-12-x-12-sterile-soft-pouch-pack-650.jpg
SKU: CAH6822- | Cardinal Health Lap Sponge 18" x 18" Non-Sterile Bulk Pack | Designed for maximum absorbency. Sterile sponges are pre-washed 100% cotton and disposable. X-ray detectable, multiple sizes; banded in 5's. | lap-sponge-18-x-18-non-sterile-bulk-pack-217.jpg
SKU: CAH6834- | Cardinal Health Lap Sponge 12" x 12" Non-Sterile Bulk Pack | Designed for maximum absorbency. Sterile sponges are pre-washed 100% cotton and disposable. X-ray detectable, multiple sizes; banded in 5's. | lap-sponge-12-x-12-non-sterile-bulk-pack-d07.jpg
SKU: CAH4048- | Cardinal Health Lap Sponge 3" x 17" Sterile Tray Pack | Designed for maximum absorbency. Sterile, pre-washed 100% cotton, disposable. X-ray detectable. Kerlix sponges have dual-colored radiopaque handles that remain visible when saturated with blood. Multiple sizes; banded in 5's. | lap-sponge-3-x-17-sterile-tray-pack-f94.jpg
SKU: CAH6122- | Cardinal Health Ready-Cut Gauze 12" x 12" Non-Sterile | Non-sterile. Convenient, economical for wide variety of basic dressings. 20 x 10 PSI thread count mesh gauze. 100 square yards per package. | ready-cut-gauze-12-x-12-non-sterile-51c.jpg
SKU: CAH3195- | Cardinal Health Ready-Cut Gauze 18" x 18" Non-Sterile | Non-sterile. Convenient, economical for wide variety of basic dressings. 20 x 10 PSI thread count mesh gauze. 100 square yards per package. | ready-cut-gauze-18-x-18-non-sterile-071.jpg
SKU: CAH7662- | Cardinal Health Non-Adherent Dressing 3" x 4" Sterile 1s in Peel Back Package | Non-Adherent Dressing, 3" x 4", Sterile 1s in Peel Back Package, 50/tray, 18 tray/cs (Continental US Only) | non-adherent-dressing-3-x-4-sterile-1s-in-peel-back-package-608.jpg
SKU: CAH7089- | Cardinal Health IV Sponge 2" x 2" Sterile 2s in Peel Back Package | IV Sponge, 2" x 2", Sterile 2s in Peel Back Package, 70/tray, 20 tray/cs (Continental US Only) | iv-sponge-2-x-2-sterile-2s-in-peel-back-package-6d3.jpg
SKU: CAH2506- | Cardinal Health Sponges 2" x 2" 8-Ply Sterile 2s in Peel Back Package | Sponges, 2" x 2", 8-Ply, Sterile 2s in Peel Back Package, 100/tray, 30 tray/cs (Continental US Only) | sponges-2-x-2-8-ply-sterile-2s-in-peel-back-package-99d.jpg
SKU: CAH9809- | Cardinal Health Hydrocolloid Dressing 6" x 6" Border | Sterile wound dressings designed to use on light to moderately exudating wounds. These dressings provide an optimal moist wound healing environment. The alginate formulation provides greater absorbency to help reduce dressing changes. A thin profile helps improve product conformability. | hydrocolloid-dressing-6-x-6-border-97b.jpg
SKU: CAH9801- | Cardinal Health Hydrocolloid Dressing 4" x 4" | Sterile wound dressings designed to use on light to moderately exudating wounds. These dressings provide an optimal moist wound healing environment. The alginate formulation provides greater absorbency to help reduce dressing changes. A thin profile helps improve product conformability. | hydrocolloid-dressing-4-x-4-7e4.jpg
SKU: CAH7084- | Cardinal Health Non-Woven Sponge 4" x 4" 6-Ply Sterile 2s | Highly absorbent, fast wicking fabric promotes drier wound site. Superior absorbency helps reduce infections and decreases dressing changes. | non-woven-sponge-4-x-4-6-ply-sterile-2s-5b9.jpg
SKU: CAH7083- | Cardinal Health Non-Woven Sponge 3" x 4" 6-Ply Sterile 2s | Highly absorbent, fast wicking fabric promotes drier wound site. Superior absorbency helps reduce infections and decreases dressing changes. | non-woven-sponge-3-x-4-6-ply-sterile-2s-16d.jpg
SKU: CAH441410- | Cardinal Health Non-Woven Sponge 4-Ply 3" x 3" Sterile 2s | Nonwoven 4-Ply sponges area a cost effective, highly absorbent dressing ideal for applying ointments, prepping, wiping needles, cleaning slides and more. | non-woven-sponge-4-ply-3-x-3-sterile-2s-90c.jpg
SKU: CAH1334- | Cardinal Health Ready Cut Gauze Bandage Roll 2" x 10 yds | 100% mesh, single ply. Ready cut and individually wrapped gauze rolls with a slit paper covering. | ready-cut-gauze-bandage-roll-2-x-10-yds-b95.jpg
SKU: CAH3250- | Cardinal Health Ready Cut Gauze Bandage Roll 3" x 10 yds | 100% mesh, single ply. Ready cut and individually wrapped gauze rolls with a slit paper covering. | ready-cut-gauze-bandage-roll-3-x-10-yds-c11.jpg
SKU: CAH3250- | Cardinal Health Ready Cut Gauze Bandage Roll 3" x 10 yds | 100% mesh, single ply. Ready cut and individually wrapped gauze rolls with a slit paper covering. | ready-cut-gauze-bandage-roll-3-x-10-yds-c11.jpg
SKU: MAI58364 | Medical Action Industries Kurotex Heavy Moleskin 12" x 5 Yard | Medical Action sets the industry standard for quality and reliability by incorporating state-of-the-art systems with highly skilled professionals working together to provide you with a complete line of Kurotex Heavy Moleskin. Designed for superior performance and produced according to the most stringent quality controls, every item is created knowing that you depend on it to perform.Right. From the Beginning. | kurotex-heavy-moleskin-12-x-5-yard-f53.jpg
SKU: CMKE1914C | Complete Medical Tenderskin Paper Tape 1"x10 yd. | For use on light dressings and delicate skin | tenderskin-paper-tape-1x10-yd--1b2.jpg
SKU: RLIMZDHC22B | ReliaMed Hydrocolloid Dressing with Beveled Edge, Sterile, 2" x 2" | ReliaMed Hydrocolloid Dressing with Beveled Edge. State-of-the-art hydrocolloid formulation effectively absorbs wound exudate; resulting in cleaner, less painful and easier-to-care-for wounds. Uniquely smooth, low-friction film backing reduces shear forces that can contribute to skin tearing. Beveled edges to minimize edge lift. Made in the USA. Sterile, 2" x 2", 20/Box | hydrocolloid-dressing-with-beveled-edge-sterile-2-x-2-fc7.jpg
SKU: RLIMZSCA48 | ReliaMed Silver Alginate/CMC Dressings 4" x 8" Pads Sterile | ReliaMed Silver Alginate/CMC Dressings, 4" x 8" Pads. | silver-alginate-cmc-dressings-4-x-8-pads-sterile-306.jpg
SKU: RLIMZDTF68 | ReliaMed Transparent Thin Film Adhesive Dressing 6" x 8" Sterile | ReliaMed Transparent Thin Film Adhesive Dressing, Provides an occlusive barrier to moisture and bacteria. | transparent-thin-film-adhesive-dressing-6-x-8-sterile-a6f.jpg
SKU: RLIMZGIX59 | ReliaMed Medicated Petroleum Gauze 5" X 9", Sterile | ReliaMed Medicated Petroleum Gauze. Similar to petrolatum impregnated gauze with 3% bismuth tribromophenate. Ideal for situations requiring mild medication or deodorizing. | medicated-petroleum-gauze-5-x-9-sterile-225.jpg
SKU: RLIMZGOE33 | ReliaMed Oil Emulsion Dressing 3" x 3" | ReliaMed Oil Emulsion Dressing. | oil-emulsion-dressing-3-x-3-e5e.jpg
SKU: RLIMZRWC8 | ReliaMed Wound Cleanser 8 oz. Spray Bottle | ReliaMed Wound Cleanser. Nontoxic, ph-balanced, nonirritating wound cleanser gently removes debris and dressing residue from the wound bed. Does not require scrubbing or rinsing. Ideal for all types of wounds, including stage I-IV pressure ulcers, stasis ulcers, diabetic ulcers and first and second degree wounds. 8 oz. spray bottle. Non-Sterile, Each | wound-cleanser-8-oz-spray-bottle-24b.jpg
SKU: MKS41512001 | McKesson Conforming Stretch Bandage Medi Pak Performance 1" X 1 7/10" | Ideal for securing dressings, I.V.s, or splints, and for added support and cushioning. | conforming-stretch-bandage-medi-pak-performance-1-x-1-7-10-6aa.jpg
SKU: MKS85014100 | McKesson Multi Enzymatic Instrument Cleanser Liquid 1 Gallon | Multi-Enzymatic Instrument Cleanser Liquid 1 Gallon. Contains a synergistic combination of multiple enzymes, which effectively break down blood, proteins, fat, carbohydrates and synthetic liquids from flexible and rigid scopes, surgical instruments, and other general healthcare equipment. | multi-enzymatic-instrument-cleanser-liquid-1-gallon-967.jpg
SKU: CRXHBBF2000-12 | Carex Health Care Products Bed Buddy Body Wrap | The Bed Buddy Body Wrap offers both hot and cold therapy with a flexible, form fitting design. Designed for treatment of shoulder, neck, back, arm, leg, and knee pain, the Body Wrap is made with a soft touch material and an adjustable strap, which can be secured in various positions on the body to ensure complete comfort and mobility. With doctor recommended moist heat, the Body Wrap is a natural alternative or compliment to over the counter drug treatments. | bed-buddy-body-wrap-63c.jpg
SKU: RLMKZ15065 | ReliaMed ZinO Zinc Oxide Tape 1.5" x 5 Yards | ZinO zinc oxide tape. | zino-zinc-oxide-tape-15-x-5-yards-69e.jpg
SKU: DKLC82082 | Dukal Caliber Type VII Gauze Sponges, Non-Sterile - Latex Free, 2â€ x 2â€, 8-ply | Caliber Type VII Gauze Sponges, Non-Sterile - Latex Free, 2â€ x 2â€, 8-ply | caliber-type-vii-gauze-sponges-non-sterile-latex-free-2-x-2-8-ply-ae9.jpg
SKU: DKL4162 | Dukal Gauze Sponge 4 x 4 16 Ply Non Sterile | Our High Quality Sponges Can Be Used For General Cleaning, Dressings, Prepping, Packing And Debriding Wounds. | gauze-sponge-4-x-4-16-ply-non-sterile-d3f.jpg
SKU: MHCU295400 | Molnlycke Health Care US Self-Adherent Absorbent Foam Dressing, Border, 6" x 6" | Non-adherent to moist wound beds yet adheres ultra-gently to dry skin. Minimizes trauma and pain during dressing changes. Can remain in place for up to seven days. Helps maintain a moist wound environment. Low risk of peri-wound skin maceration and erosion. Conforms well to body contours. Exudate is visible through the surface of the dressing. Can be used under compression bandages. Can be lifted and adjusted without losing its adherent properties. Can be cut to size. | self-adherent-absorbent-foam-dressing-border-6-x-6-074.jpg
SKU: MHCU294199 | Molnlycke Health Care US Self-Adherent Absorbent Foam Dressing, 4" x 4" | Non-adherent to moist wound beds yet adheres ultra-gently to dry skin. Minimizes trauma and pain during dressing changes. Can remain in place for up to seven days. Helps maintain a moist wound environment. Low risk of peri-wound skin maceration and erosion. Conforms well to body contours. Exudate is visible through the surface of the dressing. Can be used under compression bandages. Can be lifted and adjusted without losing its adherent properties. Can be cut to size. | self-adherent-absorbent-foam-dressing-4-x-4-a2a.jpg
SKU: SWTSST9520 | Southwest Technologies Stimulen Enhanced Collagen Woundcare Powder 20 gram Bottle | Composed of modified collagens - just sprinkle it on the wound to give it a good covering up to about 1/8" thick. The powder will dissolve in the wound fluid to give a protective gel for supporting the growing skin and tissue. | stimulen-enhanced-collagen-woundcare-powder-20-gram-bottle-11e.jpg
SKU: DKL606PB | Dukal Conforming Stretch Gauze Non-Sterile Clean, 6â€ x 4.1 yd | This knitted stretch gauze bandage provides slight compression to the site while securely holding the dressing in place. The rayon/poly blended product is specifically designed not to slip while in use. There are three packaging options available to meet all needs and applications. "Clean" wrap is a non-sterile product individually packaged in a polybag. Conforming Stretch Gauze Non-Sterile Clean, 6â€ x 4.1 yd . | conforming-stretch-gauze-non-sterile-clean-6-x-41-yd--ef1.jpg
SKU: BSL8411/50 | Bioseal Cotton Square, 10" x 10" | Provides strong even pressure for limb exsanguination. Ready for use in the operating room. High quality peel pouches and state-of-the-art radiation sterilization for safe and economical sterilization. | cotton-square-10-x-10-451.jpg
SKU: MHCU1589 | Molnlycke Health Care US Tubular Bandage, XX-Large, Foam Padded | Tubigrip Arthro-pads are constructed from polyurethanefoam enclosed in a double layer of tubigrip tubularbandage.This double layer of tubigrip provides firm support,encouraging use of the affected joint. The combination oftubigrip and polyurethane foam also retains body heat.Arthro-pads are quick and easy to apply, making themsuitable for outpatient and home use.They are washable for repeated use. The natural colorof Tubigrip Arthro-pad is cosmetically acceptable tomost patients. | tubular-bandage-xx-large-foam-padded-7e6.jpg
SKU: RLIMZG25P | ReliaMed Plain Packing Strip 1/4" x 5 yds., Sterile and Latex Free | Can be used dry to absorb drainage in exuding wounds, or soaked with a medication of choice. secondary dressing is required to hold strips in place and protect wounds from outside contaminants. latex-free. each bottle has a special patent-pending strip | plain-packing-strip-1-4-x-5-yds-sterile-and-latex-free-181.jpg
SKU: RLIMZGC66 | ReliaMed Composite Dressing, 6" x 6", Pad 4" x 4", Sterile | ReliaMed Composite Dressing. Individually sealed. 100% cotton, nonadherent island pad absorbs exudate for a cleaner wound bed. Nonwoven, adhesive cover has rounded edges to prevent detachment. Waterproof top film layer prevents fluid from passing through the dressing, but is breathable to allow for moisture vapor transmission. 6" x 6", Pad 4" x 4", Sterile, 25/Box | composite-dressing-6-x-6-pad-4-x-4-sterile-86e.jpg
SKU: RLIMZGC44 | ReliaMed Composite Dressing, 4" x 4", Pad 2" X 2", Sterile | ReliaMed Composite Dressing. Individually sealed. 100% cotton, nonadherent island pad absorbs exudate for a cleaner wound bed. Nonwoven, adhesive cover has rounded edges to prevent detachment. Waterproof top film layer prevents fluid from passing through the dressing, but is breathable to allow for moisture vapor transmission. 4" x 4", Pad 2" x 2", Sterile, 25/Box | composite-dressing-4-x-4-pad-2-x-2-sterile-319.jpg
SKU: RLIMZGFB44 | ReliaMed Composite Thin Film Dressing, 4" x 4" with 2" x 2" Pad, Sterile | ReliaMed Composite Thin Film Dressing. Sterile, individually sealed. 100% cotton, nonadherent island pad absorbs exudate for a cleaner wound bed. Waterproof top film layer prevents fluid from passing through the dressing, but is breathable to allow for moisture vapor transmission. 4" x 4", 2" x 2" Pad, Sterile, 25/Box | composite-thin-film-dressing-4-x-4-with-2-x-2-pad-sterile--d46.jpg
SKU: RLIMZG341RNS | ReliaMed Bandage Roll 3" x 4.1 yds., Non-Sterile | ReliaMed Bandage Roll. Can be used as a primary or secondary dressing. Excellent absorbency; ideal for bandaging difficult to dress wounds such as burns. Non-sterile 3" X 4.1 Yds., 6-Ply, Each | bandage-roll-3-x-41-yds-non-sterile-a4c.jpg
SKU: RLIMZG4541NS | ReliaMed Bandage Rolls 4-1/2" x 4.1 yds., 6-Ply, Non-Sterile | ReliaMed Bandage Rolls. Hold securely to any body shape or contour; allows for movement and some tissue swelling. Stay in place with minimal taping. Non-sterile, 6-ply, 4-1/2" x 4.1 yds., Each | bandage-rolls-4-1-2-x-41-yds-6-ply-non-sterile-b68.jpg
SKU: RLIMZG241NS | ReliaMed Conforming Non-Sterile Bandage. Non-sterile, 2" x 4 yds | ReliaMed Conforming Non-Sterile Bandage. Holds securely to any body shape or contour; allows for movement and some tissue swelling. Stays in place with minimal taping. Non-sterile, 2" x 4 yds., 12/Box | conforming-non-sterile-bandage-non-sterile-2-x-4-yds-1ab.jpg
SKU: RLIMZG341NS | ReliaMed Synthetic Conforming Bandage, 3" x 4.1 yds., Non-Sterile | ReliaMed Synthetic Conforming Bandage. Ideal for securing IV's, splints or dressings. Holds securely to any body shape or contour; allows for movement and some tissue swelling. Stays in place with minimal taping. Non-sterile, 3" x 4.1 yds., 12/Box | synthetic-conforming-bandage-3-x-41-yds-non-sterile-2f6.jpg
SKU: RLIMZG4412NS | ReliaMed Gauze Dressing/Sponge, Non-sterile, 4" x 4", 12 Ply | ReliaMed Gauze 4x4" (2's) 12 ply non sterile dressing sponge, 200/Bag | gauze-dressing-sponge-non-sterile-4-x-4-12-ply-279.jpg
SKU: RLIMZTDR02 | ReliaMed 4" X 10 yds. Soft Cloth Surgical Tape | ReliaMed Self-Adhesive Dressing Retention Sheets 2" x 11 yds. Comfortable, highly conformable, nonwoven, water-resistant dressing retention tape stretches for easy application and patient comfort. Secures dressings, tubes, cannulas, drainage devices and instruments. Air- and moisture vapor-permeable. Paper liner. | 4-x-10-yds-soft-cloth-surgical-tape-99d.jpg
SKU: RLIMZTDR04 | ReliaMed Self-Adhesive Dressing Retention Sheets 4" x 11 yds. | ReliaMed Self-Adhesive Dressing Retention Sheets 4" x 11 yds. Comfortable, highly conformable, nonwoven, water-resistant dressing retention tape stretches for easy application and patient comfort. Secures dressings, tubes, cannulas, drainage devices and instruments. air- and moisture vapor-permeable. Paper liner. | self-adhesive-dressing-retention-sheets-4-x-11-yds-09c.jpg
SKU: RLIMZTDR06 | ReliaMed Adhesive Dressing Retention Sheets 6" x 11 yds. | ReliaMed Self-Adhesive Dressing Retention Sheets 6" x 11 yds. Comfortable, highly conformable, nonwoven, water-resistant dressing retention tape stretches for easy application and patient comfort. secures dressings, tubes, cannulas, drainage devices and instruments. air- and moisture vapor-permeable. Paper liner. | adhesive-dressing-retention-sheets-6-x-11-yds-813.jpg
SKU: HRTMEV409408 | Hartmann USA PermaFoamÂ® Comfort Adhesive Standard Island Foam Dressing 4-1/2" x 4-1/2" Square, Sterile, Latex-free, High Vapor Permeable | Hartmann PermaFoamÂ® Comfort Adhesive Island Foam Dressing combines a high moisture vapor transmission rate (MVTR) and an excellent absorption capacity to produce a dressing unsurpassed in fluid handling. The outer, waterproof membrane protects the wound from contaminants and bacteria. This is a drainage dressing that has a unique, foam structure to wick away fluid from the wound bed. | permafoamreg-comfort-adhesive-standard-island-foam-dressing-4-1-2-x-4-1-2-square-sterile-latex-free-high-vapor-permeable-1f5.jpg
SKU: RLIMZDF44 | ReliaMed Foam Dressing with Film Backing, Sterile, 4" x 4" | ReliaMed Foam Dressing with Film Backing. Highly absorbent and conformable hydrocellular foam dressings are ideal for moderately to heavily exuding wounds. Extra-soft, small pore foam minimizes lateral wicking of wound exudate. Nonadherent. Sterile, 4" x 4", 10/Box | foam-dressing-with-film-backing-sterile-4-x-4-0f4.jpg
SKU: RLIMZDF55B | ReliaMed Foam Island Dressing with Adhesive Border, Sterile, 5" x 5", | ReliaMed Foam Island Dressing with Adhesive Border. Highly absorbent and conformable hydrocellular foam dressings are ideal for moderately to heavily exuding wounds. Extra-soft, small pore foam minimizes lateral wicking of wound exudate. Adhesive border included for ease of application. Sterile, 5" x 5", 10/Box | foam-island-dressing-with-adhesive-border-sterile-5-x-5-cf4.jpg
SKU: RLIMZDF66B | ReliaMed Foam Dressing with Adhesive Border and Film Backing 6" x 6" | Foam Dressing with Adhesive Border and Film Backing 6" x 6" , Sterile, Latex-Free, Non-Adherent, Finished selvage edges | foam-dressing-with-adhesive-border-and-film-backing-6-x-6-4f3.jpg
SKU: RLIMZDF66 | ReliaMed Foam Dressing with Film Backing, Sterile, 6" x 6" | ReliaMed Foam Dressing with Film Backing. Highly absorbent and conformable hydrocellular foam dressings are ideal for moderately to heavily exuding wounds. Extra-soft, small pore foam minimizes lateral wicking of wound exudate. Nonadherent. Sterile, 6" x 6", 10/Box | foam-dressing-with-film-backing-sterile-6-x-6-3cb.jpg
SKU: RLIMZDF45H | ReliaMed Foam Heel Dressing, Sterile, 5.3" x 4.1" x .63" | ReliaMed Foam Heel Dressing. Foam heel design fits snugly around the heel to provide cushioning and wound exudate absorption. Can be secured with a conforming bandage or tape. Sterile, 5-2/7" x 4-1/10" x 5/8", 5/Box | foam-heel-dressing-sterile-53-x-41-x-63-346.jpg
SKU: HRTMEV685815 | Hartmann USA HydroTac Border Foam Dressing 5" x 5" | HydroTac Border Foam Dressing 5" x 5" (pad 4" x 4") Sterile, Latex Free. | hydrotac-border-foam-dressing-5-x-5-5b3.jpg
SKU: HRTMEV685817 | Hartmann USA HydroTac Border Foam Dressing 6" x 6" | HydroTac Border Foam Dressing 6" x 6" (pad 4.5" x 4.5") Sterile, Latex Free. | hydrotac-border-foam-dressing-6-x-6-0a9.jpg
SKU: HRTMEV685821 | Hartmann USA HydroTac Border Foam Dressing, 6" x 8" | HydroTac Border Foam Dressing, 6" x 8" (pad 4.5" x 6.5") Sterile, Latex Free. | hydrotac-border-foam-dressing-6-x-8-228.jpg
SKU: HRTMEV49200000 | Hartmann USA Calcium Alginate Dressing 2" x 2" Square, Latex-free, Sterile, Individually sealed | Hartmann SorbalgonÂ® Calcium Alginate Dressing is a soft, highly absorbent dressing that quickly forms a hydrophilic gel to protect and cover the wound bed. Water evaporates from the gel, helping to keep wounds clean. Holds its form even when wet for easy removal and dressing changes. | calcium-alginate-dressing-2-x-2-square-latex-free-sterile-individually-sealed-a27.jpg
SKU: RLIMZCA22 | ReliaMed Alginate/CMC Dressings, 2" x 2" Pads, Sterile | ReliaMed Alginate/CMC Dressings, 2" x 2" Pads. Soft and comfortable to wear. Highly absorbent; fluid wicks vertically into the dressing, minimizing the possibility of periwound skin maceration. Longer wearing times allow patients to resume their normal activities. Blend of calcium alginate and CMC (carboxymethyl cellulose) provides excellent gelling and wet strength for one-piece nontraumatic removal. Sterile, 10/box | alginate-cmc-dressings-2-x-2-pads-sterile-8d2.jpg
SKU: RLIMZCA44 | ReliaMed Alginate/CMC Dressings, 4" x 4" Pads, Sterile | ReliaMed Alginate/CMC Dressings, 4" x 4" Pads. Soft and comfortable to wear. Highly absorbent; fluid wicks vertically into the dressing, minimizing the possibility of periwound skin maceration. Longer wearing times allow patients to resume their normal activities. Blend of calcium alginate and CMC (carboxymethyl cellulose) provides excellent gelling and wet strength for one-piece nontraumatic removal. Sterile, 10/Box | alginate-cmc-dressings-4-x-4-pads-sterile-5e4.jpg
SKU: RLIMZCA66 | ReliaMed Alginate/CMC Dressings, 6" x 6" Pads, Sterile | ReliaMed Alginate/CMC Dressings, 6" x 6" Pads. Soft and comfortable to wear. Highly absorbent; fluid wicks vertically into the dressing, minimizing the possibility of periwound skin maceration. Longer wearing times allow patients to resume their normal activities. Blend of calcium alginate and CMC (carboxymethyl cellulose) provides excellent gelling and wet strength for one-piece nontraumatic removal. Sterile, 6" x 6", 5/Box | alginate-cmc-dressings-6-x-6-pads-sterile-9c7.jpg
SKU: RLIMZCA18R | ReliaMed Alginate/CMC Dressings, 18" Ropes, Sterile | ReliaMed Alginate/CMC Dressings, 18" Ropes. Soft and comfortable to wear. Highly absorbent; fluid wicks vertically into the dressing, minimizing the possibility of periwound skin maceration. Longer wearing times allow patients to resume their normal activities. Blend of calcium alginate and CMC (carboxymethyl cellulose) provides excellent gelling and wet strength for one-piece nontraumatic removal. Sterile, 10/Box. | alginate-cmc-dressings-18-ropes-sterile-134.jpg
SKU: RLIMZCA12R | ReliaMed Alginate/CMC Dressings, 12" Ropes, Sterile | ReliaMed Alginate/CMC Dressings, 12" Ropes. Soft and comfortable to wear. Highly absorbent; fluid wicks vertically into the dressing, minimizing the possibility of periwound skin maceration. Longer wearing times allow patients to resume their normal activities. Blend of calcium alginate and CMC (carboxymethyl cellulose) provides excellent gelling and wet strength for one-piece nontraumatic removal. Sterile, 5 / Box | alginate-cmc-dressings-12-ropes-sterile-fa1.jpg
SKU: HRTMEV49230000 | Hartmann USA Calcium Alginate Dressing 4" x 8", Latex-free | Hartmann SorbalgonÂ® Calcium Alginate Dressing is a soft, highly absorbent dressing that quickly forms a hydrophilic gel to protect and cover the wound bed. Water evaporates from the gel, helping to keep wounds clean. Holds its form even when wet for easy removal and dressing changes. | calcium-alginate-dressing-4-x-8-latex-free-2b9.jpg
SKU: RLIMZSCA22 | ReliaMed Silver Alginate/CMC Dressings, 2" x 2" Pads, Sterile | ReliaMed Silver Alginate/CMC Dressings, 2" x 2" Pads. Controlled silver ion release provides a broad spectrum of antimicrobial protection for up to fourteen days. Absorbency and wet strength are key performance indicators. Blend of calcium alginate and carboxymethyl cellulose (CMC) provides excellent gelling and wet strength for one-piece, nontraumatic removal. Sterile, 2" x 2", 10/Box | silver-alginate-cmc-dressings-2-x-2-pads-sterile--675.jpg
SKU: RLIMZSCA66 | ReliaMed Silver Alginate/CMC Dressings,, 6" x 6" Pads, Sterile | ReliaMed Silver Alginate/CMC Dressings,, 6" x 6" Pads. Controlled silver ion release provides a broad spectrum of antimicrobial protection for up to fourteen days. Absorbency and wet strength are key performance indicators. Blend of calcium alginate and carboxymethyl cellulose (CMC) provides excellent gelling and wet strength for one-piece, nontraumatic removal. Sterile, 6" x 6", 5/Box | silver-alginate-cmc-dressings-6-x-6-pads-sterile-5ad.jpg
SKU: RLIMZSCA18R | ReliaMed Silver Alginate/CMC Dressings, 18" Ribbons, Sterile | ReliaMed Silver Alginate/CMC Dressings, 18" Ribbons. Controlled silver ion release provides a broad spectrum of antimicrobial protection for up to fourteen days. Absorbency and wet strength are key performance indicators. Blend of calcium alginate and carboxymethyl cellulose (CMC) provides excellent gelling and wet strength for one-piece, nontraumatic removal. Sterile, 18", 10/Box | silver-alginate-cmc-dressings-18-ribbons-sterile-abe.jpg
SKU: RLIMZDHC44T | ReliaMed Hydrocolloid Thin Wound Dressing, Sterile, 4" x 4" | ReliaMed Hydrocolloid Thin Wound Dressing. State-of-the-art hydrocolloid formulation effectively absorbs wound exudate; resulting in cleaner, less painful and easier-to-care-for wounds. Uniquely smooth, low-friction film backing reduces shear forces that can contribute to skin tearing. Made in the USA. Sterile, 4" x 4", 10/Box | hydrocolloid-thin-wound-dressing-sterile-4-x-4-8ac.jpg
SKU: DMSDE85366 | Derma Sciences Thin Hydrocolloid Dressing 6" x 6" Square, Sterile, Transparent | Derma PrimacolÂ® Thin Hydrocolloid Dressings are thin and transparent and designed to facilitate wound inspection. They mix with wound exudates to form a soft mass that allows for easy removal and protects the wound from outside contamination, bacteria, fecal matter and urine. A moist wound environment is created, conducive to wound healing. | thin-hydrocolloid-dressing-6-x-6-square-sterile-transparent-240.jpg
SKU: RLIMZDHC66B | ReliaMed Hydrocolloid Dressing with Beveled Edge, Sterile, 6" x 6" | ReliaMed Hydrocolloid Dressing with Beveled Edge. State-of-the-art hydrocolloid formulation effectively absorbs wound exudate; resulting in cleaner, less painful and easier-to-care-for wounds. Uniquely smooth, low-friction film backing reduces shear forces that can contribute to skin tearing. Beveled edges to minimize edge lift. Made in the USA. Sterile, 6" x 6", 5/Box | hydrocolloid-dressing-with-beveled-edge-sterile-6-x-6-00d.jpg
SKU: RLIMZDHC67SB | ReliaMed Hydrocolloid Dressing with Beveled Edge 6" x 7", Sacral | ReliaMed Hydrocolloid Dressing with Beveled Edge. State-of-the-art hydrocolloid formulation effectively absorbs wound exudate; resulting in cleaner, less painful and easier-to-care-for wounds. Uniquely smooth, low-friction film backing reduces shear forces that can contribute to skin tearing. Beveled edges to minimize edge lift. Made in the USA. Sterile, Sacral design, 6" x 7", 5/Box | hydrocolloid-dressing-with-beveled-edge-6-x-7-sacral-205.jpg
SKU: RLIMZDHC88B | ReliaMed Hydrocolloid Dressing with Film Back and Beveled Edge, Sterile, 8" x 8" | ReliaMed Hydrocolloid Dressing with Film Back and Beveled Edge. State-of-the-art hydrocolloid formulation effectively absorbs wound exudate; resulting in cleaner, less painful and easier-to-care-for wounds. Uniquely smooth, low-friction film backing reduces shear forces that can contribute to skin tearing. Beveled edges to minimize edge lift. Made in the USA. Sterile, 8" x 8", 5/Box | hydrocolloid-dressing-with-film-back-and-beveled-edge-sterile-8-x-8-a5d.jpg
SKU: RLIMZDHC66F | ReliaMed Hydrocolloid Dressing with Foam Back, Sterile, 6" x 6" | ReliaMed Hydrocolloid Dressing with Foam Back. State-of-the-art hydrocolloid formulation effectively absorbs wound exudate; resulting in cleaner, less painful and easier-to-care-for wounds. Foam backing provides cushioning. Made in the USA. Sterile, 6" x 6", 5/Box | hydrocolloid-dressing-with-foam-back-sterile-6-x-6-712.jpg
SKU: RLIMZDHC88F | ReliaMed Hydrocolloid Dressing with Foam Back, Sterile 8" x 8" | ReliaMed Hydrocolloid Dressing with Foam Back. State-of-the-art hydrocolloid formulation effectively absorbs wound exudate; resulting in cleaner, less painful and easier-to-care-for wounds. Foam backing provides cushioning. Made in the USA. Sterile, 8" x 8", 5/Box | hydrocolloid-dressing-with-foam-back-sterile-8-x-8-57a.jpg
SKU: RLIMZDTFOV4434 | ReliaMed Transparent Thin Film I.V. Site Dressing, Oval Shape, Sterile 4" x 4-3/4" | ReliaMed Transparent Thin Film I.V. Site Dressing, Oval Shape, Provides an occlusive barrier to moisture and bacteria. Design allows for easy, one-handed application. Features a high moisture vapor transmission rate and a smooth finish to reduce shear friction to surrounding skin. Ideal for IV catheterization fixation or for use as a secondary wound dressing. Sterile, Oval Shape, 4" x 4-3/4", 50/Box | transparent-thin-film-iv-site-dressing-oval-shape-sterile-4-x-4-3-4-fcf.jpg
SKU: RLIMZDTF4434 | ReliaMed Transparent Thin Film I.V. Site Dressing, Sterile, 4" x 4-3/4" | ReliaMed Transparent Thin Film I.V. Site Dressing, Provides an occlusive barrier to moisture and bacteria. Design allows for easy, one-handed application. Features a high moisture vapor transmission rate and a smooth finish to reduce shear friction to surrounding skin. Ideal for IV catheterization fixation or for use as a secondary wound dressing. Sterile, 4" x 4-3/4", 50/Box | transparent-thin-film-iv-site-dressing-sterile-4-x-4-3-4-dd8.jpg
SKU: RLIMZDTF410 | ReliaMed Transparent Thin Film Adhesive Dressing, Sterile, 4" x 10" | ReliaMed Transparent Thin Film Adhesive Dressing. Provides an occlusive barrier to moisture and bacteria. Features a high moisture vapor transmission rate and a smooth finish to reduce shear friction to surrounding skin. Ideal for use as a secondary wound dressing. Sterile, 4" x 10", 30/Box | transparent-thin-film-adhesive-dressing-sterile-4-x-10-373.jpg
SKU: RLIMZDTF812 | ReliaMed Transparent Thin Film Adhesive Dressing, Sterile, 8" x 12" | ReliaMed Transparent Thin Film Adhesive Dressing, Provides an occlusive barrier to moisture and bacteria. Features a high moisture vapor transmission rate and a smooth finish to reduce shear friction to surrounding skin. Beveled edge minimizes edge lift. Ideal for use as a secondary wound dressing. Sterile, 8" x 12", 10/Box | transparent-thin-film-adhesive-dressing-sterile-8-x-12-7ca.jpg
SKU: RLIMEV49750000 | ReliaMed Collagen Dressing 2" x 2", Sterile, Latex-free | Smith & nephew Colactive collagen dressing is a sterile collagen dressing that contains 90 percent porcine-derived collagen and 10 percent sodium alginate, when applied to the wound bed, ColActive forms a moist wound environment in which fibroblasts and macrophages can easily move and function more efficiently, absorbs more than 30 times its weight in wound drainages, it is Latex-free and sterile absorbent dressing. | collagen-dressing-2-x-2-sterile-latex-free-e61.jpg
SKU: RLIMEV49760000 | ReliaMed Collagen Dressing 4" x 4", Sterile, Latex-free | Hartmann CollasorbÂ® sterile collagen wound dressing is ideal for managing acute and chronic wounds with light to heavy drainage, it improves binding of matrix metalloproteases and creates and maintains a moist wound environment, this dressing promotes optimal healing and extracellular matrix formation and remains in direct contact with wound bed when totally saturated. | collagen-dressing-4-x-4-sterile-latex-free-688.jpg
SKU: RLIMZDHG44 | ReliaMed Non-Adherent Hydrogel Sheet Dressing, Sterile, 4" x 4" | Over 90% water content. Rehydrates dried wound beds. Promotes autolytic debridement. Provides cooling effect for first- and second-degree burns. A secondary dressing or tape is needed to hold the dressing in place. Made in the USA. Sterile, 4" x 4", 10/Box | non-adherent-hydrogel-sheet-dressing-sterile-4-x-4-905.jpg
SKU: RLIMZRHG03 | ReliaMed Hydrogel Dressing 3 oz. Tube, Non-Sterile | ReliaMed Hydrogel Dressing. Aloe vera and glycerin moisturize the wound. Promotes autolytic debridement. Non-toxic. Fragrance free. Made in the USA. 3 oz. tube. Non-Sterile, Each | hydrogel-dressing-3-oz-tube-non-sterile-55e.jpg
SKU: RLIMZGIP318 | ReliaMed Impregnated Non-Adherent Petroleum Gauze 3" x 18" Sterile | ReliaMed Impregnated Non-Adherent Petroleum Gauze. White petrolatum properties minimize trauma to the wound. Ideal for Stages II - IV chronic wounds, tunneling wounds and noninfected wounds. | impregnated-non-adherent-petroleum-gauze-3-x-18-sterile-430.jpg
SKU: RLIMZGIP336 | ReliaMed Impregnated Non-Adherent Petroleum Gauze 3" x 36", Sterile | ReliaMed Impregnated Non-Adherent Petroleum Gauze. White petrolatum properties minimize trauma to the wound. Ideal for Stages II - IV chronic wounds, tunneling wounds and noninfected wounds. Sterile, 3" x 36", Box of 12 | impregnated-non-adherent-petroleum-gauze-3-x-36-sterile-3b7.jpg
SKU: RLIMZGIP636 | ReliaMed Impregnated Non-Adherent Petroleum Gauze 6" x 36", Sterile | ReliaMed Impregnated Non-Adherent Petroleum Gauze. White petrolatum properties minimize trauma to the wound. Ideal for Stages II - IV chronic wounds, tunneling wounds and noninfected wounds. Sterile, 6" x 36", Box of 12 | impregnated-non-adherent-petroleum-gauze-6-x-36-sterile-909.jpg
SKU: RLIMZGIP39 | ReliaMed Impregnated Non Adherent Petroleum Gauze 3" x 9" Sterile | ReliaMed Impregnated Non-Adherent Petroleum Gauze. | impregnated-non-adherent-petroleum-gauze-3-x-9-sterile-394.jpg
SKU: DMSKK71164 | Derma Sciences Impregnated Non-adherent Xeroform Gauze 2" x 2", Latex-free | Xeroform impregnated dressings are similar to our Petrolatum Gauze dressings, with the addition of 3% bismuth tribromophenate. They are the impregnated dressing of choice for when mild medication or deodorizing are required, such as post-operative applications, 1st and 2nd degree burns, and skin grafts. The overwrap version of these dressings provides an additional layer of sterility for use in environments such as operating rooms. Latex Free. | impregnated-non-adherent-xeroform-gauze-2-x-2-latex-free-7bc.jpg
SKU: RLIMZGIX44EA | ReliaMed Medicated Petrolatum Dressing 4" x 4" Sterile | ReliaMed Medicated Petrolatum Dressing. Similar to petrolatum impregnated gauze with 3% bismuth tribromophenate. Ideal for situations requiring mild medication or deodorizing. Sterile, 4" x 4", Each | medicated-petrolatum-dressing-4-x-4-sterile-c9b.jpg
SKU: RLIMZGOE38 | ReliaMed Oil Emulsion Dressing 3" x 8", Sterile | ReliaMed Oil Emulsion Dressing. Knitted cellulose acetate fabric coated with a formulated petrolatum emulsion provides non-adherent packing for wounds. Used for management of skin grafts, surgical sites, abrasions, lacerations and decubitus ulcers. Sterile, 3" x 8", Box of 24 | oil-emulsion-dressing-3-x-8-sterile-4d4.jpg
SKU: RLIMZGUB3 | ReliaMed 3" X 10 yds. Unna Boot Dressing, Non-sterile | ReliaMed 3" X 10 yds. Unna Boot Dressing. Nonhardening zinc oxide paste formulation keeps the bandage flexible, which encourages patient comfort and longer wear time. Finished selvage edges. Packaged in a vacuum-sealed pouch for longer shelf life. Non-sterile, 1/Box | 3-x-10-yds-unna-boot-dressing-non-sterile-063.jpg
SKU: RLIMZGUBC3 | ReliaMed 3" x 10 yds. Unna Boot with Calamine, Non-sterile | ReliaMed 3" x 10 yds. Unna Boot with Calamine. Nonhardening zinc oxide paste formulation keeps the bandage flexible, which encourages patient comfort and longer wear time. Finished selvage edges. Packaged in a vacuum-sealed pouch for longer shelf life. Contains calamine for extra sensitive skin. Non-sterile, 1/Box | 3-x-10-yds-unna-boot-with-calamine-non-sterile-eda.jpg
SKU: RLIMZRWC16 | ReliaMed Wound Cleanser 16 oz. Spray Bottle, Non-Sterile | ReliaMed Wound Cleanser. Nontoxic, ph-balanced, nonirritating wound cleanser gently removes debris and dressing residue from the wound bed. Does not require scrubbing or rinsing. Ideal for all types of wounds, including stage I-IV pressure ulcers, stasis ulcers, diabetic ulcers and first and second degree wounds. 16 oz. spray bottle. Non-Sterile, Each | wound-cleanser-16-oz-spray-bottle-non-sterile-b9d.jpg
SKU: RLIMZRWC12 | ReliaMed Wound Cleanser 12 oz. Spray Bottle, Non-Sterile | ReliaMed Wound Cleanser. Nontoxic, ph-balanced, nonirritating wound cleanser gently removes debris and dressing residue from the wound bed. Does not require scrubbing or rinsing. Ideal for all types of wounds, including stage I-IV pressure ulcers, stasis ulcers, diabetic ulcers and first and second degree wounds. 12 oz. spray bottle. Non-Sterile, Each | wound-cleanser-12-oz-spray-bottle-non-sterile-712.jpg
SKU: MKS24101200 | McKesson General Purpose Swabstick Cotton Wood 6 Inch | McKesson Cotton-Tipped Applicators. | general-purpose-swabstick-cotton-wood-6-inch-23a.png
SKU: MKS24131200 | McKesson Swabstick Cotton Wood 3 Inch, Wood Shaft | Swabstick Cotton Wood 3 Inch, Wood Shaft. | swabstick-cotton-wood-3-inch-wood-shaft-c0e.jpg
SKU: MKS80801200 | McKesson Swabstick Rayon Tip Paper Shaft 8 Inch | Swabstick Rayon Paper 8 Inch. McKesson Rayon-Tipped OB/GYN Applicators | swabstick-rayon-tip-paper-shaft-8-inch-b5d.jpg
SKU: MKS16312000 | McKesson Self Adhesive Bandage Medi-Pak Performance Elastic with Cohesive 1 Inch X 5 Yard NonSterile | Self-Adhesive Bandage Medi-Pak Performance Elastic with Cohesive 1 Inch X 5 Yard NonSterile. | self-adhesive-bandage-medi-pak-performance-elastic-with-cohesive-1-inch-x-5-yard-nonsterile--e43.png
SKU: MKS16362000 | McKesson Self-Adhesive Bandage Medi-Pak Performance Elastic with Cohesive 6 Inch X 5 Yard NonSterile | Self-Adhesive Bandage Medi-Pak Performance Elastic with Cohesive 6 Inch X 5 Yard NonSterile. | self-adhesive-bandage-medi-pak-performance-elastic-with-cohesive-6-inch-x-5-yard-nonsterile-72b.png
SKU: MKS16442000 | McKesson McKesson Medi-Pak Performance Plus Sponge Dressing Cotton Gauze 16 Ply 4 X 4 Inch | McKesson Medi-Pak Performance Plus Sponge Dressing Cotton Gauze 16 Ply 4 X 4 Inch. | #NAME?
SKU: MKS20082001 | McKesson Sponge Dressing Medi-Pak Performance Cotton Gauze 8-Ply 2 X 2 Inch Square | Sponge Dressing Medi-Pak Performance Cotton Gauze 8-Ply 2 X 2 Inch Square. | sponge-dressing-medi-pak-performance-cotton-gauze-8-ply-2-x-2-inch-square-98d.png
SKU: MKS20082001 | McKesson Sponge Dressing Medi-Pak Performance Cotton Gauze 8-Ply 2 X 2 Inch Square | Sponge Dressing Medi-Pak Performance Cotton Gauze 8-Ply 2 X 2 Inch Square. | sponge-dressing-medi-pak-performance-cotton-gauze-8-ply-2-x-2-inch-square-98d.png
SKU: MKS20462001 | McKesson Sponge Dressing Medi-Pak Performance Plus Poly / Rayon 6-Ply 4 X 4 Inch Square | Sponge Dressing Medi-Pak Performance Plus Poly / Rayon 6-Ply 4 X 4 Inch Square. | sponge-dressing-medi-pak-performance-plus-poly-rayon-6-ply-4-x-4-inch-square-d25.png
SKU: MKS22082000 | McKesson Sponge Dressing Medi Pak Performance Cotton Gauze 8-Ply 2 X 2 Inch Square | Appropriate for wound dressing, cleaning, prepping, or packing. | sponge-dressing-medi-pak-performance-cotton-gauze-8-ply-2-x-2-inch-square-a96.jpg
SKU: MKS22122000 | McKesson Sponge Dressing Medi-Pak Performance Cotton Gauze 12-Ply 2 X 2 Inch Square | Sponge Dressing Medi-Pak Performance Cotton Gauze 12-Ply 2 X 2 Inch Square. | sponge-dressing-medi-pak-performance-cotton-gauze-12-ply-2-x-2-inch-square-c3a.jpg
SKU: MKS22802020 | McKesson Sponge Dressing Medi-Pak Performance Plus Cotton Gauze 8-Ply 2 X 2 Inch Square | Sponge Dressing Medi-Pak Performance Plus Cotton Gauze 8-Ply 2 X 2 Inch Square | sponge-dressing-medi-pak-performance-plus-cotton-gauze-8-ply-2-x-2-inch-square-bc3.png
SKU: MKS23322000 | McKesson Elastic Bandage Medi-Pak Elastic Knit 2 Inch X 5 Yard NonSterile | Elastic Bandage Medi-Pak Elastic Knit 2 Inch X 5 Yard NonSterile | elastic-bandage-medi-pak-elastic-knit-2-inch-x-5-yard-nonsterile-dc4.jpg
SKU: MKS23332000 | McKesson Elastic Bandage Medi-Pak Elastic Knit 3 Inch X 5 Yard NonSterile | Elastic Bandage Medi-Pak Elastic Knit 3 Inch X 5 Yard NonSterile. | elastic-bandage-medi-pak-elastic-knit-3-inch-x-5-yard-nonsterile-938.jpg
SKU: MKS24122000 | McKesson Sponge Dressing Cotton 12 Ply 4 X 4 Inch Square | For general use or for debriding, covering and packing wounds. | sponge-dressing-cotton-12-ply-4-x-4-inch-square-251.png
SKU: MKS24122001 | McKesson Sponge Dressing McKesson Brand Cotton 12-Ply 4 X 4 Inch Square | Sponge Dressing McKesson Brand Cotton 12-Ply 4 X 4 Inch Square | sponge-dressing-mckesson-brand-cotton-12-ply-4-x-4-inch-square-53e.png
SKU: MKS30122001 | McKesson Sponge Dressing Medi-Pak Performance Cotton Gauze 12-Ply 3 X 3 Inch Square | Sponge Dressing Medi-Pak Performance Cotton Gauze 12-Ply 3 X 3 Inch Square. | sponge-dressing-medi-pak-performance-cotton-gauze-12-ply-3-x-3-inch-square--3cd.jpg
SKU: MKS30642001 | McKesson Conforming Dressing Medi-Pak Performance Cotton Gauze 4.5 Inch X 4.1 Yard Roll | Conforming Dressing Medi-Pak Performance Cotton Gauze 4.5 Inch X 4.1 Yard Roll. | conforming-dressing-medi-pak-performance-cotton-gauze-45-inch-x-41-yard-roll-d2a.jpg
SKU: MKS31452009 | McKesson Eye Patch Medi Pak 3 X 2.25 Inch Elastic Head Band | Eye Patch Medi-Pak 3 X 2-1/4 Inch Elastic Head Band | eye-patch-medi-pak-3-x-225-inch-elastic-head-band-4f3.jpg
SKU: MKS32122000 | McKesson Elastic Bandage Medi-Pak Performance Woven Elastic 2 Inch X 5 Yard NonSterile | Elastic Bandage Medi-Pak Performance Woven Elastic 2 Inch X 5 Yard NonSterile. | elastic-bandage-medi-pak-performance-woven-elastic-2-inch-x-5-yard-nonsterile-6e1.jpg
SKU: MKS32132000 | McKesson Elastic Bandage Medi-Pak Performance Woven Elastic 3 Inch X 5 Yard NonSterile | Elastic Bandage Medi-Pak Performance Woven Elastic 3 Inch X 5 Yard NonSterile. | elastic-bandage-medi-pak-performance-woven-elastic-3-inch-x-5-yard-nonsterile-152.jpg
SKU: MKS32142000 | McKesson Elastic Bandage Medi-Pak Performance Woven Elastic 4 Inch X 5 Yard NonSterile | Elastic Bandage Medi-Pak Performance Woven Elastic 4 Inch X 5 Yard NonSterile. | elastic-bandage-medi-pak-performance-woven-elastic-4-inch-x-5-yard-nonsterile-d52.jpg
SKU: MKS32162000 | McKesson Elastic Bandage Medi-Pak Performance Woven Elastic 6 Inch X 5 Yard NonSterile | Elastic Bandage Medi-Pak Performance Woven Elastic 6 Inch X 5 Yard NonSterile. | elastic-bandage-medi-pak-performance-woven-elastic-6-inch-x-5-yard-nonsterile-29f.jpg
SKU: MKS32422000 | McKesson Elastic Bandage Medi-Pak Performance Woven Elastic 2 Inch X 4-1/2 Yard NonSterile | Elastic Bandage Medi-Pak Performance Woven Elastic 2 Inch X 4-1/2 Yard NonSterile. | elastic-bandage-medi-pak-performance-woven-elastic-2-inch-x-4-1-2-yard-nonsterile-cce.jpg
SKU: MKS32432000 | McKesson Elastic Bandage Medi-Pak Performance Woven Elastic 3 Inch X 4-1/2 Yard NonSterile. | Elastic Bandage Medi-Pak Performance Woven Elastic 3 Inch X 4-1/2 Yard NonSterile. | elastic-bandage-medi-pak-performance-woven-elastic-3-inch-x-4-1-2-yard-nonsterile-109.jpg
SKU: MKS32442000 | McKesson Elastic Bandage Medi-Pak Performance Woven Elastic 4 Inch X 4-1/2 Yard NonSterile | Elastic Bandage Medi-Pak Performance Woven Elastic 4 Inch X 4-1/2 Yard NonSterile. | elastic-bandage-medi-pak-performance-woven-elastic-4-inch-x-4-1-2-yard-nonsterile-c5d.jpg
SKU: MKS32462000 | McKesson Elastic Bandage Medi-Pak Performance Woven Elastic 6 Inch X 4-1/2 Yard NonSterile | Elastic Bandage Medi-Pak Performance Woven Elastic 6 Inch X 4-1/2 Yard NonSterile. | elastic-bandage-medi-pak-performance-woven-elastic-6-inch-x-4-1-2-yard-nonsterile-6c6.jpg
SKU: MKS32122000 | McKesson Elastic Bandage Medi-Pak Performance Woven Elastic 2 Inch X 5 Yard NonSterile | Elastic Bandage Medi-Pak Performance Woven Elastic 2 Inch X 5 Yard NonSterile. | elastic-bandage-medi-pak-performance-woven-elastic-2-inch-x-5-yard-nonsterile-6e1.jpg
SKU: MKS32132000 | McKesson Elastic Bandage Medi-Pak Performance Woven Elastic 3 Inch X 5 Yard NonSterile | Elastic Bandage Medi-Pak Performance Woven Elastic 3 Inch X 5 Yard NonSterile. | elastic-bandage-medi-pak-performance-woven-elastic-3-inch-x-5-yard-nonsterile-152.jpg
SKU: MKS32142000 | McKesson Elastic Bandage Medi-Pak Performance Woven Elastic 4 Inch X 5 Yard NonSterile | Elastic Bandage Medi-Pak Performance Woven Elastic 4 Inch X 5 Yard NonSterile. | elastic-bandage-medi-pak-performance-woven-elastic-4-inch-x-5-yard-nonsterile-d52.jpg
SKU: MKS32162000 | McKesson Elastic Bandage Medi-Pak Performance Woven Elastic 6 Inch X 5 Yard NonSterile | Elastic Bandage Medi-Pak Performance Woven Elastic 6 Inch X 5 Yard NonSterile. | elastic-bandage-medi-pak-performance-woven-elastic-6-inch-x-5-yard-nonsterile-29f.jpg
SKU: MKS30642001 | McKesson Conforming Dressing Medi-Pak Performance Cotton Gauze 4.5 Inch X 4.1 Yard Roll | Conforming Dressing Medi-Pak Performance Cotton Gauze 4.5 Inch X 4.1 Yard Roll. | conforming-dressing-medi-pak-performance-cotton-gauze-45-inch-x-41-yard-roll-d2a.jpg
SKU: MKS33082000 | McKesson Sponge Dressing Medi-Pak Performance Cotton Gauze 8-Ply 3 X 3 Inch Square | Sponge Dressing Medi-Pak Performance Cotton Gauze 8-Ply 3 X 3 Inch Square. | sponge-dressing-medi-pak-performance-cotton-gauze-8-ply-3-x-3-inch-square-0ff.jpg
SKU: MKS33232000 | McKesson Non-Adherent Dressing McKesson Brand Rayon Filling/DelNet Backing 2 X 3 Inch | Non-Adherent Dressing McKesson Brand Rayon Filling/DelNet Backing 2 X 3 Inch. | non-adherent-dressing-mckesson-brand-rayon-filling-delnet-backing-2-x-3-inch-ebf.jpg
SKU: MKS33802000 | McKesson Sponge Dressing Medi-Pak Performance Plus Cotton Gauze 8-Ply 3 X 3 Inch Square | Sponge Dressing Medi-Pak Performance Plus Cotton Gauze 8-Ply 3 X 3 Inch Square | sponge-dressing-medi-pak-performance-plus-cotton-gauze-8-ply-3-x-3-inch-square-7cf.jpg
SKU: MKS34142001 | McKesson Non-Adherent Dressing Medi-Pak Performance Nylon / Polyester Blend 3 X 4 Inch | Non-Adherent Dressing Medi-Pak Performance Nylon / Polyester Blend 3 X 4 Inch. | non-adherent-dressing-medi-pak-performance-nylon-polyester-blend-3-x-4-inch-0d9.jpg
SKU: MKS34142001 | McKesson Non-Adherent Dressing Medi-Pak Performance Nylon / Polyester Blend 3 X 4 Inch | Non-Adherent Dressing Medi-Pak Performance Nylon / Polyester Blend 3 X 4 Inch. | non-adherent-dressing-medi-pak-performance-nylon-polyester-blend-3-x-4-inch-0d9.jpg
SKU: MKS40082001 | McKesson Sponge Dressing Medi-Pak Performance Cotton Gauze 8-Ply 4 X 4 Inch Square | Sponge Dressing Medi-Pak Performance Cotton Gauze 8-Ply 4 X 4 Inch Square. | sponge-dressing-medi-pak-performance-cotton-gauze-8-ply-4-x-4-inch-square-59d.jpg
SKU: MKS40092001 | McKesson Esmark Bandage Medi-Pak Performance Polyisoprene 4 Inch X 3 Yard Sterile | Esmark Bandage Medi-Pak Performance Polyisoprene 4 Inch X 3 Yard Sterile. | esmark-bandage-medi-pak-performance-polyisoprene-4-inch-x-3-yard-sterile-279.jpg
SKU: MKS40122000 | McKesson Sponge Dressing Medi-Pak Performance Cotton Gauze 12-Ply 4 X 4 Inch Square | Sponge Dressing Medi-Pak Performance Cotton Gauze 12-Ply 4 X 4 Inch Square. | sponge-dressing-medi-pak-performance-cotton-gauze-12-ply-4-x-4-inch-square-984.jpg
SKU: MKS40122001 | McKesson Sponge Dressing Medi-Pak Performance Cotton Gauze 12-Ply 4 X 4 Inch Square | Sponge Dressing Medi-Pak Performance Cotton Gauze 12-Ply 4 X 4 Inch Square. | sponge-dressing-medi-pak-performance-cotton-gauze-12-ply-4-x-4-inch-square-5f7.jpg
SKU: MKS40342000 | McKesson Sponge Dressing Medi-Pak Performance Plus Poly / Rayon 4-Ply 3 X 3 Inch Square | Sponge Dressing Medi-Pak Performance Plus Poly / Rayon 4-Ply 3 X 3 Inch Square. | sponge-dressing-medi-pak-performance-plus-poly-rayon-4-ply-3-x-3-inch-square-96a.jpg
SKU: MKS40442000 | McKesson Sponge Dressing Medi-Pak Performance Plus Poly / Rayon 4-Ply 4 X 4 Inch Square | Sponge Dressing Medi-Pak Performance Plus Poly / Rayon 4-Ply 4 X 4 Inch Square. | sponge-dressing-medi-pak-performance-plus-poly-rayon-4-ply-4-x-4-inch-square-122.jpg
SKU: MKS40632000 | McKesson Conforming Dressing Medi-Pak Performance Cotton Gauze 1-Ply 3.4 Inch X 3.6 Yard Roll | Conforming Dressing Medi-Pak Performance Cotton Gauze 1-Ply 3.4 Inch X 3.6 Yard Roll. | conforming-dressing-medi-pak-performance-cotton-gauze-1-ply-34-inch-x-36-yard-roll-b49.jpg
SKU: MKS40632000 | McKesson Conforming Dressing Medi-Pak Performance Cotton Gauze 1-Ply 3.4 Inch X 3.6 Yard Roll | Conforming Dressing Medi-Pak Performance Cotton Gauze 1-Ply 3.4 Inch X 3.6 Yard Roll. | conforming-dressing-medi-pak-performance-cotton-gauze-1-ply-34-inch-x-36-yard-roll-b49.jpg
SKU: MKS41012000 | McKesson Conforming Stretch Bandage Medi-Pak Performance Nylon / Polyester 1 Inch X 1-7/10 Yard NonSterile | Conforming Stretch Bandage Medi-Pak Performance Nylon / Polyester 1 Inch X 1-7/10 Yard NonSterile. | conforming-stretch-bandage-medi-pak-performance-nylon-polyester-1-inch-x-1-7-10-yard-nonsterile-b3c.jpg
SKU: MKS41062000 | McKesson Conforming Stretch Bandage Medi-Pak Performance Poly / Rayon Blend | Medi-Pak Performance Conforming Stretch Bandages. | conforming-stretch-bandage-medi-pak-performance-poly-rayon-blend--357.jpg
SKU: MKS40122000 | McKesson Sponge Dressing Medi-Pak Performance Cotton Gauze 12-Ply 4 X 4 Inch Square | Sponge Dressing Medi-Pak Performance Cotton Gauze 12-Ply 4 X 4 Inch Square. | sponge-dressing-medi-pak-performance-cotton-gauze-12-ply-4-x-4-inch-square-984.jpg
SKU: MKS41442000 | McKesson Sponge Dressing McKesson Brand Poly/Rayon Blend 4-Ply 4 X 4 Inch Square | Sponge Dressing McKesson Brand Poly/Rayon Blend 4-Ply 4 X 4 Inch Square. | sponge-dressing-mckesson-brand-poly-rayon-blend-4-ply-4-x-4-inch-square-49d.jpg
SKU: MKS41512000 | McKesson Conforming Stretch Bandage Medi Pak Performance Nylon Polyester 1 Inch X 1-7/10 Yard Sterile | Conforming Stretch Bandage Medi-Pak Performance Nylon / Polyester 1 Inch X 1-7/10 Yard Sterile. | conforming-stretch-bandage-medi-pak-performance-nylon-polyester-1-inch-x-1-7-10-yard-sterile-5a7.jpg
SKU: MKS16932002 | McKesson Cotton Ball Medi-Pak Performance Plus Medium Cotton NonSterile | Cotton Ball Medi-Pak Performance Plus Medium Cotton NonSterile. | cotton-ball-medi-pak-performance-plus-medium-cotton-nonsterile-0aa.jpg
SKU: MKS41512000 | McKesson Conforming Stretch Bandage Medi Pak Performance Nylon Polyester 1 Inch X 1-7/10 Yard Sterile | Conforming Stretch Bandage Medi-Pak Performance Nylon / Polyester 1 Inch X 1-7/10 Yard Sterile. | conforming-stretch-bandage-medi-pak-performance-nylon-polyester-1-inch-x-1-7-10-yard-sterile-5a7.jpg
SKU: MKS41732000 | McKesson Conforming Stretch Bandage Medi-Pak Performance Plus Poly Blend NonSterile | Conforming Stretch Bandage Medi-Pak Performance Plus Poly Blend 3 X 75 Inch NonSterile. | conforming-stretch-bandage-medi-pak-performance-plus-poly-blend-nonsterile--92a.jpg
SKU: MKS41742000 | McKesson Conforming Stretch Bandage Medi-Pak Performance Plus Poly Blend 4 X 75 Inch NonSterile. | Conforming Stretch Bandage Medi-Pak Performance Plus Poly Blend 4 X 75 Inch NonSterile. | conforming-stretch-bandage-medi-pak-performance-plus-poly-blend-4-x-75-inch-nonsterile-42c.jpg
SKU: MKS41762000 | McKesson Conforming Stretch Bandage Medi-Pak Performance Plus Poly Blend 6 X 80 Inch NonSterile. | Conforming Stretch Bandage Medi-Pak Performance Plus Poly Blend 6 X 80 Inch NonSterile. | conforming-stretch-bandage-medi-pak-performance-plus-poly-blend-6-x-80-inch-nonsterile-61d.jpg
SKU: MKS42242000 | McKesson Sponge Dressing Medi-Pak Performance Plus Poly / Rayon 4-Ply 2 X 2 Inch Square | Sponge Dressing Medi-Pak Performance Plus Poly / Rayon 4-Ply 2 X 2 Inch Square. | sponge-dressing-medi-pak-performance-plus-poly-rayon-4-ply-2-x-2-inch-square-c8b.jpg
SKU: MKS50112000 | McKesson Retention Bandage Medi-Pak Performance Nylon / Poly Size 11 X 25 Yard | Retention Bandage Medi-Pak Performance Nylon / Poly Size 11 X 25 Yard. | retention-bandage-medi-pak-performance-nylon-poly-size-11-x-25-yard-159.jpg
SKU: MKS50252000 | McKesson Elastic Bandage Medi-Pak Elastic Knit 2 Inch X 5 Yard NonSterile | Elastic Bandage Medi-Pak Elastic Knit 2 Inch X 5 Yard NonSterile . | elastic-bandage-medi-pak-elastic-knit-2-inch-x-5-yard-nonsterile--86c.jpg
SKU: MKS50312001 | McKesson Esmark Bandage Medi-Pak Performance Polyisoprene 3 Inch X 4 Yard Sterile | Esmark Bandage Medi-Pak Performance Polyisoprene 3 Inch X 4 Yard Sterile. | esmark-bandage-medi-pak-performance-polyisoprene-3-inch-x-4-yard-sterile-1f0.jpg
SKU: MKS10032100 | McKesson Wound Measuring Device BrandNonSterile 5 X 7 Inch | Wound Measuring Device McKesson BrandNonSterile 5 X 7 Inch. | wound-measuring-device-brandnonsterile-5-x-7-inch-bea.png
SKU: MKS10032101 | McKesson Wound Measuring Device BrandNonSterile 5 X 7 Inch | Wound Measuring Device McKesson BrandNonSterile 5 X 7 Inch. | wound-measuring-device-brandnonsterile-5-x-7-inch-380.png
SKU: MKS19272100 | McKesson Hydrogel Dressing 3 oz | Hydrogel Dressing McKesson 3 oz. | hydrogel-dressing-3-oz-877.jpg
SKU: MKS20062101 | McKesson Brand Petrolatum Mesh Dressing Pleated Gauze/ Xeroform Mix 5 X 9 Inch | Brand Petrolatum Mesh Dressing Pleated Gauze/ Xeroform Mix 5 X 9 Inch. | -brand-petrolatum-mesh-dressing-pleated-gauze-xeroform-mix-5-x-9-inch-13b.png
SKU: MKS19272100 | McKesson Hydrogel Dressing 3 oz | Hydrogel Dressing McKesson 3 oz. | hydrogel-dressing-3-oz-877.jpg
SKU: MKS31002100 | McKesson Hydrophilic Wound Dressing 3 oz. | Hydrophilic Wound Dressing McKesson 3 oz. | hydrophilic-wound-dressing-3-oz-d2b.jpg
SKU: MKS88482100 | McKesson Calcium Alginate Dressing McKesson Rectangle 4 X 8 Inch | Calcium Alginate Dressing McKesson Rectangle 4 X 8 Inch | calcium-alginate-dressing-mckesson-rectangle-4-x-8-inch-a6b.jpg
SKU: MKS88482100 | McKesson Calcium Alginate Dressing McKesson Rectangle 4 X 8 Inch | Calcium Alginate Dressing McKesson Rectangle 4 X 8 Inch | calcium-alginate-dressing-mckesson-rectangle-4-x-8-inch-a6b.jpg
SKU: MKS10102201 | McKesson Surgical Tape Medi-Pak Performance Plus Paper 1 Inch X 10 Yards NonSterile | Surgical Tape Medi-Pak Performance Plus Paper 1 Inch X 10 Yards NonSterile . | surgical-tape-medi-pak-performance-plus-paper-1-inch-x-10-yards-nonsterile--544.jpg
SKU: MKS12102201 | McKesson Surgical Tape Medi Pak Performance Plus Paper 0.5 Inch X 10 Yards NonSterile | Surgical Tape Medi-Pak Performance Plus Paper 1/2 Inch X 10 Yards NonSterile. | surgical-tape-medi-pak-performance-plus-paper-05-inch-x-10-yards-nonsterile--196.jpg
SKU: MKS16922201 | McKesson Dressing Retention Tape Medi Pak Performance NonWoven Fabric Printed Release Paper | Medi-Pakâ„¢ Performance ECOFIXâ„¢ Dressing Retention Tape. | dressing-retention-tape-medi-pak-performance-nonwoven-fabric-printed-release-paper--2d1.jpg
SKU: MKS16932201 | McKesson Dressing Retention Tape Medi-Pak Performance NonWoven Fabric, Printed Release Paper 4 Inch X 10 Yards NonSterile | Dressing Retention Tape Medi-Pak Performance NonWoven Fabric, Printed Release Paper 4 Inch X 10 Yards NonSterile. | dressing-retention-tape-medi-pak-performance-nonwoven-fabric-printed-release-paper-4-inch-x-10-yards-nonsterile--ee5.jpg
SKU: MKS16942201 | McKesson Dressing Retention Tape Medi-Pak1 Roll Per Box, 18 Boxes Per Case Performance NonWoven Fabric, Printed Release Paper 4 Inch X 2 Yards NonSterile | Dressing Retention Tape Medi-Pak1 Roll Per Box, 18 Boxes Per Case Performance NonWoven Fabric, Printed Release Paper 4 Inch X 2 Yards NonSterile. | dressing-retention-tape-medi-pak1-roll-per-box-18-boxes-per-case-performance-nonwoven-fabric-printed-release-paper-4-inch-x-2-yards-nonsterile--4ba.jpg
SKU: MKS16952201 | McKesson Dressing Retention Tape Medi-Pak Performance NonWoven Fabric, Printed Release Paper 6 Inch X 10 Yards NonSterile | Dressing Retention Tape Medi-Pak Performance NonWoven Fabric, Printed Release Paper 6 Inch X 10 Yards NonSterile. | dressing-retention-tape-medi-pak-performance-nonwoven-fabric-printed-release-paper-6-inch-x-10-yards-nonsterile--b0f.jpg
SKU: MKS16962201 | McKesson Dressing Retention Tape Medi-Pak Performance NonWoven Fabric, Printed Release Paper 8 Inch X 10 Yards NonSterile | Dressing Retention Tape Medi-Pak Performance NonWoven Fabric, Printed Release Paper 8 Inch X 10 Yards NonSterile. | dressing-retention-tape-medi-pak-performance-nonwoven-fabric-printed-release-paper-8-inch-x-10-yards-nonsterile--7c2.jpg
SKU: MKS16982201 | McKesson Dressing Retention Tape Medi-Pak Performance NonWoven Fabric, Printed Release Paper 6 Inch X 2 Yards NonSterile | Dressing Retention Tape Medi-Pak Performance NonWoven Fabric, Printed Release Paper 6 Inch X 2 Yards NonSterile. | dressing-retention-tape-medi-pak-performance-nonwoven-fabric-printed-release-paper-6-inch-x-2-yards-nonsterile--972.jpg
SKU: MKS47132200 | McKesson Surgical Tape Medi-Pak Performance Plus Silk Cloth 3 Inch X 10 Yards NonSterile | Surgical Tape Medi-Pak Performance Plus Silk Cloth 3 Inch X 10 Yards NonSterile. | surgical-tape-medi-pak-performance-plus-silk-cloth-3-inch-x-10-yards-nonsterile--314.jpg
SKU: MKS47132201 | McKesson Surgical Tape Medi-Pak Performance Plus Silk Cloth 3 Inch X 10 Yards NonSterile | Surgical Tape Medi-Pak Performance Plus Silk Cloth 3 Inch X 10 Yards NonSterile. | surgical-tape-medi-pak-performance-plus-silk-cloth-3-inch-x-10-yards-nonsterile-dd5.jpg
SKU: MKS47232200 | McKesson Surgical Tape Medi-Pak Performance Plus 3 Inch X 10 Yards NonSterile | Surgical Tape Medi-Pak Performance Plus 3 Inch X 10 Yards NonSterile. | surgical-tape-medi-pak-performance-plus-3-inch-x-10-yards-nonsterile--4a4.jpg
SKU: MKS47302201 | McKesson Surgical Tape Medi-Pak Performance Plus Paper 3 Inch X 10 Yards NonSterile. | Surgical Tape Medi-Pak Performance Plus Paper 3 Inch X 10 Yards NonSterile. | surgical-tape-medi-pak-performance-plus-paper-3-inch-x-10-yards-nonsterile-e4b.jpg
SKU: MKS47332200 | McKesson Surgical Tape Medi-Pak Performance Plus Paper 3 Inch X 10 Yards NonSterile | Surgical Tape Medi-Pak Performance Plus Paper 3 Inch X 10 Yards NonSterile. | surgical-tape-medi-pak-performance-plus-paper-3-inch-x-10-yards-nonsterile-405.jpg
SKU: MKS61122201 | McKesson Surgical Tape Medi-Pak Performance Plus Silk Cloth 1/2 Inch X 10 Yards NonSterile | Surgical Tape Medi-Pak Performance Plus Silk Cloth 1/2 Inch X 10 Yards NonSterile. | surgical-tape-medi-pak-performance-plus-silk-cloth-1-2-inch-x-10-yards-nonsterile--e4e.jpg
SKU: MKS61292201 | McKesson Montgomery Straps Medi Pak Performance Silk Cloth 7.25 X 11 1/8 Inch | Montgomery Straps Medi-Pak Performance Silk Cloth 7-1/4 X 11-1/8 Inch | montgomery-straps-medi-pak-performance-silk-cloth-725-x-11-1-8-inch-9bd.jpg
SKU: MKS62102201 | McKesson Surgical Tape Medi-Pak Performance Plus Silk Cloth 2 Inch X 10 Yards NonSterile | Surgical Tape Medi-Pak Performance Plus Silk Cloth 2 Inch X 10 Yards NonSterile. | surgical-tape-medi-pak-performance-plus-silk-cloth-2-inch-x-10-yards-nonsterile--e27.jpg
SKU: MKS74052200 | McKesson Surgical Tape McKesson Brand Porous Cloth 1/2 Inch X 10 Yards NonSterile | Surgical Tape McKesson Brand Porous Cloth 1/2 Inch X 10 Yards NonSterile. | surgical-tape-mckesson-brand-porous-cloth-1-2-inch-x-10-yards-nonsterile--476.jpg
SKU: MKS75202200 | McKesson Waterproof Tape Medi-Pak Performance 2 Inch X 10 Yards NonSterile | Waterproof Tape Medi-Pak Performance 2 Inch X 10 Yards NonSterile | waterproof-tape-medi-pak-performance-2-inch-x-10-yards-nonsterile--838.jpg
SKU: MKS75302200 | McKesson Waterproof Tape Medi-Pak Performance 3 Inch X 10 Yards NonSterile | Waterproof Tape Medi-Pak Performance 3 Inch X 10 Yards NonSterile. | waterproof-tape-medi-pak-performance-3-inch-x-10-yards-nonsterile--fcc.jpg
SKU: MKS81102201 | McKesson Surgical Tape Medi Pak Performance Plus Plastic 1 Inch X 10 Yards Non Sterile | Surgical Tape Medi-Pak Performance Plus Plastic 1 Inch X 10 Yards NonSterile | surgical-tape-medi-pak-performance-plus-plastic-1-inch-x-10-yards-non-sterile--bfb.jpg
SKU: MKS81122200 | McKesson Surgical Tape Medi-Pak Performance Plus Plastic 1/2 Inch X 10 Yards NonSterile | Surgical Tape Medi-Pak Performance Plus Plastic 1/2 Inch X 10 Yards NonSterile. | surgical-tape-medi-pak-performance-plus-plastic-1-2-inch-x-10-yards-nonsterile-2fb.jpg
SKU: MKS81122201 | McKesson Surgical Tape Medi-Pak Performance Plus 1/2 Inch X 10 Yards NonSterile | Surgical Tape Medi-Pak Performance Plus Plastic 1/2 Inch X 10 Yards NonSterile. | surgical-tape-medi-pak-performance-plus-1-2-inch-x-10-yards-nonsterile--539.jpg
SKU: MKS82102201 | McKesson Surgical Tape Medi-Pak Performance Plus 2 Inch X 10 Yards NonSterile | Surgical Tape Medi-Pak Performance Plus 2 Inch X 10 Yards NonSterile. | surgical-tape-medi-pak-performance-plus-2-inch-x-10-yards-nonsterile--d9f.jpg
SKU: MKS16032400 | McKesson Lancet McKesson Twist Top Lancet 30 Gauge | Lancet McKesson Twist Top Lancet 30 Gauge. | lancet-mckesson-twist-top-lancet-30-gauge-45d.jpg
SKU: MKS54102400 | McKesson Sterilization Pouch STER-ALL Performance 5.25 X 10 Inch Film - Polypropylene / Polyester Blend and Medical Grade Paper | Sterilization Pouch STER-ALL Performance 5.25 X 10 Inch Film - Polypropylene / Polyester Blend and Medical Grade Paper | sterilization-pouch-ster-all-performance-525-x-10-inch-film-polypropylene-polyester-blend-and-medical-grade-paper-d5a.jpg
SKU: MKS17402700 | McKesson Nicotine Transdermal Patch sunmark 7 mg / 24 HR | Nicotine Transdermal Patch sunmark 7 mg / 24 HR. | nicotine-transdermal-patch-sunmark-7-mg-24-hr-1e7.jpg
SKU: MKS16503001 | McKesson Triangular Bandage Medi-Pak Muslin 40 X 40 X 56 Inch | Triangular Bandage Medi-Pak Muslin 40 X 40 X 56 Inch, A basic first aid item which can be used as both a bandage and a sling. | triangular-bandage-medi-pak-muslin-40-x-40-x-56-inch-21a.jpg
SKU: BMUD740020 | Bard Medical Adhesive & Barrier Film Remover Indiv. Wipes | Protective Barrier Film provides clear, dry barriers that are impervious to most liquids, enzymatic drainage and irritation associated with adhesives. Bard. Protective Barrier Film Remover effectively removes barrier films and adhesives in a convenient disposable wipe. | adhesive-barrier-film-remover-indiv-wipes-b71.jpg
SKU: CNVT1876-58 | ConvaTec Duoderm Cgf Control Gel Formul Dressing, Sterile , 4" X 4" | Duoderm Cgf Control Gel Formul Dressing, Sterile , 4" X 4". | duoderm-cgf-control-gel-formul-dressing-sterile-4-x-4-66c.jpg
SKU: CNVT1876-61 | ConvaTec Duoderm Cgf Control Gel Formula Dressing, Sterile, 6" X 6" | Duoderm Cgf Control Gel Formula Dressing, Sterile, 6" X 6". | duoderm-cgf-control-gel-formula-dressing-sterile-6-x-6-3e4.jpg
SKU: CNVT1879-55 | ConvaTec Duoderm Cgf Extra Thin Dressing, Sterile, 4" X 4" | Duoderm Cgf Extra Thin Dressing, Sterile, 4" X 4" | duoderm-cgf-extra-thin-dressing-sterile-4-x-4-5e7.jpg
SKU: CNVT3252-08 | ConvaTec Aloe Vesta 3-N-1 Cleansing Foam, 8 oz | Aloe Vesta 3-N-1 Cleansing Foam, 8 oz. | aloe-vesta-3-n-1-cleansing-foam-8-oz-60f.jpg
SKU: CNVT4037-65 | ConvaTec Aqua Cell Ag Surgical Cover Dressing, 4" X 4.7" | Aqua Cell Ag Surgical Cover Dressing, 4" X 4.7". | aqua-cell-ag-surgical-cover-dressing-4-x-47-e24.jpg
SKU: CNVT4037-71 | ConvaTec Aquacel Ag Surgical Cover Dressing 3/4" X 18" | Aquacel Ag Surgical Cover Dressing , 3/4" X 18" | aquacel-ag-surgical-cover-dressing-3-4-x-18-62a.jpg
SKU: ISG208244 | Invacare Invacare Sterile Gauze Sponge 12 Ply 4" x 4" | 100% cotton gauze woven sponges provide maximum absorbency while protecting wounds. | invacare-sterile-gauze-sponge-12-ply-4-x-4-98e.jpg
SKU: ISG208844 | Invacare Sterile Gauze Sponge, 8-Ply, 4" x 4" | 100% cotton gauze woven sponges provide maximum absorbency while protecting wounds. Apply in layers for heavily exudating wounds. Available in 8-ply or 12-ply. 2 per pack. Sterile | sterile-gauze-sponge-8-ply-4-x-4-cba.jpg
SKU: ISG208022 | Invacare Soft Sponge, Fenestrated, 6-Ply, 2" x 2" | 100% viscose, non-woven, rayon sponge. Effective in reduction of fluid pooling to establish a drier wound site. Pre-cut, U-shaped fenestration fits around most drains, catheters and tubes. Excellent absorbency, fast wicking and low linting. 2 per pack. Sterile. | soft-sponge-fenestrated-6-ply-2-x-2-67b.jpg
SKU: ISG209644 | Invacare Soft Sponge, Sterile, 6-Ply, 4" x 4" | Rayon, non-woven sponge establishes a drier wound site by reducing pooling of fluids. Excellent absorbency and fast wicking with minimal sticking and reduced linting. 2 per pack. Sterile. | soft-sponge-sterile-6-ply-4-x-4-828.jpg
SKU: HYTS120BLF | Hy-Tape International Megazinc Pink Adhesive Tape 2" x 5 yd | Flexible, waterproof and washable, Megazinc Pink Adhesive tape offers a serrated edge for easy tearing. | megazinc-pink-adhesive-tape-2-x-5-yd-2b5.jpg
SKU: MOLY295200 | Molnlycke Health Care US Mepilex Border 3" x 3" | A self-adherent, bordered foam dressing featuring Safetac soft silicone technology. Absorbs exudate effectively and minimizes the risk of periwound skin maceration and erosion. The film backing is moisture vapor permeable, waterproof and provides a bacterial barrier. | mepilex-border-3-x-3-661.jpg
SKU: ISG20D038 | Invacare Invacare Oil Emulsion Dressing, 3" x 8" | Nonadhesive petrolatum dressing. Knitted mesh fabric is impregnated with a blend of mineral oil and USP white petrolatum. Primary choice for virtually any draining wounds: skin ulcers, burns, delicate plastic surgery, ER abrasions and lacerations, infected areas, suture lines, episiotomies and circumcisions. Allows free drainage of exudate away from the wound. Convenient peel-open, tamper-proof package. Similar to ADAPTIC Dressing. Sterile. | invacare-oil-emulsion-dressing-3-x-8-c18.jpg
SKU: MOLY295300 | Molnlycke Health Care US Mepilex Border, 4" x 4" | A self-adherent, bordered foam dressing featuring Safetac soft silicone technology. Absorbs exudate effectively and minimizes the risk of periwound skin maceration and erosion. The film backing is moisture vapor permeable, waterproof and provides a bacterial barrier. | mepilex-border-4-x-4-d89.jpg
SKU: ISG20D059 | Health Care Wholesalers Xeroform Gauze Dressing, 5" x 9" | Nonadherent petrolatum blend with 3% Bismuth Tribromophenate on fine mesh gauze. Indicated for use on open wounds, burns, donor sites, cancer resections, wounds and abrasions, surgical incisions, urological and proctological procedures. Conforms and clings to body contours. Convenient peel-open, tamper-proof package. Sterile. | xeroform-gauze-dressing-5-x-9-b51.jpg
SKU: MOLY295400 | Molnlycke Health Care US Mepilex Border, 6" x 6" | A self-adherent, bordered foam dressing featuring Safetac soft silicone technology. Absorbs exudate effectively and minimizes the risk of periwound skin maceration and erosion. The film backing is moisture vapor permeable, waterproof and provides a bacterial barrier. | mepilex-border-6-x-6-220.jpg
SKU: CNVT187955 | ConvaTec Duoderm Extra Thin Cgf Dressing, 4" x 4" Square | Thin, flexible, conformable, and moisture-resistant dressing recommended for use on skin tears, superficial wounds, dry- to lightly-exuding dermal ulcers, and post-op wounds. Sterile. | duoderm-extra-thin-cgf-dressing-4-x-4-square-252.jpg
SKU: ISG209044 | Health Care Wholesalers New Sponge Non-Sterile 4" x 4", Type: 4-Ply | Made With A Blend Of Rayon And Polyester, Nonwoven Sponges Protect And Cushion Wounds And Reduce Snagging On Sutures. Quickly And Efficiently Remove Fluids With A Higher Absorption Capacity Than Gauze. Superior Wound Release Ability. | new-sponge-non-sterile-4-x-4-type-4-ply-d44.jpg
SKU: HOLS529968 | Hollister Restore Silver Calcium Alginate Dressing, 4" x 4 3/4" | Releases silver ions in the presence of wound exudate, a highly effective antimicrobial agent against a broad spectrum of microorganisms. Indicated for moderate- to heavily-exuding, partialâ€“ to full-thickness wounds. High level of absorption assists in maintaining a moist environment conducive to wound healing with fewer dressing changes. Allows intact removal when changed. Contains silver sodium hydrogen zirconium phosphate. Sterile. | restore-silver-calcium-alginate-dressing-4-x-4-3-4-aa3.jpg
SKU: FMC5044 | Ferris Mfg. Corp PolyMem QuadraFoam Wound Dressings, Non-Adhesive Pad, 4" x 4" | PolyMem belongs to the innovative class of adaptable wound care dressings called QuadraFoam . No other dressing combines these four key wound healing capabilities: cleanse, fill, absorb and moisten, into one formulation. PolyMem can be effectively used on most common wound types. Available in several styles to meet individual wound needs: Film Adhesive, Cloth Adhesive, and Non-Adhesive pads. | polymem-quadrafoam-wound-dressings-non-adhesive-pad-4-x-4--4c5.jpg
SKU: ISG206454 | Invacare Gauze Fluff Roll 4 1/2" x 4.1 yd 6 ply | 100% cotton gauze fluff roll. Sterile | gauze-fluff-roll-4-1-2-x-41-yd-6-ply-0f5.jpg
SKU: CNVT324709 | ConvaTec Aloe Vesta Perineal Skin Cleanser, 8 fl oz Spray Bottle | Mild, non-drying skin cleanser with aloe vera gel for perineal cleansing. Deodorizing, ready-to-use, no-rinse formula soothes and moisturizes irritated skin. Dispensed as a liquid spray, it is more convenient than soap and water cleansing from a basin. Alcohol-free and pH balanced. Clean lemon scent | aloe-vesta-perineal-skin-cleanser-8-fl-oz-spray-bottle-825.jpg
SKU: 3M15301 | 3M Health Care Micropore Tape, 1" x 10 yd, White | Paper tape is gentle to the skin, porous, and highly breathable to maintain skin integrity. Use to secure small to medium dressings, especially on damp skin, or to secure lightweight tubing and ostomy pouches. Ideal for taping fragile, at-risk skin. Hypoallergenic and latex-free. | micropore-tape-1-x-10-yd-white-ce2.jpg
SKU: 3M15302 | 3M Health Care Micropore Tape, 2" x 10 yd, White | Paper tape is gentle to the skin, porous, and highly breathable to maintain skin integrity. Use to secure small to medium dressings, especially on damp skin, or to secure lightweight tubing and ostomy pouches. Ideal for taping fragile, at-risk skin. Hypoallergenic and latex-free. | micropore-tape-2-x-10-yd-white-b4c.jpg
SKU: 3M15303 | 3M Health Care Micropore Tape, 3" x 10 yd, White | Paper tape is gentle to the skin, porous, and highly breathable to maintain skin integrity. Use to secure small to medium dressings, especially on damp skin, or to secure lightweight tubing and ostomy pouches. Ideal for taping fragile, at-risk skin. Hypoallergenic and latex-free. | micropore-tape-3-x-10-yd-white-fc9.jpg
SKU: 3M15381 | 3M Health Care Durapore Surgical Tape, 1" x 10 yd | "Silk-like" cloth tape with strong adhesion works well for many different applications, such as securing bulky dressings, heavier tubing, and small splints. Convenient bi-directional tear makes it easy and quick to use without scissors. Conformable cloth tape adheres well to dry skin, but is water-resistant also. | durapore-surgical-tape-1-x-10-yd-bb8.jpg
SKU: 3M15271 | 3M Health Care Transpore Tape, 1" x 10 yd | Transparent, water-resistant, perforated plastic tape with easy, bi-directional tear, even when wearing gloves. For securing tubing, dressings and devices. Hypoallergenic and Latex-free. | transpore-tape-1-x-10-yd-864.jpg
SKU: CVN441407 | Covidien Dermacea Non-Woven Sponges, Drain Sponge, 4" x 4" | The Dermacea Drain Sponge is made of a synthetic blend of rayon and polyester that helps provide fast wicking action and superior absorbency. The unique pre-cut T-slit conforms snugly around drains, catheters, chest tubes, IVs and tracheotomies. 6-Ply. Sterile. 2 per pack. | dermacea-non-woven-sponges-drain-sponge-4-x-4-478.jpg
SKU: RLMZG100P | ReliaMed Plain Packing Strip, 1" x 5 yds., Sterile and Latex Free | Can be used dry to absorb drainage in exuding wounds, or soaked with a medication of choice. secondary dressing is required to hold strips in place and protect wounds from outside contaminants. latex-free. each bottle has a special patent-pending strip. | plain-packing-strip-1-x-5-yds-sterile-and-latex-free-79c.jpg
SKU: RLMZG2206S | ReliaMed Tracheostomy Drainage Sponges, 2" x 2", Sterile 2's | ReliaMed Tracheostomy Drainage Sponges. Ideal for dressing around tracheostomy tube, or any type of tube on the body. Sterile 2's, 2" x2", 35/Box. | tracheostomy-drainage-sponges-2-x-2-sterile-2s-832.jpg
SKU: RLMZG4412NS | ReliaMed Gauze Dressing/Sponge, Non-sterile, 4" x 4", 12 Ply | ReliaMed Gauze Dressing/Sponge, Non-sterile, 4" x 4", 12 Ply. | gauze-dressing-sponge-non-sterile-4-x-4-12-ply-286.jpg
SKU: RLMZGEB03 | ReliaMed Easy Wrap Elastic Bandage with Velcro Closure, 3" x 4 yds. | All-cotton elastic bandage with Velcro closure. Bandage wraps easily and securely. Ideal for firm support and compression. Retains elasticity after repeated use and washings. 3" x 4 yds. (stretched). Contains latex. Sold by the roll. | easy-wrap-elastic-bandage-with-velcro-closure-3-x-4-yds-feb.jpg
SKU: RLMZGEB04 | ReliaMed Easy Wrap Elastic Bandage with Velcro Closure, 4" x 4 yds | All-cotton elastic bandage with Velcro closure. Bandage wraps easily and securely. Ideal for firm support and compression. Retains elasticity after repeated use and washings. 4" x 4 yds. (stretched). Latex free. Sold by the roll. | easy-wrap-elastic-bandage-with-velcro-closure-4-x-4-yds-798.jpg
SKU: RLMZG2204S | ReliaMed Non-Woven Gauze Sponges, 2" x 2", Sterile 2's, 4-Ply | ReliaMed Non-Woven Gauze Sponges. Excellent for debriding, covering and packing wounds, 2" x 2", Sterile 2's, 4-Ply. | non-woven-gauze-sponges-2-x-2-sterile-2s-4-ply-11b.jpg
SKU: RLMZG341RNS | ReliaMed Bandage Roll 3" x 4.1 yds., Non-Sterile, 6-Ply | ReliaMed Bandage Roll. Can be used as a primary or secondary dressing. Excellent absorbency; ideal for bandaging difficult to dress wounds such as burns. Non-sterile 3" X 4.1 Yds., 6-Ply, Each. | bandage-roll-3-x-41-yds-non-sterile-6-ply-4d9.jpg
SKU: RLMZG4541SC | ReliaMed Bandage Rolls 4-1/2" x 4.1 yds., 6-Ply, Sterile | ReliaMed Bandage Rolls. Ideal as primary or secondary dressing. Excellent absorbency for bandaging difficult-to-dress wounds such as burns. Sterile, 4-1/2" x 4.1 yds. 6-Ply. | bandage-rolls-4-1-2-x-41-yds-6-ply-sterile-f72.jpg
SKU: RLMZRLJ4OZA | ReliaMed Lubricating Jelly 4 Oz. Flip-Top Tube Sterile Chg-Free | ReliaMed Lubricating Jelly, 4 oz. Flip-Top Tube, Sterile, Water Soluble, Nongreasy, Chlorhexadine Gluconate-Free. | lubricating-jelly-4-oz-flip-top-tube-sterile-chg-free-abb.jpg
SKU: RLMZRLJ5G | ReliaMed Lubricating Jelly 5 G Foil Packets Sterile CHG-Free | ReliaMed Lubricating Jelly, 5 G Foil Packets, Sterile, Water Soluble, Nongreasy, Chlorhexadine Gluconate-Free, 72 per Box. | lubricating-jelly-5-g-foil-packets-sterile-chg-free-df5.jpg
SKU: RLMEV49760000 | ReliaMed Hartmann-conco Inc Collasorb Collagen Dressing 4" x 4", Sterile, Latex-free | Hartmann Collasorb sterile collagen wound dressing is ideal for managing acute and chronic wounds with light to heavy drainage, it improves binding of matrix metalloproteases and creates and maintains a moist wound environment, this dressing promotes optimal healing and extracellular matrix formation and remains in direct contact with wound bed when totally saturated. | hartmann-conco-inc-collasorb-collagen-dressing-4-x-4-sterile-latex-free-69f.jpg
SKU: RLMKK77043 | ReliaMed Derma Science Products Shur-Conform Oil Emulsion impregnated dressing 3" x 16", Sterile, Non-adherent | Oil Emulsion impregnated dressings are designed to provide non-adherent packing for wounds, providing a moist environment conducive to wound healing. They are made of a knitted cellulose acetate fabric coated with a formulated petrolatum emulsion. The knitted fabric allows wound fluid to move through the dressing and into a secondary absorbent dressing. Being non-adherent, removal of these dressings causes minimal trauma to the wound bed and patient. Used for the management of skin grafts, surgical sites, abrasions, lacerations, dermal ulcers, and cosmetic surgery sites. Latex-free. | derma-science-products-shur-conform-oil-emulsion-impregnated-dressing-3-x-16-sterile-non-adherent-910.jpg
SKU: RLMXCTWBC1016 | ReliaMed ColActive Collagen Dressing 2" x 2", Latex-Free, Sterile | ColActive Collagen Dressing 2" x 2", Latex-Free, Sterile | colactive-collagen-dressing-2-x-2-latex-free-sterile-1de.jpg
SKU: RLMXCTWBC1018 | ReliaMed ColActive Collagen Dressing 4" x 4", Latex-Free, Sterile | ColActive Collagen Dressing 4" x 4", Latex-Free, Sterile | colactive-collagen-dressing-4-x-4-latex-free-sterile-1bd.jpg
SKU: RLMXCTWBC1033 | ReliaMed ColActive Silver Collagen Dressing 2" x 2", Latex-Free, Sterile | ColActive Silver Collagen Dressing 2" x 2", Latex-Free, Sterile | colactive-silver-collagen-dressing-2-x-2-latex-free-sterile-002.jpg
SKU: RLMZCA12R | ReliaMed Alginate/CMC Dressings, 12" Ropes, Sterile | ReliaMed Alginate/CMC Dressings, 12" Ropes. Soft and comfortable to wear. Highly absorbent; fluid wicks vertically into the dressing, minimizing the possibility of periwound skin maceration. Longer wearing times allow patients to resume their normal activities. Blend of calcium alginate and CMC (carboxymethyl cellulose) provides excellent gelling and wet strength for one-piece nontraumatic removal. Sterile. | alginate-cmc-dressings-12-ropes-sterile-94e.jpg
SKU: RLMZCA44 | ReliaMed Alginate/CMC Dressings, 4" x 4" Pads, Sterile | ReliaMed Alginate/CMC Dressings, 4" x 4" Pads. Soft and comfortable to wear. Highly absorbent; fluid wicks vertically into the dressing, minimizing the possibility of periwound skin maceration. Longer wearing times allow patients to resume their normal activities. Blend of calcium alginate and CMC (carboxymethyl cellulose) provides excellent gelling and wet strength for one-piece nontraumatic removal. Sterile. | alginate-cmc-dressings-4-x-4-pads-sterile-393.jpg
SKU: RLMZCA66 | ReliaMed Alginate/CMC Dressings, 6" x 6" Pads, Sterile | ReliaMed Alginate/CMC Dressings, 6" x 6" Pads. Soft and comfortable to wear. Highly absorbent; fluid wicks vertically into the dressing, minimizing the possibility of periwound skin maceration. Longer wearing times allow patients to resume their normal activities. Blend of calcium alginate and CMC (carboxymethyl cellulose) provides excellent gelling and wet strength for one-piece nontraumatic removal. Sterile, 6" x 6". | alginate-cmc-dressings-6-x-6-pads-sterile-abd.jpg
SKU: RLMZDF44 | ReliaMed Foam Dressing with Film Backing, Sterile, 4" x 4" | ReliaMed Foam Dressing with Film Backing. Highly absorbent and conformable hydrocellular foam dressings are ideal for moderately to heavily exuding wounds. Extra-soft, small pore foam minimizes lateral wicking of wound exudate. Nonadherent. Sterile, 4" x 4". | foam-dressing-with-film-backing-sterile-4-x-4-074.jpg
SKU: RLMZDF66B | ReliaMed Foam Dressing with Adhesive Border and Film Backing, 6" x 6" | Foam Dressing with Adhesive Border and Film Backing 6" x 6" , Sterile, Latex-Free, Non-Adherent, Finished selvage edges. | foam-dressing-with-adhesive-border-and-film-backing-6-x-6-360.jpg
SKU: RLMZDHC44B | ReliaMed Hydrocolloid Dressing with Film Back and Beveled Edge, Sterile, 4" x 4" | ReliaMed Hydrocolloid Dressing with Film Back and Beveled Edge. State-of-the-art hydrocolloid formulation effectively absorbs wound exudate; resulting in cleaner, less painful and easier-to-care-for wounds. Uniquely smooth, low-friction film backing reduces shear forces that can contribute to skin tearing. Beveled edges to minimize edge lift. Made in the USA. Sterile, 4" x 4". | hydrocolloid-dressing-with-film-back-and-beveled-edge-sterile-4-x-4-78c.jpg
SKU: RLMZDHC44T | ReliaMed Thin Hydrocolloid Dressing with Film Back, Sterile, 4" x 4" | ReliaMed Thin Hydrocolloid Dressing with Film Back. State-of-the-art hydrocolloid formulation effectively absorbs wound exudate; resulting in cleaner, less painful and easier-to-care-for wounds. Uniquely smooth, low-friction film backing reduces shear forces that can contribute to skin tearing. Made in the USA. Sterile, 4" x 4". | thin-hydrocolloid-dressing-with-film-back-sterile-4-x-4-221.jpg
SKU: RLMZDHC66B | ReliaMed Hydrocolloid Dressing with Film Back and Beveled Edge, Sterile, 6" x 6" | ReliaMed Hydrocolloid Dressing with Film Back and Beveled Edge. State-of-the-art hydrocolloid formulation effectively absorbs wound exudate; resulting in cleaner, less painful and easier-to-care-for wounds. Uniquely smooth, low-friction film backing reduces shear forces that can contribute to skin tearing. Beveled edges to minimize edge lift. Made in the USA. Sterile, 6" x 6". | hydrocolloid-dressing-with-film-back-and-beveled-edge-sterile-6-x-6-d2d.jpg
SKU: RLMZDHC67SB | ReliaMed Hydrocolloid Sacral Dressing with Film Back and Beveled Edge, Sterile, 6" x 7" | ReliaMed Hydrocolloid Sacral Dressing with Film Back and Beveled Edge. State-of-the-art hydrocolloid formulation effectively absorbs wound exudate; resulting in cleaner, less painful and easier-to-care-for wounds. Uniquely smooth, low-friction film backing reduces shear forces that can contribute to skin tearing. Beveled edges to minimize edge lift. Made in the USA. Sterile, Sacral design, 6" x 7". | hydrocolloid-sacral-dressing-with-film-back-and-beveled-edge-sterile-6-x-7-021.jpg
SKU: RLMZDTF238234D | ReliaMed Transparent Thin Film I.V. Site Dressing, Sterile, 2-3/8" x 2-3/4" | ReliaMed Transparent Thin Film I.V. Site Dressing. Provides an occlusive barrier to moisture and bacteria. Allows for easy, one-handed application. Features a high moisture vapor transmission rate and a smooth finish to reduce shear friction to surrounding skin. Ideal for IV catheterization fixation. Sterile, 2-3/8" x 2-3/4". | transparent-thin-film-iv-site-dressing-sterile-2-3-8-x-2-3-4-43a.jpg
SKU: RLMZDTF4434 | ReliaMed Transparent Thin Film I.V. Site Dressing | ReliaMed Transparent Thin Film I.V. Site Dressing, Provides an occlusive barrier to moisture and bacteria. | transparent-thin-film-iv-site-dressing-d37.jpg
SKU: RLMZGIP39 | ReliaMed Impregnated Non-Adherent Petroleum Gauze 3" x 9", Sterile | ReliaMed Impregnated Non-Adherent Petroleum Gauze. White petrolatum properties minimize trauma to the wound. Ideal for Stages II - IV chronic wounds, tunneling wounds and noninfected wounds. Sterile, 3" x 9". | impregnated-non-adherent-petroleum-gauze-3-x-9-sterile-473.jpg
SKU: RLMZGIP636 | ReliaMed Impregnated Non-Adherent Petroleum Gauze 6" x 36", Sterile | ReliaMed Impregnated Non-Adherent Petroleum Gauze. White petrolatum properties minimize trauma to the wound. Ideal for Stages II - IV chronic wounds, tunneling wounds and noninfected wounds. Sterile, 6" x 36". | impregnated-non-adherent-petroleum-gauze-6-x-36-sterile-961.jpg
SKU: RLMZGOE38 | ReliaMed Oil Emulsion Dressing 3" x 8", Sterile | ReliaMed Oil Emulsion Dressing. Knitted cellulose acetate fabric coated with a formulated petrolatum emulsion provides non-adherent packing for wounds. Used for management of skin grafts, surgical sites, abrasions, lacerations and decubitus ulcers. Sterile, 3" x 8". | oil-emulsion-dressing-3-x-8-sterile-1d9.jpg
SKU: RLMZRAB78S | ReliaMed Adhesive Bandage 7/8" Spot Sheer Plastic Sterile | ReliaMed Adhesive Bandage. Sheer, soft, flexible plastic that blends evenly with many skin tones. Features a non-stock pad for comfort and absorption. Sterile, 7/8" Spot. | adhesive-bandage-7-8-spot-sheer-plastic-sterile-eaa.jpg
SKU: RLMZRCTA1S | ReliaMed Sterile Cotton Tip Applicator, 6" smooth, sturdy wooden handle | ReliaMed Sterile Cotton Tip Applicator, 6" smooth, sturdy, wooden handle. 100% cotton, soft absorbent tip. 1/pack, sold by box of 100. Can be used for wound treatment or to apply medication. | sterile-cotton-tip-applicator-6-smooth-sturdy-wooden-handle-ee9.jpg
SKU: RLMZSCA12R | ReliaMed Silver Alginate/CMC Dressings, 12" Ribbons, Sterile | ReliaMed Silver Alginate/CMC Dressings, 12" Ribbons. Controlled silver ion release provides a broad spectrum of antimicrobial protection for up to fourteen days. Absorbency and wet strength are key performance indicators. Blend of calcium alginate and carboxymethyl cellulose (CMC) provides excellent gelling and wet strength for one-piece, nontraumatic removal. Sterile. | silver-alginate-cmc-dressings-12-ribbons-sterile-7fa.jpg
SKU: RLMZSCA22 | ReliaMed Silver Alginate/CMC Dressings, 2" x 2" Pads, Sterile | ReliaMed Silver Alginate/CMC Dressings, 2" x 2" Pads. Controlled silver ion release provides a broad spectrum of antimicrobial protection for up to fourteen days. Absorbency and wet strength are key performance indicators. Blend of calcium alginate and carboxymethyl cellulose (CMC) provides excellent gelling and wet strength for one-piece, nontraumatic removal. Sterile, 2" x 2". | silver-alginate-cmc-dressings-2-x-2-pads-sterile-cce.jpg
SKU: RLMZSCA4475 | ReliaMed Silver Alginate/CMC Dressings, 4" x 4 3/4" Pads, Sterile | ReliaMed Silver Alginate/CMC Dressings, 4" x 4 3/4" Pads. Controlled silver ion release provides a broad spectrum of antimicrobial protection for up to fourteen days. Absorbency and wet strength are key performance indicators. Blend of calcium alginate and carboxymethyl cellulose (CMC) provides excellent gelling and wet strength for one-piece, nontraumatic removal. Sterile, 4" x 4 3/4". | silver-alginate-cmc-dressings-4-x-4-3-4-pads-sterile-9c0.jpg
SKU: RLMZSCA66 | ReliaMed Silver Alginate/CMC Dressings, 6" x 6" Pads, Sterile | ReliaMed Silver Alginate/CMC Dressings,, 6" x 6" Pads. Controlled silver ion release provides a broad spectrum of antimicrobial protection for up to fourteen days. Absorbency and wet strength are key performance indicators. Blend of calcium alginate and carboxymethyl cellulose (CMC) provides excellent gelling and wet strength for one-piece, nontraumatic removal. Sterile, 6" x 6". | silver-alginate-cmc-dressings-6-x-6-pads-sterile-8eb.jpg
SKU: RLMZTSC08 | ReliaMed Soft Cloth Surgical Tape, Roll, 8" X 10 yds. | ReliaMed 8" X 10 yds. Soft Cloth Surgical Tape. Perforated every 2 inches for easy tearing. Soft, nonwoven polyester offers excellent adhesion for securing wound dressings, tubing and catheters. conformable tape is easy to apply and remove. gentle to the skin to reduce risk of irritation. Perforated every 2 inches for easy tearing. Water resistant. | soft-cloth-surgical-tape-roll-8-x-10-yds-aad.jpg
SKU: RLMKZ05185 | ReliaMed ZinO Zinc Oxide Tape, 1/2" x 5 yds. | ZinO zinc oxide tape, 1/4" x 5 yards. Waterproof, flexible, latex-free. | zino-zinc-oxide-tape-1-2-x-5-yds-1ea.jpg
SKU: RLMKZ07125 | ReliaMed ZinO Zinc Oxide Tape, 3/4" x 5 yds. | ZinO zinc oxide tape, 3/4" x 5 yards. Waterproof, flexible, latex-free. | zino-zinc-oxide-tape-3-4-x-5-yds-2a5.jpg
SKU: RLMKZ10125 | ReliaMed ZinO Zinc Oxide Tape, 1" x 5 yds. | ZinO zinc oxide tape, 1" x 5 yards. Waterproof, flexible, latex-free. | zino-zinc-oxide-tape-1-x-5-yds-e01.jpg
SKU: RLMKZ20066 | ReliaMed ZinO Zinc Oxide Tape, 2" x 5 yds. | ZinO zinc oxide tape, 2" x 5 yards. Waterproof, flexible, latex-free. | zino-zinc-oxide-tape-2-x-5-yds-34a.jpg
SKU: RLMKZ30015 | ReliaMed ZinO Zinc Oxide Tape, 3" x 5 yds. | ZinO zinc oxide tape, 3" x 5 yards. Waterproof, flexible, latex-free. | zino-zinc-oxide-tape-3-x-5-yds-58c.jpg
SKU: RLMKZ40015 | ReliaMed ZinO Zinc Oxide Tape, 4" x 5 yds. | ZinO zinc oxide tape, 4" x 5 yards. Waterproof, flexible, latex-free. | zino-zinc-oxide-tape-4-x-5-yds-db2.jpg
SKU: MLTX27-3020 | Miltex Engel Plaster Cast Saw 5-7/8" | Cast Saw, 5-7/8" (149mm) | engel-plaster-cast-saw-5-7-8quot-ea1.jpg
SKU: DMSGL232 | Derma Sciences Surgitube And Surgigrip Tubular Gauze Applicators 2M | Used with certain styles of Surgitube Tubular Gauze so primary bandage is not dislodged. | surgitube-and-surgigrip-tubular-gauze-applicators-2m-687.jpg
SKU: DMSCS50 | Derma Sciences Cath Strip | Cath-Strip is a latex free, multi-use, reclosable catheter fastener. The exclusive material features flexibility and dynamic adherence which provide excellent tape-to-skin adhesion while minimizing the tension that may result in irritation, blistering, or skin shear. | cath-strip-b6d.jpg
SKU: DKL4067 | Dukal Transparent Semi Permeable Dressings 2 3/8 x 2 3/4 | With an easy two step application, this is an excellent dressing for IV sites, minor burns, and wounds. They keep contamination out and promote healing while allowing for moisture vapor transfer | transparent-semi-permeable-dressings-2-3-8-x-2-3-4-aef.jpg
SKU: DKL61401-P | Dukal Peanut Sponge C-5 Holder Sterile 5s | - | peanut-sponge-c-5-holder-sterile-5s-bf2.jpg
SKU: DKL66407 | Dukal Prep Sponges, Non-Sterile, 1 1/2â€ | - | prep-sponges-non-sterile-1-1-2-2bb.jpg
SKU: DKL66406 | Dukal Prep Sponges, Non-Sterile, 1 1/4â€ | - | prep-sponges-non-sterile-1-1-4-a8c.jpg
SKU: DKL75406 | Dukal Round Stick Sponges, Non-Sterile, X-Ray, Cotton Fill, 1 1/2" | - | round-stick-sponges-non-sterile-x-ray-cotton-fill-1-1-2-ac6.jpg
SKU: DKL75426 | Dukal Round Stick Sponges, Sterile, X-Ray, Cotton Fill 10's, 1 1/2" | - | round-stick-sponges-sterile-x-ray-cotton-fill-10s-1-1-2-e96.jpg
SKU: DKL75405 | Dukal Roundstick Sponge Cotton Filled X-Ray Detectable Large 1" Non-Sterile | 100% cotton woven gauze and are designed to be of the highest quality for use in the O.R. | roundstick-sponge-cotton-filled-x-ray-detectable-large-1quot-non-sterile-84c.jpg
SKU: DKL9903 | Dukal Section Sponge, Non-Sterile, 1" x 100 yds, 4-ply | DUKAL Section Sponges are 100% Cotton Woven gauze that are x-ray detectable and designed to be of the hightest quality for use in the OR. | section-sponge-non-sterile-1-x-100-yds-4-ply-86c.jpg
SKU: DKL9902X | Dukal Section Sponge, Non-Sterile, X-Ray, 1/2" x 100 yds, 4-ply | DUKAL Section Sponges are 100% Cotton Woven gauze that are x-ray detectable and designed to be of the hightest quality for use in the OR. | section-sponge-non-sterile-x-ray-1-2-x-100-yds-4-ply-494.jpg
SKU: DKL9170 | Dukal Section Sponges, Burn Gauze Pad, Sterile, 18" x 18", 10-ply | DUKAL Section Sponges are 100% Cotton Woven gauze that are x-ray detectable and designed to be of the hightest quality for use in the OR. | section-sponges-burn-gauze-pad-sterile-18-x-18-10-ply-626.jpg
SKU: DKL1339S | Dukal Section Sponge Sterile X-Ray 2" x 36" 4-ply Vaginal Packing | DUKAL Section Sponges are 100% Cotton Woven gauze that are x-ray detectable and designed to be of the hightest quality for use in the OR. | section-sponge-sterile-x-ray-2-x-36-4-ply-vaginal-packing-088.jpg
SKU: DKL1336X | Dukal Section Sponge, Non-Sterile, X-Ray, 4" x 36", 8-ply Vaginal Packing | DUKAL Section Sponges are 100% Cotton Woven gauze that are x-ray detectable and designed to be of the hightest quality for use in the OR. | section-sponge-non-sterile-x-ray-4-x-36-8-ply-vaginal-packing-ba6.jpg
SKU: DKL74437 | Dukal Double Strung Tonsil Sponge, 15" Blue Thread, Sterile 5s, Large, 1" | Designed for high absorption. The 100% cotton woven gauze are double strung for easy retrieval and are X-ray detectable to ensure visibility. Packaging ensures count accuracy. | double-strung-tonsil-sponge-15-blue-thread-sterile-5s-large-1-58f.jpg
SKU: DKL74436 | Dukal Double Strung Tonsil Sponge, 15" Blue Thread, Sterile 5s, Medium, 7/8" | Designed for high absorption. The 100% cotton woven gauze are double strung for easy retrieval and are X-ray detectable to ensure visibility. Packaging ensures count accuracy. | double-strung-tonsil-sponge-15-blue-thread-sterile-5s-medium-7-8-9a6.jpg
SKU: DKLT110 | Dukal Transparent Tape 1â€ x 10 yds | The DUKAL Premium Transparent Tape is a high quality clear tape this is perforated to be easily ripped bi-directionally and porous to be breathable Excellent for IV sites Dressings And tubing retention It conforms and stretches to the body to accommodate movement and makes monitoring of the dressing easier These tapes are hypoallergenic and latex free | transparent-tape-1-x-10-yds-448.jpg
SKU: DKLT50 | Dukal Transparent Tape 1/2â€ x 10 yds | The DUKAL Premium Transparent Tape is a high quality clear tape this is perforated to be easily ripped bi-directionally and porous to be breathable Excellent for IV sites Dressings And tubing retention It conforms and stretches to the body to accommodate movement and makes monitoring of the dressing easier These tapes are hypoallergenic and latex free | transparent-tape-1-2-x-10-yds-a2a.jpg
SKU: DKLT210 | Dukal Transparent Tape 2â€ x 10 yds | The DUKAL Premium Transparent Tape is a high quality clear tape this is perforated to be easily ripped bi-directionally and porous to be breathable Excellent for IV sites Dressings And tubing retention It conforms and stretches to the body to accommodate movement and makes monitoring of the dressing easier These tapes are hypoallergenic and latex free | transparent-tape-2-x-10-yds-a05.jpg
SKU: DKLT310 | Dukal Transparent Tape 3â€ x 10 yds | The DUKAL Premium Transparent Tape is a high quality clear tape this is perforated to be easily ripped bi-directionally and porous to be breathable Excellent for IV sites Dressings And tubing retention It conforms and stretches to the body to accommodate movement and makes monitoring of the dressing easier These tapes are hypoallergenic and latex free | transparent-tape-3-x-10-yds-e6d.jpg
SKU: DKLAT2323 | Dukal Waterproof Tape | The DUKAL Waterproof tape is conveniently offered in plastic spools and shells and it can be cleaned by soap and water. It is ideal for conventional strapping, physical therapy, dressing adhesion, and for the EMS market. | waterproof-tape--244.jpg
SKU: DKLAT2316 | Dukal Waterproof Tape 1/2â€ x 5yds | The DUKAL Waterproof tape is conveniently offered in plastic spools and shells and it can be cleaned by soap and water. It is ideal for conventional strapping, physical therapy, dressing adhesion, and for the EMS market. | waterproof-tape-1-2-x-5yds-7b7.jpg
SKU: DKL512LF | Dukal Premium Elastic Bandages Non Sterile Latex Free 2â€ x 5yds | Provides consistent support and are a good product to use when even compression is needed. All rolls are individually wrapped for clean storage. | premium-elastic-bandages-non-sterile-latex-free-2-x-5yds-7d2.jpg
SKU: DKL502LF | Dukal Elastic Bandage, 2", Latex Free (LF),2â€ x 4.5yds | Provides consistent support and are a good product to use when even compression is needed. All rolls are individually wrapped for clean storage. | elastic-bandage-2-latex-free-lf2-x-45yds-677.jpg
SKU: DKL513LF | Dukal Premium Elastic Bandages, Non-Sterile - Latex Free, 3â€ x 5yds | Provides consistent support and are a good product to use when even compression is needed. All rolls are individually wrapped for clean storage. | premium-elastic-bandages-non-sterile-latex-free-3-x-5yds-1ed.jpg
SKU: DKL503LF | Dukal Elastic Bandage, Non-Sterile - Latex Free, 3â€ x 4.5yds | Provides consistent support and are a good product to use when even compression is needed. All rolls are individually wrapped for clean storage. | elastic-bandage-non-sterile-latex-free-3-x-45yds-6f3.jpg
SKU: DKL514LF | Dukal Premium Elastic Bandages, Non-Sterile - Latex Free, 4â€ x 5yds | Provides consistent support and are a good product to use when even compression is needed. All rolls are individually wrapped for clean storage. | premium-elastic-bandages-non-sterile-latex-free-4-x-5yds-c58.jpg
SKU: DKL504LF | Dukal Elastic Bandages, Non-Sterile - Latex Free, 4â€ x 4.5yds | Provides consistent support and are a good product to use when even compression is needed. All rolls are individually wrapped for clean storage. | elastic-bandages-non-sterile-latex-free-4-x-45yds-87a.jpg
SKU: DKL516LF | Dukal Elastic Bandage 6" Latex Free Double Velcro | When even compression is needed the DUKAL Elastic Bandage Roll will provide consistent support. Itâ€™s knitted construction offers strength, comfort, and breathability. Each bandage is individually wrapped and includes two metal clips. Available in latex and latex free. | elastic-bandage-6quot-latex-free-double-velcro-4e9.jpg
SKU: DKL506LF | Dukal Elastic Bandages, Non-Sterile, Elastic Bandage, Latex Free, 6â€ x 4.5yds | When even compression is needed the DUKAL Elastic Bandage Roll will provide consistent support. Itâ€™s knitted construction offers strength, comfort, and breathability. Each bandage is individually wrapped and includes two metal clips. Available in latex and latex free. | elastic-bandages-non-sterile-elastic-bandage-latex-free-6-x-45yds-3f9.jpg
SKU: DKLCTB40 | Dukal Triangular Bandage, 40" x 40" x 56" | These natural, woven cotton muslin gauze bandages make an excellent all-purpose sling. They come with two safety pins and are individually wrapped. | triangular-bandage-40-x-40-x-56-592.jpg
SKU: DKLCR1-12 | Dukal Cotton Roll 1 lb Non Sterile | The DUKAL roll is easy to unwind, and the short fibers make it simple to tear. Our Cotton Rolls are packaged in a re-sealable poly drawstring bag for your convenience. | cotton-roll-1-lb-non-sterile-7e8.jpg
SKU: DKLC83082 | Dukal Caliber Type VII Gauze Sponges, Non-Sterile - Latex Free, 3â€ x 3â€, 12-ply | Caliber Type VII Gauze Sponges, Non-Sterile - Latex Free, 3â€ x 3â€, 12-ply | caliber-type-vii-gauze-sponges-non-sterile-latex-free-3-x-3-12-ply-59e.jpg
SKU: DKLC83083 | Dukal Caliber Type VII Gauze Sponges, Non-Sterile - Latex Free, 3â€ x 3â€, 8-ply | Caliber Type VII Gauze Sponges, Non-Sterile - Latex Free, 3â€ x 3â€, 8-ply | caliber-type-vii-gauze-sponges-non-sterile-latex-free-3-x-3-8-ply-fb3.jpg
SKU: DKLC84124 | Dukal Caliber Type VII Gauze Sponges, Non-Sterile - Latex Free, 4â€ x 4â€, 12-ply | Caliber Type VII Gauze Sponges, Non-Sterile - Latex Free, 4â€ x 4â€, 12-ply | caliber-type-vii-gauze-sponges-non-sterile-latex-free-4-x-4-12-ply-145.jpg
SKU: DKLC84166 | Dukal Caliber Type VII Gauze Sponges, Non-Sterile - Latex Free, 4â€ x 4â€, 16-ply | Caliber Type VII Gauze Sponges, Non-Sterile - Latex Free, 4â€ x 4â€, 16-ply | caliber-type-vii-gauze-sponges-non-sterile-latex-free-4-x-4-16-ply--eb6.jpg
SKU: DKLC84088 | Dukal Caliber Type VII Gauze Sponges, Non-Sterile - Latex Free, 4â€ x 4â€, 8-ply | Caliber Type VII Gauze Sponges, Non-Sterile - Latex Free, 4â€ x 4â€, 8-ply | caliber-type-vii-gauze-sponges-non-sterile-latex-free-4-x-4-8-ply-0fe.jpg
SKU: DKLC84688 | Dukal Non Sterile Type VII Gauze 8" x 4" 12 ply | DUKAL Caliber Gauze Sponges are 100% woven cotton and meet the USP Type VII requirements on weight and performance. | non-sterile-type-vii-gauze-8-x-4-12-ply--7fd.jpg
SKU: DKLC5119 | Dukal Caliber Type VII Gauze Sponges, Sterile - Latex Free, 2â€ x 2â€, 8-ply | Caliber Type VII Gauze Sponges, Sterile - Latex Free, 2â€ x 2â€, 8-ply | caliber-type-vii-gauze-sponges-sterile-latex-free-2-x-2-8-ply-01b.jpg
SKU: DKLC5129 | Dukal Sterile, Type VII Gauze, 3â€ x 3â€, 12-ply | Sterile, Type VII Gauze, 3â€ x 3â€, 12-ply | sterile-type-vii-gauze-3-x-3-12-ply-517.jpg
SKU: DKLC5139 | Dukal Caliber Type VII Gauze Sponges, Sterile - Latex Free, 4â€ x 4â€, 12-ply | Caliber Type VII Gauze Sponges, Sterile - Latex Free, 4â€ x 4â€, 12-ply | caliber-type-vii-gauze-sponges-sterile-latex-free-4-x-4-12-ply-e8a.jpg
SKU: DKLC5189 | Dukal Caliber Type VII Gauze Sponges, Sterile - Latex Free, 4â€ x 4â€, 8-ply | Caliber Type VII Gauze Sponges, Sterile - Latex Free, 4â€ x 4â€, 8-ply | caliber-type-vii-gauze-sponges-sterile-latex-free-4-x-4-8-ply-0f3.jpg
SKU: DKLC517 | Dukal Caliber Type VII Gauze Sponges, Sterile - Latex Free, 8â€ x 4â€, 12-ply | Caliber Type VII Gauze Sponges, Sterile - Latex Free, 8â€ x 4â€, 12-ply | caliber-type-vii-gauze-sponges-sterile-latex-free-8-x-4-12-ply-4f2.jpg
SKU: DKL5228 | Dukal Cotton Filled Sponges, 2â€ x 2â€, 8-ply | Highly absorbent sponges, Made of 100% woven cotton and ideal for a number of applications. Our high quality sponges can be used for general cleaning, dressings, prepping, packing and debriding wounds. Available in sterile and non-sterile. | cotton-filled-sponges-2-x-2-8-ply--b8e.jpg
SKU: DKL412-10 | Dukal Tray Gauze - Type Vii, Sterile, 4" X 4", 12-Ply | Highly absorbent sponges, Made of 100% woven cotton and ideal for a number of applications. Our high quality sponges can be used for general cleaning, dressings, prepping, packing and debriding wounds. Available in sterile and non-sterile. | tray-gauze-type-vii-sterile-4-x-4-12-ply-bdd.jpg
SKU: DKL416-10 | Dukal Tray Gauze - Type Vii, Sterile, 4" X 4", 16-Ply | Highly absorbent sponges, Made of 100% woven cotton and ideal for a number of applications. Our high quality sponges can be used for general cleaning, dressings, prepping, packing and debriding wounds. Available in sterile and non-sterile. | tray-gauze-type-vii-sterile-4-x-4-16-ply-63c.jpg
SKU: DKL408-10 | Dukal Tray Gauze - Type Vii, Sterile, 4" X 4", 8-Ply | Made Of 100% Woven Cotton, Our Type Vii Gauze Sponges Are Strong, Absorbent, And Durable. The Sponges Come Banded In 10'S For Your Convenience And Are Offered In A Plastic Rigid Tray. | tray-gauze-type-vii-sterile-4-x-4-8-ply-54c.jpg
SKU: DKL421-10 | Dukal Tray Gauze, Type Vii, Sterile, 8â€ X 4â€, 12-Ply | Made Of 100% Woven Cotton, Our Type Vii Gauze Sponges Are Strong, Absorbent, And Durable. The Sponges Come Banded In 10â€™S For Your Convenience And Are Offered In A Plastic Rigid Tray | tray-gauze-type-vii-sterile-8-x-4-12-ply-6b9.jpg
SKU: DKL4412-2X | Dukal X-Ray Detectable Gauze, Type Vii, Non-Sterile, 4â€ X 4â€, 12-Ply | Made Of 100% Woven Cotton, Our Type Vii Gauze Sponges Are Strong, Absorbent, And Durable. The Blue Element Has A Zig Zag Pattern Which Ensures Easy X -Ray Detection. All Sponges Are In Banded 10â€™S And Available In Sterile Ridgid Trays Or Non-Sterile Bulk Packaging. | x-ray-detectable-gauze-type-vii-non-sterile-4-x-4-12-ply-56e.jpg
SKU: DKL4416-2X | Dukal X-Ray Detectable Gauze, Type VII, Non-Sterile, 4â€ x 4â€, 16-Ply | Made Of 100% Woven Cotton, Our Type Vii Gauze Sponges Are Strong, Absorbent, And Durable. The Blue Element Has A Zig Zag Pattern Which Ensures Easy X -Ray Detection. All Sponges Are In Banded 10'S And Available In Sterile Ridgid Trays Or Non-Sterile Bulk Packaging. | x-ray-detectable-gauze-type-vii-non-sterile-4-x-4-16-ply-004.jpg
SKU: DKL416-2X | Dukal X-Ray Detectable Gauze, Type VII, Sterile, 4â€ x 4â€, 16-Ply | Made Of 100% Woven Cotton, Our Type Vii Gauze Sponges Are Strong, Absorbent, And Durable. The Blue Element Has A Zig Zag Pattern Which Ensures Easy X -Ray Detection. All Sponges Are In Banded 10'S And Available In Sterile Ridgid Trays Or Non-Sterile Bulk Packaging. | x-ray-detectable-gauze-type-vii-sterile-4-x-4-16-ply--c00.jpg
SKU: DKL4432-2X | Dukal X-Ray Detectable Gauze, Type VII, Non-Sterile, 4â€ x 4â€, 32-Ply | Made Of 100% Woven Cotton, Our Type Vii Gauze Sponges Are Strong, Absorbent, And Durable. The Blue Element Has A Zig Zag Pattern Which Ensures Easy X -Ray Detection. All Sponges Are In Banded 10'S And Available In Sterile Ridgid Trays Or Non-Sterile Bulk Packaging." | x-ray-detectable-gauze-type-vii-non-sterile-4-x-4-32-ply-bff.jpg
SKU: DKL432-2X | Dukal X-Ray Detectable Gauze, Type VII, Sterile, 4â€ x 4â€, 32-Ply | Made Of 100% Woven Cotton, Our Type Vii Gauze Sponges Are Strong, Absorbent, And Durable. The Blue Element Has A Zig Zag Pattern Which Ensures Easy X -Ray Detection. All Sponges Are In Banded 10'S And Available In Sterile Ridgid Trays Or Non-Sterile Bulk Packaging. | x-ray-detectable-gauze-type-vii-sterile-4-x-4-32-ply-960.jpg
SKU: DKL4812-2X | Dukal X-Ray Detectable Gauze, Type Vii, Non-Sterile, 8â€ x 4â€, 12-Ply | Made Of 100% Woven Cotton, Our Type Vii Gauze Sponges Are Strong, Absorbent, And Durable. The Blue Element Has A Zig Zag Pattern Which Ensures Easy X -Ray Detection. All Sponges Are In Banded 10'S And Available In Sterile Ridgid Trays Or Non-Sterile Bulk Packaging. | x-ray-detectable-gauze-type-vii-non-sterile-8-x-4-12-ply-326.jpg
SKU: DKL482-2X | Dukal X-Ray Detectable Gauze, Type VII, Sterile, 8â€ x 4â€, 12-Ply | Made Of 100% Woven Cotton, Our Type Vii Gauze Sponges Are Strong, Absorbent, And Durable. The Blue Element Has A Zig Zag Pattern Which Ensures Easy X -Ray Detection. All Sponges Are In Banded 10'S And Available In Sterile Ridgid Trays Or Non-Sterile Bulk Packaging. | x-ray-detectable-gauze-type-vii-sterile-8-x-4-12-ply-802.jpg
SKU: DKL486-2X | Dukal X-Ray Detectable Gauze, Type VII, Sterile, 8â€ x 4â€, 16-Ply | Made Of 100% Woven Cotton, Our Type Vii Gauze Sponges Are Strong, Absorbent, And Durable. The Blue Element Has A Zig Zag Pattern Which Ensures Easy X -Ray Detection. All Sponges Are In Banded 10'S And Available In Sterile Ridgid Trays Or Non-Sterile Bulk Packaging. | x-ray-detectable-gauze-type-vii-sterile-8-x-4-16-ply-19e.jpg
SKU: DKL4824-2X | Dukal X-Ray Detectable Gauze, Type VII, Non-Sterile, 8â€ x 4â€, 24-Ply | Made Of 100% Woven Cotton, Our Type Vii Gauze Sponges Are Strong, Absorbent, And Durable. The Blue Element Has A Zig Zag Pattern Which Ensures Easy X -Ray Detection. All Sponges Are In Banded 10'S And Available In Sterile Ridgid Trays Or Non-Sterile Bulk Packaging. | x-ray-detectable-gauze-type-vii-non-sterile-8-x-4-24-ply-25a.jpg
SKU: DKL488-2X | Dukal X-Ray Detectable Gauze, Type VII, Sterile, 8â€ x 4â€, 24-Ply | Made Of 100% Woven Cotton, Our Type Vii Gauze Sponges Are Strong, Absorbent, And Durable. The Blue Filament Has A Zig Zag Pattern Which Ensures Easy X -Ray Detection. All Sponges Are In Banded 10'S And Available In Sterile Ridgid Trays Or Non-Sterile Bulk Packaging | x-ray-detectable-gauze-type-vii-sterile-8-x-4-24-ply--893.jpg
SKU: DKL7334 | Dukal Clinisorb Non-Woven Sponges - 3â€ x 3â€ | Clinisorb Non-Woven Sponges - 3â€ x 3â€. | clinisorb-non-woven-sponges-3-x-3-8be.jpg
SKU: DKL7265 | Dukal IV Sponge, 2" x 2" Sterile, 6-Ply | These rayon/poly blend sponges are pre-cut to assist in providing a snug fit around catheters, tubes, I.V.'s, and tracheotomies. They assist in providing a lean environment at the site that is soft and gentle against the skin. As the precut slit wicks moisture away from the site. T-Drain sponges are also available in woven gauze. | iv-sponge-2-x-2-sterile-6-ply-4d6.jpg
SKU: DKL7468 | Dukal T-Drain Sponge 4" x 4" Sterile 16 Ply | These rayon/poly blend sponges are pre-cut to assist in providing a snug fit around catheters, tubes, I.V.'s, and tracheotomies. | t-drain-sponge-4-x-4-sterile-16-ply-8b0.jpg
SKU: CVN7631 | Covidien Curity Plain Packing Strip, 1/4" x 15' | CURITY Packing Strips. 100% cotton, fine mesh gauze ideal for wet-to-dry packing. Available in plain, iodoform, and AMD varieties. | curity-plain-packing-strip-1-4-x-15--426.jpg
SKU: 3M9534HP | 3M Health Care Tegaderm HP (Holding Power) Transparent Film Dressing Frame Style, Transparent | Provides All The Benefits Of Tegaderm Dressing And Offers Greater Adhesive Power For A Strong Hold, Even Under Challenging Conditions Including Hot, Humid Environments. Especially Useful For Diaphoretic Patients. Tegaderm Is A Breathable, Transparent Film Dressing, Impermeable To Liquids, Bacteria, And Viruses And Designed For Protecting Skin And Wound Sites. Perfect As A Primary Or Secondary Dressing Over Acute Wounds, Surgical Sites, And Chronic Wounds, Or Over At-Risk Iv Sites. "Picture-Frame" Delivery Has A Secure Adhesion, Yet Is Gentle To The Skin. | tegaderm-hp-holding-power-transparent-film-dressing-frame-style-transparent-70f.jpg
SKU: CVN1967 | Covidien Curity Multi Trauma Dressing, 10" x 30" | CURITY Multi-Trauma Dressings is a soft, non-woven dressing. It has highly absorbent filling packaged in a specialized emergency room put-up. | curity-multi-trauma-dressing-10-x-30-559.jpg
SKU: 3M2863 | 3M Health Care Medipore H Soft Cloth Surgical Tape | A stronger holding power for more challenging applications. Porous and breathable. Soft, stretchy tape is hypoallergenic. Perforated rolls are easy to tear. | medipore-h-soft-cloth-surgical-tape-8d5.jpg
SKU: 3M1525-2 | 3M Health Care Blenderm Tape, 2" x 5 yds | 2 inch x 5 yard (5cm x 4,5m) Clear, occlusive plastic, hypoallergenic tape | blenderm-tape-2-x-5-yds-c6d.jpg
SKU: 3M1538-2 | 3M Health Care Surgical Tape, 2" x 10 yds | Surgical Tape, 2" x 10 ydsSilk-like, hypoallergenic tape, standard roll | surgical-tape-2-x-10-yds-adf.jpg
SKU: CVN8884433605 | Covidien Xeroform Petrolatum Gauze Dressing, Strip, 5" x 9" | Nonadherent dressing impregnated with 3% Bismuth Tribromophenate in a petrolatum blend on fine mesh gauze causes bacteriostatic action on lightly-exuding wounds. Clings and conforms to all body contours. Use for compression therapy as well as deep or shallow wounds. Helps protect the wound bed, aids in keeping a moist healing environment, and is non-traumatic to the patient during dressing changes. Sterile. | xeroform-petrolatum-gauze-dressing-strip-5-x-9-c1a.jpg
SKU: CVN8884433301 | Covidien Xeroform Occlusive Petrolatum Gauze Patch, 1" x 8" | XEROFORM Petrolatum Gauze. 3% Bismuth Tribromophenate in a special petrolatum blend on fine mesh gauze. Non-adherent. Clings and conforms to all body contours. | xeroform-occlusive-petrolatum-gauze-patch-1-x-8-5e3.jpg
SKU: CVN8884433500 | Covidien Xeroform Occlusive Petrolatum Gauze Patch, 4" x 4" | XEROFORM Petrolatum Gauze. 3% Bismuth Tribromophenate in a special petrolatum blend on fine mesh gauze. Non-adherent. Clings and conforms to all body contours. | xeroform-occlusive-petrolatum-gauze-patch-4-x-4-036.jpg
SKU: MNUS4522-5 | Medicom Safe Gauze Compresses, 4 plis, 2 po x 2 po, White | Saves time and cost by using fewer non-woven sponges per procedure compared to cotton filled sponges. Easy-to-use non-linting and highly absorbent premium weight sponges ideal for restorative scaling procedures. | safe-gauze-compresses-4-plis-2-po-x-2-po-white-82d.jpg
SKU: MNUS4544 | Medicom Compresses Non Tissees SafeGauze, 4â€ x 4â€, 4 ply, Non-Sterile, White | Saves time and cost by using fewer non-woven sponges per procedure compared to cotton filled sponges. Easy-to-use non-linting and highly absorbent premium weight sponges ideal for restorative scaling procedures. | compresses-non-tissees-safegauze-4-x-4-4-ply-non-sterile-white-b46.jpg
SKU: 3M5642 | 3M Health Care Tegaderm Non-Adherent Contact Layer, Transparent, 3" x 4" | A woven, nylon fabric with sealed edges that is non-adherent, non-irritating and hypoallergenic. The wound contact material is placed over the wound and under gauze or other absorbent dressing. | tegaderm-non-adherent-contact-layer-transparent-3-x-4-35b.jpg
SKU: 3M9519HP | 3M Health Care Tegaderm HP Holding Power Transparent Film Dressing Frame Style, 2-3/8" x 2-3/8" | Transparent film dressings designed to secure the catheter in challenging I.V. applications. Many with notches and borders reinforced with a soft cloth fabric, designed to reduce edge lift and to seal around the insertion site. | tegaderm-hp-holding-power-transparent-film-dressing-frame-style-2-3-8-x-2-3-8-eba.jpg
SKU: 3M1610 | 3M Health Care Tegaderm IV Transparent Film Dressing with Border, 2" x 2-1/4" | Transparent film dressings designed to secure the catheter in challenging I.V. applications. Many with notches and borders reinforced with a soft cloth fabric, designed to reduce edge lift and to seal around the insertion site. | tegaderm-iv-transparent-film-dressing-with-border-2-x-2-1-4-ea5.jpg
SKU: 3M9536HP | 3M Health Care Tegaderm HP Transparent Film Dressing Frame Style, 4" x 4-3/4" | Transparent film dressings designed for protecting skin and wound sites. Frame style allows customization of shape and size to fit any site. Unique sacral shape is designed for challenging and difficult-to-dress areas. 4 inch x 4-3/4 inch (10cm x 12cm) HP (Holding Power) Transparent Film Dressing Frame Style. | tegaderm-hp-transparent-film-dressing-frame-style-4-x-4-3-4-f59.jpg
SKU: 3M9548HP | 3M Health Care Tegaderm HP (Holding Power) Transparent Film Dressing Frame Style, 14cm x 16.5cm | Transparent film dressings designed for protecting skin and wound sites. Frame style allows customization of shape and size to fit any site. Unique sacral shape is designed for challenging and difficult-to-dress areas. | tegaderm-hp-holding-power-transparent-film-dressing-frame-style-14cm-x-165cm-c45.jpg
SKU: 3M1622W | 3M Health Care Tegaderm Transparent Film Dressing Frame Style, 1 3/4" x 1 3/44" | 1-3/4 inch x 1-3/4 inch (4,4cm x 4,4cm) Transparent Film Dressing Frame Style. The hydrophilic nature of Tegaderm HP (holding power) Film adhesive on the sacral shaped dressing makes it more adherent in moist conditions. Tegaderm Film, with the "frame" delivery system, allows maximum versatility as it can be cut to any shape and size.Dressings conform to the body and flex with skin for greater patient comfort.Transparent dressings allow easy monitoring of wounds without the need to remove the dressing. | tegaderm-transparent-film-dressing-frame-style-1-3-4-x-1-3-44-246.jpg
SKU: 3M1624W | 3M Health Care Tegaderm Transparent Film Dressing Window Frame 2 3/8" x 2 3/4" | Provides a waterproof, sterile barrier to external contaminants including liquids, bacteria and viruses. In vitro testing shows that the transparent film provides a viral barrier from viruses 27 nm in diameter or larger while the dressing remains intact without leakage. | tegaderm-transparent-film-dressing-window-frame-2-3-8-x-2-3-4-bc4.jpg
SKU: 3M1627 | 3M Health Care Tegaderm Transparent Film Dressing Frame Style, Transparent, 10"L x 4"W | Transparent film dressings designed for protecting skin and wound sites. Frame style allows customization of shape and size to fit any site. Unique sacral shape is designed for challenging and difficult-to-dress areas. | tegaderm-transparent-film-dressing-frame-style-transparent-10l-x-4w-73e.jpg
SKU: 3M1634 | 3M Health Care Tegaderm Transparent Film Dressing Frame Style, Transparent, 2.75"L x 2.375"W | Transparent film dressings designed for protecting skin and wound sites. Frame style allows customization of shape and size to fit any site. Unique sacral shape is designed for challenging and difficult-to-dress areas. | tegaderm-transparent-film-dressing-frame-style-transparent-275l-x-2375w-056.jpg
SKU: 3M16004 | 3M Health Care Tegaderm Transparent Film Roll,4" x 11 yards | Transparent film dressings designed for protecting skin and wound sites. Frame style allows customization of shape and size to fit any site. Unique sacral shape is designed for challenging and difficult-to-dress areas. | tegaderm-transparent-film-roll4-x-11-yards-7b0.jpg
SKU: 3M90001 | 3M Health Care Tegaderm Hydrocolloid Dressing, 2-3/4 inch x 3-1/2 inch Oval | 2-3/4 inch x 3-1/2 inch (6,9cm x 8,8cm) Hydrocolloid Dressing, Oval, Film border, Designed for long wear time, Overall size 4 inch x 4-3/4 inch (10,1cm x 12cm) | tegaderm-hydrocolloid-dressing-2-3-4-inch-x-3-1-2-inch-oval-15b.jpg
SKU: 3M90007 | 3M Health Care Tegaderm Hydrocolloid Dressing, 5-1/2" x 4-7/8" | Sterile Wound Dressings Which Consist Of A Hypoallergenic, Hydrocolloid Adhesive With An Outer Clear Adhesive Cover Film Impermeable To Liquids, Bacteria And Viruses. The Inner Layer Of Hydrocolloid Adhesive Rapidly Absorbs Exudate Faster Than The Leading Competitive Hydrocolloid In The First 48 Hours. The Breathable Outer Film Layer Provides A Consistently High Rate Of Moisture Vapor Transmission. Together, These Features Ensure An Optimal Moist Wound Environment, Minimize The Chance For Damage To Healthy Periwound Skin And Provide Extended Wear For Up To Seven Days. | tegaderm-hydrocolloid-dressing-5-1-2-x-4-7-8-ea6.jpg
SKU: 3M90022 | 3M Health Care Tegaderm Hydrocolloid Thin Dressing, Square, 4" x 4" | Sterile wound dressings which consist of a hydrocolloid adhesive with an outer clear adhesive cover film impermeable to liquids, bacteria and viruses. Available in oval and square shapes. 4 inch x 4 inch (10cm x 10cm) Thin Hydrocolloid Dressing, Square | tegaderm-hydrocolloid-thin-dressing-square-4-x-4-d7c.jpg
SKU: 3M1527-0 | 3M Health Care Transpore Tape, 1/2" x 10 yds | 1/2 inch x 10 yard (1,25cm x 9,14m) Clear, porous, plastic hypoallergenic tape, standard roll | transpore-tape-1-2-x-10-yds-ede.jpg
SKU: 3M1527-1 | 3M Health Care Transpore Tape, 1" x 10 yd, Clear | Easy, straight, bi-directional tear allows clinician to tailor the tape. Porous for breathability. Easy to handle with gloves. Good adhesive to skin and tubing for secure placement. Transparent for easy monitoring. Latex-free and hypoallergenic for sensitive patients. Water-resistant. Securing tubing and devices (e.g., catheters, I.V. tubing). Anchoring bulky dressings. When tape width must be customized. | transpore-tape-1-x-10-yd-clear-eb9.jpg
SKU: 3M1527-2 | 3M Health Care Transpore Tape,2" x 10 yds | Transpore Tape,2" x 10 yds , Clear, porous, plastic hypoallergenic tape, standard roll | transpore-tape2-x-10-yds-205.jpg
SKU: 3M1527-3 | 3M Health Care Transpore Tape, 3" x 10 yrds | Transpore Tape, 3" x 10 yds, Clear, porous, plastic hypoallergenic tape, standard roll. Easy, straight, bi-directional tear allows clinician to tailor the tape. Porous for breathability. Easy to handle with gloves. Good adhesive to skin and tubing for secure placement. Transparent for easy monitoring. Latex-free and hypoallergenic for sensitive patients. Water-resistant. | transpore-tape-3-x-10-yrds-445.jpg
SKU: 3M1534-1 | 3M Health Care Transpore, White Dressing Tape, 1" x 10 yds, White | Good initial and long-term (72 hours) adhesion, Holds well on damp or dry skin, Easy, straight, bi-directional tear for quick tailoring, Gentle to skin - latex-free and hypoallergenic for sensitive skin, Easy to handle with gloves, Minimal edge lift during wear, Breathable to maintain skin integrity, Sticks well to itself (overtaping), Water-resistant. To secure dressings to damp or dry skin, To tape fragile, at-risk skin, For repeated taping, When tape width must be customized, To anchor tubing and devices. | transpore-white-dressing-tape-1-x-10-yds-white-053.jpg
SKU: 3M1534-2 | 3M Health Care Transpore White Tape, 2" x 10 yards | This latex-free, hypoallergenic, gentle tape has strong adhesion and easy bi-directional tear. Transpore White tape is very versatile and provides good value. It was designed to combine the best features of Transpore tape with those of Micropore tape. | transpore-white-tape-2-x-10-yards-d27.jpg
SKU: 3M82003J | 3M Health Care Scotchcast Plus Casting Tape, 3" x 4 yds | Scotchcast Plus Casting Tape, 3" x 4 yds, Glow in the Dark | scotchcast-plus-casting-tape-3-x-4-yds-163.jpg
SKU: 3M82004J | 3M Health Care Scotchcast Plus Casting Tape, 4" X 4 Yard, Glow-In-The-Dark | Combines The Benefits Of A Synthetic Tape With The Handling Ease Of Plaster. Comfortable Application. Lightweight. Durable. Smooth Finish. Patient-Pleasing Colors. | scotchcast-plus-casting-tape-4-x-4-yard-glow-in-the-dark-eb1.jpg
SKU: 3M82002R | 3M Health Care Scotchcast Plus Casting Tape, Red , 2" x 4yd, Red | Water-activated resin lets you control working time according to application needs. High and early strength allows for weight bearing in 20 minutes and provides a durable cast with less chance of breakdown and the need for costly repairs or replacements. Lightweight for easy mobility. Stretches to conform well to contours for a more comfortable, better fitting cast. Porous weave allows the skin to breathe. Available in 13 colors to maximize patient satisfaction. | scotchcast-plus-casting-tape-red-2-x-4yd-red-cb8.jpg
SKU: 3M82004B | 3M Health Care Scotchcast Plus Casting Tape, 4" x 4 yds, Blue | Combines the benefits of a synthetic tape with the handling ease of plaster. Comfortable application. Lightweight. Durable. Smooth finish. Patient-pleasing colors. | scotchcast-plus-casting-tape-4-x-4-yds-blue-eeb.jpg
SKU: 3M82003L | 3M Health Care Scotchcast Plus Casting Tape, Light Blue, 3" x 4 yrds | Combines the benefits of a synthetic tape with the handling ease of plaster. Comfortable application. Lightweight. Durable. Smooth finish. Patient-pleasing colors. Water-activated resin lets you control working time according to application needs. High and early strength allows for weight bearing in 20 minutes and provides a durable cast with less chance of breakdown and the need for costly repairs or replacements. Lightweight for easy mobility. Stretches to conform well to contours for a more comfortable, better fitting cast.Porous weave allows the skin to breathe. Available in 13 colors to maximize patient satisfaction. | scotchcast-plus-casting-tape-light-blue-3-x-4-yrds-c10.jpg
SKU: 3M82003V | 3M Health Care Scotchcast Plus Casting Tape, 3" x 4yd, Bright Gree | Water-activated resin lets you control working time according to application needs. High and early strength allows for weight bearing in 20 minutes and provides a durable cast with less chance of breakdown and the need for costly repairs or replacements. Lightweight for easy mobility. Stretches to conform well to contours for a more comfortable, better fitting cast. Porous weave allows the skin to breathe. Available in 13 colors to maximize patient satisfaction. | scotchcast-plus-casting-tape-3-x-4yd-bright-gree-8be.jpg
SKU: 3M82003W | 3M Health Care Scotchcast Plus Casting Tapes, 3 inch x 4 yard, Bright Orange | Combines the benefits of a synthetic tape with the handling ease of plaster. Comfortable application. Lightweight. Durable. Smooth finish. Patient-pleasing colors. | scotchcast-plus-casting-tapes-3-inch-x-4-yard-bright-orange-3c3.jpg
SKU: 3M82004G | 3M Health Care Scotchcast Plus Casting Tape, Green, 4" x 4 yards | Water-activated resin lets you control working time according to application needs. High and early strength allows for weight bearing in 20 minutes and provides a durable cast with less chance of breakdown and the need for costly repairs or replacements.Lightweight for easy mobility. Stretches to conform well to contours for a more comfortable, better fitting cast. Porous weave allows the skin to breathe. Available in 13 colors to maximize patient satisfaction. | scotchcast-plus-casting-tape-green-4-x-4-yards-a79.jpg
SKU: 3M82002 | 3M Health Care Scotchcast Plus Casting Tape, White, 2"x 4yd, White | Water-activated resin lets you control working time according to application needs. High and early strength allows for weight bearing in 20 minutes and provides a durable cast with less chance of breakdown and the need for costly repairs or replacements. Lightweight for easy mobility. Stretches to conform well to contours for a more comfortable, better fitting cast. Porous weave allows the skin to breathe. Available in 13 colors to maximize patient satisfaction. | scotchcast-plus-casting-tape-white-2x-4yd-white-b3d.jpg
SKU: 3M82003Y | 3M Health Care Scotchcast Plus Casting Tape, Yellow, 3" x 4 yrds | Scotchcast Plus Casting Tape, 3" x 4 yds, Yellow | scotchcast-plus-casting-tape-yellow-3-x-4-yrds-2b6.jpg
SKU: 3M82001 | 3M Health Care Scotchcast Plus Casting Tape 8200, 1" x 2 yds, White | Combines the benefits of a synthetic tape with the handling ease of plaster. Comfortable application. Lightweight. Durable. Smooth finish. Patient-pleasing colors. | scotchcast-plus-casting-tape-8200-1-x-2-yds-white-2e2.jpg
SKU: 3M82005 | 3M Health Care Scotchcast Plus Casting Tape, 5 inch x 4 yard, White | Water-activated resin lets you control working time according to application needs.High and early strength allows for weight bearing in 20 minutes and provides a durable cast with less chance of breakdown and the need for costly repairs or replacements.Lightweight for easy mobility.Stretches to conform well to contours for a more comfortable, better fitting cast.Porous weave allows the skin to breathe.Available in 13 colors to maximize patient satisfaction. | scotchcast-plus-casting-tape-5-inch-x-4-yard-white-9cb.jpg
SKU: 3M82002W | 3M Health Care Scotchcast Plus Casting Tape, 2" x 4yd, White | Water-activated resin lets you control working time according to application needs. High and early strength allows for weight bearing in 20 minutes and provides a durable cast with less chance of breakdown and the need for costly repairs or replacements. Lightweight for easy mobility. Stretches to conform well to contours for a more comfortable, better fitting cast. Porous weave allows the skin to breathe. Available in 13 colors to maximize patient satisfaction. | scotchcast-plus-casting-tape-2-x-4yd-white-43a.jpg
SKU: 3M82003A | 3M Health Care Plus Casting Tape, 3" x 4 yds, Black | Combines the benefits of a synthetic tape with the handling ease of plaster. Comfortable application. Lightweight. Durable. Smooth finish. Patient-pleasing colors. | plus-casting-tape-3-x-4-yds-black-a6c.jpg
SKU: 3M82003G | 3M Health Care Scotchcast Plus Casting Tape, Green, 3" x 4 yds | Water-activated resin lets you control working time according to application needs. High and early strength allows for weight bearing in 20 minutes and provides a durable cast with less chance of breakdown and the need for costly repairs or replacements. Lightweight for easy mobility. Stretches to conform well to contours for a more comfortable, better fitting cast. Porous weave allows the skin to breathe. Available in 13 colors to maximize patient satisfaction. | scotchcast-plus-casting-tape-green-3-x-4-yds-475.jpg
SKU: 3M82003R | 3M Health Care Scotchcast Plus Casting Tape, 3" x 4yd , Red | Water-activated resin lets you control working time according to application needs. High and early strength allows for weight bearing in 20 minutes and provides a durable cast with less chance of breakdown and the need for costly repairs or replacements. Lightweight for easy mobility. Stretches to conform well to contours for a more comfortable, better fitting cast. Porous weave allows the skin to breathe. Available in 13 colors to maximize patient satisfaction. | scotchcast-plus-casting-tape-3-x-4yd-red-328.jpg
SKU: 3M82004A | 3M Health Care Scotchcast Plus Casting Tape, Black, 4" x 4 yrds | Scotchcast Plus Casting Tape, 4" x 4 yds, Black | scotchcast-plus-casting-tape-black-4-x-4-yrds-a50.jpg
SKU: 3M82004L | 3M Health Care Scotchcast Plus Casting Tape, Light Blue, 4" x 4 yrds | Combines the benefits of a synthetic tape with the handling ease of plaster. Comfortable application. Lightweight. Durable. Smooth finish. Patient-pleasing colors. Water-activated resin lets you control working time according to application needs. High and early strength allows for weight bearing in 20 minutes and provides a durable cast with less chance of breakdown and the need for costly repairs or replacements. Lightweight for easy mobility. Stretches to conform well to contours for a more comfortable, better fitting cast. Porous weave allows the skin to breathe. | scotchcast-plus-casting-tape-light-blue-4-x-4-yrds-40f.jpg
SKU: 3M82004R | 3M Health Care Plus Casting Tape, Red, 4" x 4 yards | Water-activated resin lets you control working time according to application needs. High and early strength allows for weight bearing in 20 minutes and provides a durable cast with less chance of breakdown and the need for costly repairs or replacements. Lightweight for easy mobility. Stretches to conform well to contours for a more comfortable, better fitting cast.Porous weave allows the skin to breathe. Available in 13 colors to maximize patient satisfaction. | plus-casting-tape-red-4-x-4-yards-1c8.jpg
SKU: 3M82004U | 3M Health Care Scotchcast Plus Casting Tape, 4" x 4 yds, Purple | Water-activated resin lets you control working time according to application needs. High and early strength allows for weight bearing in 20 minutes and provides a durable cast with less chance of breakdown and the need for costly repairs or replacements. Lightweight for easy mobility. Stretches to conform well to contours for a more comfortable, better fitting cast. Porous weave allows the skin to breathe. Available in 13 colors to maximize patient satisfaction. | scotchcast-plus-casting-tape-4-x-4-yds-purple--650.jpg
SKU: 3M82004V | 3M Health Care Scotchcast Plus Casting Tape, Bright Green, 4" x 4 yrds | 4 inch x 4 yard (10cm x 3,6m) Casting Tape, Bright Green. Combines the benefits of a synthetic tape with the handling ease of plaster. Comfortable application. Lightweight. Durable. Smooth finish. Patient-pleasing colors. | scotchcast-plus-casting-tape-bright-green-4-x-4-yrds-560.jpg
SKU: 3M82004W | 3M Health Care Scotchcast Plus Casting Tape, Bright Orange, 4" x 4 yrds | Scotchcast Plus Casting Tape, 4" x 4 yds, Bright Orange | scotchcast-plus-casting-tape-bright-orange-4-x-4-yrds-f2d.jpg
SKU: 3M82002Y | 3M Health Care Scotchcast Plus Casting Tape, Standard, 2" x 4yds, Yellow | Scotchcast Plus Casting Tape, Standard, 2" x 4yds, Yellow. | scotchcast-plus-casting-tape-standard-2-x-4yds-yellow-fa5.jpg
SKU: 3M82003M | 3M Health Care Scotchcast Plus Casting Tape, 3" x 4 yds, Maroon | Scotchcast Plus Casting Tape, 3" x 4 yds, Maroon | scotchcast-plus-casting-tape-3-x-4-yds-maroon-99b.jpg
SKU: 3M1535-2 | 3M Health Care Micropore Tape with Dispenser, 2" x 10 yard | A Latex-Free, Hypoallergenic Paper Tape That Is Gentle To The Skin Yet Adheres Well And Leaves Minimal Adhesive Residue Upon Removal. An Economical, General Purpose, Breathable Surgical Tape. Available In White Or Tan. | micropore-tape-with-dispenser-2-x-10-yard-d4e.jpg
SKU: 3M1538-0 | 3M Health Care Durapore Tape, 1.5" x 10 yds, Latex-Free | High strength for durability. Adheres well to dry skin. Conformable, Latex-free and hypoallergenic for sensitive patients, Convenient bi-directional tear for easy tailoring, Versatile, Water-resistant. Securing tubing and devices. Anchoring bulky dressings. Immobilizing fingers & toes. Stabilizing finger splints. | durapore-tape-15-x-10-yds-latex-free-b8c.jpg
SKU: 3M2950-2 | 3M Health Care Cloth Adhesive Tape, 2" x 10 yrds | High initial adhesion for secure placement. Strong backing for durability. Excellent adhesion in moist and dry conditions. Tears easily crosswise and lengthwise for economical and easy use2 inch x 10 yard (5cm x 9,14m) Cloth Adhesive, latex-free, hypoallergenic tape. | cloth-adhesive-tape-2-x-10-yrds-986.jpg
SKU: 3M1530-0 | 3M Health Care Micropore Tape 0.5" x 10 yard | A latex-free, hypoallergenic paper tape that is gentle to the skin yet adheres well and leaves minimal adhesive residue upon removal. An economical, general purpose, breathable surgical tape. Available in white or tan. | micropore-tape-05-x-10-yard-ea7.jpg
SKU: 3M1533-0 | 3M Health Care Micropore Tape Tan , 1/2" x 10 yds | 1/2 inch x 10 yard (1.25cm x 9.14m) Paper, hypoallergenic tape, tan. Gentle to the skin. Latex-free and hypoallergenic for sensitive patients. Highly breathable to maintain skin integrity. Holds well on damp skin for secure placement. | micropore-tape-tan-1-2-x-10-yds-99f.jpg
SKU: 3M1525-1 | 3M Health Care Blenderm Tape, 1 inch x 5 yard | A Latex-Free, Hypoallergenic, Occlusive And Transparent Plastic Tape. This Flexible Medical Tape Is Designed To Provide A Barrier From External Fluids And Contamination. Available In Three Widths. | blenderm-tape-1-inch-x-5-yard-5d6.jpg
SKU: 3M1538-1 | 3M Health Care Durapore Tape 1" x 10 yard | 3M Healthcare 3M Transpore Surgical Tape. 1 inch x 10 yard (2,5cm x 9,1m) Clear, porous, plastic hypoallergenic tape, standard roll. | durapore-tape-1-x-10-yard-2f2.jpg
SKU: 3M2950-3 | 3M Health Care Cloth Adhesive Tape, 3" x 10 yrds | The strong, easy-to-tear, latex-free and hypoallergenic tape for securing medical devices and for light immobilization support.3 inch x 10 yard (7.5cm x 9.14m) Cloth Adhesive, latex-free, hypoallergenic tape. | cloth-adhesive-tape-3-x-10-yrds-bec.jpg
SKU: 3M1538-3 | 3M Health Care Durapore Tape, Silk-like, Hypoallergenic Tape, Standard Roll, 3" x 10 yrds | Durapore Tape, Silk-like, hypoallergenic tape, standard roll, 3" x 10 yds | durapore-tape-silk-like-hypoallergenic-tape-standard-roll-3-x-10-yrds-1df.jpg
SKU: 3M2864 | 3M Health Care Medipore H Soft Cloth Tape, 4" x 10 yds | The same soft, latex-free, hypoallergenic, conformable tape as standard Medipore tape, but with increased gentleness and stronger adhesion for more challenging applications. Available in perforated rolls in several sizes. 3M Medipore H Soft Cloth Tape is sold non-sterile. The following methods were tested and proven reliable for sterilization and stable adhesion performance. With ethylene oxide residuals well within U.S. FDA guidelines. Procedure used: 1) Tape rolls kept intact up to the full 10-yard length, 2) Strips of tape arranged over a suitable release surface, e.g. glass, stainless steel, silicone-treated paper, 3) One 3-sheet pad of tape, 4) Tape sealing in appropriate sterilization pouch or wrapper, 5) EtO sterilized warm cycle 55%C (130 -145Â°). Minimum 1 hour expsore time (50% RH-600 mg/liter, or equivalent), 6) Warm cycle aeration (temperature not to exceed 55Â°C (130Â°-145Â°F) for a minimum 20 hour cycle before use. It is the responsibility of an individual health care organization to confirm sterility when product is sterilized in its facility. | medipore-h-soft-cloth-tape-4-x-10-yds-15f.jpg
SKU: 3M2866 | 3M Health Care Medipore H Soft Cloth Tape, 6" x 10 yrds | 6 inch x 10 yard (15cm x 9.14m) Soft Cloth, hypoallergenic tape. More gentleness than Medipore tape.Higher adhesion than Medipore tape. Latex-free and hypoallergenic for sensitive patients. Excellent cross and diagonal stretch to accommodate moderate swelling or movement. Easy-tear perforated rolls for quick tailoring. Water-resistant. | medipore-h-soft-cloth-tape-6-x-10-yrds-943.jpg
SKU: 3M1528-1 | 3M Health Care Microfoam Tape, 1" x 5 1/2 yds (stretched) | 1 inch x 5-1/2 yard (stretched) (2,5cm x 5m (stretched)) Elastic foam, hypoallergenic tape | microfoam-tape-1-x-5-1-2-yds-stretched-55c.jpg
SKU: 3M1528-2 | 3M Health Care Microfoam Tape, 2" x 5-1/2 yard | Latex-Free, Hypoallergenic, Elastic Foam Tape Products Designed To Stretch And Conform While Providing Secure Adhesion To Joints Or Skin Folds. Available In Rolls And As A Sterile Tape Patch. | microfoam-tape-2-x-5-1-2-yard-0b4.jpg
SKU: 3M1528-3 | 3M Health Care Microfoam Tape, 3" x 5 1/2 yds (stretched) | 3 inch x 5-1/2 yard (stretched) (7,5cm x 5m (stretched)) Elastic foam, hypoallergenic tape. Multi-direction stretch to accommodate swelling and promote comfort. Conforms readily to joints and skin folds. Gentle, secure adhesion to irregularly contoured sites. Latex-free and hypoallergenic for sensitive patients. Water-resistant. | microfoam-tape-3-x-5-1-2-yds-stretched-488.jpg
SKU: 3M1530-1 | 3M Health Care Paper Surgical Tape, 1" x 10 yard | 1 inch x 10 yard (2,5cm x 9,14m) Paper, hypoallergenic surgical tape, standard roll | paper-surgical-tape-1-x-10-yard-156.jpg
SKU: 3M1530-2 | 3M Health Care Micropore Tape, White, 2" x 10yd, Standard Roll | Gentle to the skin. Latex-free and hypoallergenic for sensitive patients. Highly breathable to maintain skin integrity. Holds well on damp skin for secure placement. Securing small to medium dressings especially on damp skin. Securing lightweight tubing. Securing ostomy pouches. Taping fragile, at-risk skin.When repeated taping is needed. | micropore-tape-white-2-x-10yd-standard-roll-a1c.jpg
SKU: 3M1530-3 | 3M Health Care Micropore Surgical Tape, White, 7.50cm | A Latex-Free, Hypoallergenic Paper Tape That Is Gentle To The Skin Yet Adheres Well And Leaves Minimal Adhesive Residue Upon Removal. An Economical, General Purpose, Breathable Surgical Tape. Available In White Or Tan. | micropore-surgical-tape-white-750cm-7bd.jpg
SKU: 3M1535-1 | 3M Health Care Micropore Tape with Dispenser 1" x 10 yds Hypoallergenic Tape | A latex-free, hypoallergenic paper tape that is gentle to the skin yet adheres well and leaves minimal adhesive residue upon removal. An economical, general purpose, breathable surgical tape. Available in white or tan. | micropore-tape-with-dispenser-1-x-10-yds-hypoallergenic-tape-063.jpg
SKU: 3M1535-3 | 3M Health Care Micropore Tape with Dispenser Paper 3" x 10 yards | A latex-free, hypoallergenic paper tape that is gentle to the skin yet adheres well and leaves minimal adhesive residue upon removal. An economical, general purpose, breathable surgical tape. Available in white or tan. | micropore-tape-with-dispenser-paper-3-x-10-yards-c47.jpg
SKU: 3M3997 | 3M Health Care Precise Vista Disposable Skin Stapler, 35 Regular | Our box-style staples are engineered to provide you with true staple visibility from your normal vantage point. 3M Precise Vista Disposable Skin Stapler helps provide you with a better view of your work for fast closure and optimal control. Available in four configurations: 15 regular or wide and 35 regular or wide staples. | precise-vista-disposable-skin-stapler-35-regular-fce.jpg
SKU: CVN1238 | Covidien Telfa Ouchless Non Adherent Dressings 8" x 3" | Telfaâ„¢ "Ouchless" Non-Adherent Dressings. Superior "Ouchless" dressing won't disrupt healing tissue by sticking to wound. Ideal as a primary dressing for lightly draining wounds. Ideal take home dressing. | telfa-ouchless-non-adherent-dressings-8-x-3-507.jpg
SKU: CVN6017 | Covidien Telfa Adhesive Dressing, 2" x 3" | TELFA "Ouchless" Adhesive Dressings. Highly absorbent cotton fabric bonded on both sides with perforated non-adherent film. Won't disrupt healing tissue by sticking to wound. | telfa-adhesive-dressing-2-x-3-88b.jpg
SKU: CVN9801 | Covidien Kendall Alginate Hydrocolloid Dressing, 4" x 4" | Kendall alginate hydrocolloid dressings are sterile wound dressings designed to use on light to moderately exudating wounds. These dressings provide an optimal moist wound healing environment. The alginate formulation provides greater absorbency to help reduce dressing changes. A thin profile helps improve product conformability. | kendall-alginate-hydrocolloid-dressing-4-x-4-607.jpg
SKU: CVN55544 | Covidien Kendall Hydrophilic Foam Dressing 4" x 4" | Kendall Foam Dressing is an ultra-soft hydrophilic foam that protects and cushions wounds. Small pores decrease the chance of tissue migration into the foam dressing. | kendall-hydrophilic-foam-dressing-4-x-4-384.jpg
SKU: CVN2346 | Covidien Curity Gauze Sponges, 12 Ply, 3" x 3" | CURITY Gauze Sponges Non-Sterile exceeds USP Type VII gauze requirements. Well suited for a variety of applications. Available in a broad range of sizes conveniently indexed in 10's for faster, easier handling. | curity-gauze-sponges-12-ply-3-x-3-e32.jpg
SKU: CVN6241 | Covidien Sorb-It Drain And Iv Sponges, 2" x 2", 6-Ply | A lower cost alternative to premium sponges, sterile sponges feature a pre-cut notch that conforms well around drains, catheters, chest tubes, IVs, and even tracheotomies. Eliminates the need for sterile scissors and conserves nursing time. Virtually lint-free, minimizing the risk of wound contamination. Absorbent 6-ply sponges are available in 2" square and 4" square sizes. Packaged 2 in a peel-back sleeve. | sorb-it-drain-and-iv-sponges-2-x-2-6-ply-b06.jpg
SKU: CVN7086 | Covidien Excilon Drain Sponges, 6 Ply, 4" x 4" | The unique, precut T-slit in these sponges makes them ideal for dressing exit sites including drains, catheters, chest tubes, IVs and tracheotomies. Conform snugly around drains and IV sites, while their superior absorbency and fast wicking action help reduce infections and decrease the frequency of dressing changes. Made of 50% polyester and 50% rayon with a unique diamond pattern that limits adhesion to wounds and prevents fraying. 2 per pack. Sterile. | excilon-drain-sponges-6-ply-4-x-4-401.jpg
SKU: CVN6242P | Covidien SORB-IT Drain and IV Sponges, 4" x 4", 6-Ply | A lower cost alternative to premium sponges, sterile sponges feature a pre-cut notch that conforms well around drains, catheters, chest tubes, IVs, and even tracheotomies. Eliminates the need for sterile scissors and conserves nursing time. Virtually lint-free, minimizing the risk of wound contamination. Absorbent 6-ply sponges are available in 2" square and 4" square sizes. Packaged 2 in a peel-back sleeve. | sorb-it-drain-and-iv-sponges-4-x-4-6-ply-e5a.jpg
SKU: CVN6309 | Covidien Curity Gauze Pad, Sterile, 4" x 4" | Individually wrapped, 12-ply sterile gauze pads. Perforated carton for easy office dispensing. | curity-gauze-pad-sterile-4-x-4-aa4.jpg
SKU: CVN3033 | Covidien Curity Gauze Sponges, Sterile, 4" x 4", 12 ply | High-grade, 100% U.S.-grown cotton is used to manufacture these gauze sponges in the United States. Meets or exceeds USP Type VII gauze requirements, which ensures the highest quality and low contamination. Highly absorbent, 8-ply, 12-ply and 16-ply gauze pads are well-suited for a variety of applications. Available in a broad range of sizes in both sterile and non-sterile varieties. | curity-gauze-sponges-sterile-4-x-4-12-ply-bc1.jpg
SKU: CVN6939 | Covidien Kendall Curity Gauze Spg, 12 Ply, Plastic Tray, 4"x4" | Kendall Curity Gauze Spg 12 Ply Plastic Tray 4"x4" (10.2cm x 10.2cm) Str 10's Rigid Tray | kendall-curity-gauze-spg-12-ply-plastic-tray-4x4-723.jpg
SKU: CVN6120 | Covidien Kerlix Sponges, 12 Ply, 4" x 4" | Kerlix Sponges Are Ideal For All-Purpose Floor Use As Well Superior Primary Dressing. Absorbency And Texture Is Ideal For Prepping, Cleansing, Packing And Debriding Wounds. | kerlix-sponges-12-ply-4-x-4--ec5.jpg
SKU: CVN2585 | Covidien Kerlix Super Sponges, Medium, 6" x 6-3/4" | KERLIX Super Sponges are a superior primary dressing designed to transfer exudate away from wound into secondary dressing. They are absorbent and virtually lint-free and come in a variety of sizes. | kerlix-super-sponges-medium-6-x-6-3-4-519.jpg
SKU: CVN6725 | Covidien Kerlix Bandage Roll, 100% Cotton, 6 Ply, Medium, 3-7/16" x 3-3/16' | KERLIX Rolls are made of prewashed, fluff dried 100% woven gauze with unique crinkle-weave pattern for loft and bulk. KERLIX Rolls provide fast-wicking action, superior aeration, and excellent absorbency. Finished edges on the product reduce loose ends and lint. This product is available in 6 and 8 ply. | kerlix-bandage-roll-100-cotton-6-ply-medium-3-7-16-x-3-3-16--c17.jpg
SKU: CVN6730 | Covidien Kerlix Bandage Roll, 100% Cotton, 6 Ply, Large, 4-1/2" x 4-1/8 yd | KERLIX Rolls are made of prewashed, fluff dried 100% woven gauze with unique crinkle-weave pattern for loft and bulk. KERLIX Rolls provide fast-wicking action, superior aeration, and excellent absorbency. Finished edges on the product reduce loose ends and lint. This product is available in 6 and 8 ply. | kerlix-bandage-roll-100-cotton-6-ply-large-4-1-2-x-4-1-8-yd-c16.jpg
SKU: CVN6720 | Covidien Kerlix Gauze Bandage Roll, 6 Ply, Sterile, 2 1/4" x 3 yd | KERLIX Rolls are made of prewashed, fluff dried 100% woven gauze with unique crinkle-weave pattern for loft and bulk. KERLIX Rolls provide fast-wicking action, superior aeration, and excellent absorbency. Finished edges on the product reduce loose ends and lint. This product is available in 6 and 8 ply. | kerlix-gauze-bandage-roll-6-ply-sterile-2-1-4-x-3-yd-452.jpg
SKU: CVN6716 | Covidien Kerlix Gauze Bandage Roll, Sterile, 6 Ply, 4 1/2" x 3.1 yd | Pre-washed, fluff-dried, 6-Ply, 100% cotton gauze features a unique wrinkle-weave that gives them loft and bulk that protects wound areas. Their superior absorbency, fast-wicking action, and wound aeration provide optimal wound healing and reduce the risk of maceration. Ideal for use as a secondary dressing for bandaging heads, limbs, and difficult-to-dress areas for wounds such as burns, plastic, and orthopedic wounds. Available in sterile and nonsterile versions and in a variety of sizes and packaging to meet many bandaging needs. | kerlix-gauze-bandage-roll-sterile-6-ply-4-1-2-x-31-yd-f0a.jpg
SKU: CVN6725 | Covidien Kerlix Bandage Roll, 100% Cotton, 6 Ply, Medium, 3-7/16" x 3-3/16' | KERLIX Rolls are made of prewashed, fluff dried 100% woven gauze with unique crinkle-weave pattern for loft and bulk. KERLIX Rolls provide fast-wicking action, superior aeration, and excellent absorbency. Finished edges on the product reduce loose ends and lint. This product is available in 6 and 8 ply. | kerlix-bandage-roll-100-cotton-6-ply-medium-3-7-16-x-3-3-16--c17.jpg
SKU: ALRY72350 | Ambra Le Roy Midlastic Mid-Range Elastic Bandages, 3â€ x 5 yds. stretched | Our Midlastic is a retail-quality, latex-free woven elastic bandage. It offers consistent compression and support and is a good choice for the treatment of sprains and strains. The Midlastic is able to withstand laundering and will hold up to repeated usage. It matches the construction of wraps you would find at any pharmacy or grocery store. The Midlastic helps preventrecurring injuries to weakened joints and holds dressings in place with compression. Individually wrapped in plastic and secured with elastic stretch clips. | midlastic-mid-range-elastic-bandages-3-x-5-yds-stretched-a64.jpg
SKU: ALRY72450 | Ambra Le Roy Midlastic Mid-Range Elastic Bandages, 4â€ x 5 yds. stretched | Our Midlastic is a retail-quality, latex-free woven elastic bandage. It offers consistent compression and support and is a good choice for the treatment of sprains and strains. The Midlastic is able to withstand laundering and will hold up to repeated usage. It matches the construction of wraps you would find at any pharmacy or grocery store. The Midlastic helps prevent recurring injuries to weakened joints and holds dressings in place with compression. Individually wrapped in plastic and secured with elastic stretch clips. | midlastic-mid-range-elastic-bandages-4-x-5-yds-stretched--cd5.jpg
SKU: ALRY90455 | Ambra Le Roy Supra Grip Double Velcro Self Closure Elastic Bandage 4â€ x 5.5 yds. | We wrap you up right. Our Supra-Grip has a 1" Velcro start strip and a 2" Velcro closure strip. These bandages offer non-slip compression and support without the need for pins, clips, or tape. For best results, stretch and apply these bandages before securing the Velcro closures. | supra-grip-double-velcro-self-closure-elastic-bandage-4-x-55-yds-cf8.jpg
SKU: ALRY90250 | Ambra Le Roy Supra-Grip Double Velcro Self Closure Elastic Bandage, 2â€ x 5 yds. stretched | The controlled stretch in the Supra-Grip provides support that is consistent and firm for applications requiring dependable tension. No clips, tape or pins are necessary to secure this latex-free premium knitted elastic bandage. Use Supra-Grip where maximum compression and the easy convenience of a hook and loop closure is required. It is individually wrapped and secures with a 1â€ Velcro start strip and a 2â€ Velcro closure. | supra-grip-double-velcro-self-closure-elastic-bandage-2-x-5-yds-stretched-312.jpg
SKU: ALRY90350 | Ambra Le Roy Supra-Grip Double Velcro Self Closure Elastic Bandage, 3â€ x 5 yds. Stretched | The controlled stretch in the Supra-Grip provides support that is consistent and firm for applications requiring dependable tension. No clips, tape or pins are necessary to secure this latex-free premium knitted elastic bandage. Use Supra-Grip where maximum compression and the easy convenience of a hook and loop closure is required. It is individually wrapped and secures with a 1â€ Velcro start strip and a 2â€ Velcro closure. | supra-grip-double-velcro-self-closure-elastic-bandage-3-x-5-yds-stretched-f76.jpg
SKU: ALRY90655 | Ambra Le Roy Supra-Grip Double Velcro Self Closure Elastic Bandage, 6â€ x 5.5 yds. stretched | The controlled stretch in the Supra-Grip provides support that is consistent and firm for applications requiring dependable tension. No clips, tape or pins are necessary to secure this latex-free premium knitted elastic bandage. Use Supra-Grip where maximum compression and the easy convenience of a hook and loop closure is required. It is individually wrapped and secures with a 1â€ Velcro start strip and a 2â€ Velcro closure. | supra-grip-double-velcro-self-closure-elastic-bandage-6-x-55-yds-stretched-111.jpg
SKU: ALRY73450 | Ambra Le Roy Valuelastic Economy Elastic Bandages, 4â€ x 5 yds. stretched | Valuelastic is an economy grade, general-use latex-free elastic bandage. The woven construction and cotton yarns offer a better value to polyester knitted bandages on the market which fall apart after a limited use. The balanced stretch and compression assist with the treatment of minor strains and sprains along with securing splints and hot/cold packs. These bandages are individually wrapped and secured with aluminum clips. | valuelastic-economy-elastic-bandages-4-x-5-yds-stretched--be0.jpg
SKU: 3M90601 | 3M Health Care Tegaderm Foam Dressing (nonadhesive), 4 inch x 4 inch | The wound dressing is a fast wicking, non-swelling polyurethane foam with a highly breathable film backing which prevents wound exudate strike-through and is a barrier to outside contamination while the dressing remains intact without leakage. | tegaderm-foam-dressing-nonadhesive-4-inch-x-4-inch-4f4.jpeg
SKU: 3M90605 | 3M Health Care Tegaderm Foam Dressing (nonadhesive), Unique Roll Delivery, 4 inch x 24 inch | The wound dressing is a fast wicking, non-swelling polyurethane foam with a highly breathable film backing which prevents wound exudate strike-through and is a barrier to outside contamination while the dressing remains intact without leakage. | tegaderm-foam-dressing-nonadhesive-unique-roll-delivery-4-inch-x-24-inch-4ca.jpeg
SKU: 3M90800 | 3M Health Care Tegaderm Absorbent Clear Acrylic Dressing, Small Oval, Clear | 3.0 inch x 3.75 inch (7,6cm x 9,5cm) Absorbent Clear Acrylic Dressing, Small Oval, Pad size 1.5 inch x 2.25 inch (3.8cm x 5.7cm). Easy monitoring of the wound, exudates and periwound skin May eliminate unnecessary dressing changes Barrier to outside contaminants such as fluid, bacteria and viruses{1} Eliminates hydrocolloid-related odor No dressing breakdown in the wound Easy to center to the wound and apply Gentle removal from skin Hypoallergenic and latex-free {1} - Laboratory testing has proven Tegaderm dressings provide a viral barrier (HIV-1 and HBV) while the dressings remain intact without leakage. | tegaderm-absorbent-clear-acrylic-dressing-small-oval-clear-946.jpeg
SKU: 3M90801 | 3M Health Care Tegaderm Absorbent Clear Acrylic Dressing, Medium Oval, Clear | 4.4 inch x 5.0 inch (11,1cm x 12,7cm) Absorbent Clear Acrylic Dressing, Medium Oval, Pad size 2.4 inch x 3.0 inch (6.0cm x 7.6cm) | tegaderm-absorbent-clear-acrylic-dressing-medium-oval-clear-4d5.jpeg
SKU: 3M3566 | 3M Health Care Wound Dressing 3Â½" x 4" Pad Size 1Â¾" x 2 3/8" | Dressing size 3-1/2 inch x 4 inch (9cm x 10cm) +Pad Soft Cloth Adhesive Wound Dressing, Pad size 1-3/4 inch x 2-3/8 inch.Highly conformable dressing is easy to apply, conforms to body contours, and flexes with movement or swelling. Dressing is porous and breathable for increased patient comfort, better exchange of moisture vapor and oxygen, and reduced risk of skin maceration. Unique non-adherent pad promotes normal wound healing with less pain and trauma. Dressing provides excellent adhesion, yet is gentle to the skin. Convenient, all-in-one dressing reduces application time. Absorbent pad protects wound and absorbs drainage. Full range of sizes is available to fit every application. | wound-dressing-3frac12quot-x-4quot-pad-size-1frac34quot-x-2-3-8quot-d75.jpg
SKU: SMNS66027640 | Smith & Nephew Allevyn Polyurethane Foam Dressing, 3 1/2" x 3 1/2", Fenestrated | Highly absorbent, 3-layer pad for heavy wound exudate | allevyn-polyurethane-foam-dressing-3-1-2-x-3-1-2-fenestrated-e42.jpg
SKU: SXWMPG004 | Systagenix PROMOGRAN Wound Dressing, 4 1/3 inÂ² | Made of a 55% collagen and 45% oxidised regenerated cellulose (ORC) matrix, dressing provides an environment which balances wound microenvironment and supports tissue growth. This dressing is used for multiple types of wounds including diabetic foot ulcers, venous ulcers and pressure ulcers. Promogranâ„¢ matrix is a primary dressing which transforms into a soft, comfortable gel, allowing contact with the entire wound bed, and helping stalled wounds heal faster. | promogran-wound-dressing-4-1-3-insup2-b44.jpg
SKU: CRTLPIT100 | Certol ProChek ID Steam Indicator Tape, White Stripe, 1" x 60 yds | ProChek ID Process Indicator Tape is designed to be placed on every package that goes through the sterilizer to demonstrate that processing has occurred. | prochek-id-steam-indicator-tape-white-stripe-1-x-60-yds-44f.jpg
SKU: CRTLPIT120 | Certol ProChek ID Steam Indicator Tape, 1/2" x 60 Yards | ProChek ID Process Indicator Tape is designed to be placed on every package that goes through the sterilizer to demonstrate that processing has occurred. | prochek-id-steam-indicator-tape-1-2-x-60-yards-d07.jpg
SKU: CRTLPIT340 | Certol ProChek ID Steam Sterilizer Indicator Tape, 3/4" x 60 Yards | ProChek ID Process Indicator Tape is designed to be placed on every package that goes through the sterilizer to demonstrate that processing has occurred. | prochek-id-steam-sterilizer-indicator-tape-3-4-x-60-yards-cc4.jpg
SKU: RLMZG2208S | ReliaMed Gauze / Dressing Sponge, Sterile 2's, 8-ply 2" x 2" | ReliaMed Gauze/Dressing Sponge. Excellent for debriding, covering and packing wounds, 2" x 2", Sterile 2's, 8-Ply. Latex-free sponges made from 100% USP cotton Ideal for wound cleansing, and as secondary dressings for added absorbency Highly absorbent rayon/polyester blend provides fast wicking properties and minimizes skin maceration Suitable for debriding, covering and packing wounds, or general use Sterile, Woven Latex-free 2 in. x 2 in. , 8-ply (2s) 100/pk | gauze-dressing-sponge-sterile-2s-8-ply-2-x-2-895.jpg
SKU: MAI262837 | Medical Action Industries Central Line Dressing Change Kits - Featuring 3M Tegaderm with CHG Antiseptic | Kit includes: Triple swabstick alcohol, ChloraPrep antiseptic, 3mL applicator, Tegaderm 1655 dressing w/ tape, 4"x4" 4-ply gauze sponge, (1 pr) nitrile exam gloves, powder-free, blue, dressing change label, mask w/ ear loops, 1"x4" transpore tape and 17"x19" white wrap. | central-line-dressing-change-kits-featuring-3m-tegaderm-with-chg-antiseptic-ca5.jpg
SKU: DKLT15 | Dukal Single Use Tapes, Non-Sterile, Transparent Tape, 1â€ x 1.5 yds | DUKALâ€™s premium quality tapes are now available in patient specific Single Use Short Rolls! Only 1.5 yards in length; each roll provides the perfect amount of tape for securing dressings, IV sites or tubing. Caliber Single Use Tape Rolls are a great way to contribute to the safe and sanitary treatment of all patients. All DUKAL tapes are hypoallergenic and latex free. Available in Paper, Transparent, and Cloth. | single-use-tapes-non-sterile-transparent-tape-1-x-15-yds-db5.jpg
SKU: DKLC-02 | Dukal Wound Closure Strips, Non-Sterile, 1/4â€ x 3â€ | Can be used in conjunction with or as an excellent alternative to sutures or staples. Each strip consists of thin non-woven reinforced fibers that are arranged in a bilateral pattern for high tensile strength, to provide incision support and maintain closure. This adhesive backed product is translucent, porous, and breathable to promote good healing. Similar to Steri-Strips. | wound-closure-strips-non-sterile-1-4-x-3--04d.jpg
SKU: DKLC-03 | Dukal Wound Closure Strips Non-Sterile 1/4â€ x 1 1/2â€ | Can be used in conjunction with or as an excellent alternative to sutures or staples. Each strip consists of thin non-woven reinforced fibers that are arranged in a bilateral pattern for high tensile strength, to provide incision support and maintain closure. This adhesive backed product is translucent, porous, and breathable to promote good healing. Similar to Steri-Strips. | wound-closure-strips-non-sterile-1-4-x-1-1-2--f0d.jpg
SKU: EXEL26834 | Exel Pressure Bandages, Large | Sterile, Safe, Easy to use, Increased efficiency, Individually packaged, More convenient than traditional dressings, ZorBand reduces direct pressure time by 40%, Absorbent cellulose pad expands when contacted by blood, Swelling action of pad creates a pressure compress, Firmly applies pressure to puncture, ZorBand tightly binds to patients' skin to guard from leakage and maintain pressure. | pressure-bandages-large-6e1.jpg
SKU: EXEL26836 | Exel Pressure Bandage, X-Large | Sterile, Safe, Easy to use, Increased efficiency, Individually packaged, More convenient than traditional dressings, ZorBand reduces direct pressure time by 40%, Absorbent cellulose pad expands when contacted by blood, Swelling action of pad creates a pressure compress, Firmly applies pressure to puncture,ZorBand tightly binds to patients' skin to guard from leakage and maintain pressure. | pressure-bandage-x-large-df3.jpg
SKU: MNUS2101-CH | Medicom General Purpose Non Woven Sponges | White, 2â€ x 2â€, â‰¥ 27 g/m 2Increased patient comfort with soft viscose/poly blend non-woven material, with no chemicals added to avoid allergic reactions. A great economical alternative to cotton gauze sponges. | general-purpose-non-woven-sponges-c57.jpg
SKU: MNUS2100-CH | Medicom Medicom General Purpose Non-Woven Sponges, 4"x4", White | Increased patient comfort with soft viscose/poly blend non-woven material, with no chemicals added to avoid allergic reactions. A great economical alternative to cotton gauze sponges. | medicom-general-purpose-non-woven-sponges-4x4-white-7dd.jpg
SKU: CVN6613C | Covidien Standard Porous Tape 2" White | Kendallâ„¢ Standard Porous Tape is an economical tape with high tensile strength with linear porosity for maximum breathability. | standard-porous-tape-2-white-81f.jpg
SKU: CVN2531C | Covidien Kendall Standard Porous Tape, 1", White | Kendall Standard Porous Tape is an economical tape with high tensile strength with linear porosity for maximum breathability. | kendall-standard-porous-tape-1-white-2ae.jpg
SKU: CVN3027C | Covidien Kendall Standard Porous Tape 1-1/2", White | Kendall Standard Porous Tape is an economical tape with high tensile strength with linear porosity for maximum breathability. | kendall-standard-porous-tape-1-1-2-white--da5.jpg
SKU: DMS90412 | Derma Sciences Gauze Sponge Woven 4" x 4" 12-Ply Non-Sterile 200/slv | These woven sponges made from 100% USP Type VII cotton are the gold standard for general use or for debriding, covering and packing wounds. These dressings come in a variety of sizes and are available sterile in packages of 2 and non-sterile in sleeves of 200. 4Ã—4s also available in a packages of 10, packed in trays. Latex Free. | gauze-sponge-woven-4quot-x-4quot-12-ply-non-sterile-200-slv-0a9.jpg
SKU: DMS59145 | Derma Sciences Iodoform Packing Strip Â¼" x 5 yds | These sterile plain and iodoform gauze strips can be used dry to absorb drainage in exudating wounds or soaked with a medication of choice. Pre-cut sizes suit different wound types. Using Pak-its can save time and money. A secondary dressing is needed to hold the strips in place and to protect the wound from outside contaminants. 5 yards per bottle and available in multiple widths. The bottle has special patent-pending strip delivery system that ensures packing material is kept clean, tangle free, with the end always easy to locate at the top of the bottle. Latex Free. | iodoform-packing-strip-frac14quot-x-5-yds-155.jpg
SKU: DMS59345 | Derma Sciences Iodoform Packing Strip 1" x 5 yds | These sterile plain and iodoform gauze strips can be used dry to absorb drainage in exudating wounds or soaked with a medication of choice. Pre-cut sizes suit different wound types. Using Pak-its can save time and money. A secondary dressing is needed to hold the strips in place and to protect the wound from outside contaminants. 5 yards per bottle and available in multiple widths. The bottle has special patent-pending strip delivery system that ensures packing material is kept clean, tangle free, with the end always easy to locate at the top of the bottle. Latex Free. | iodoform-packing-strip-1quot-x-5-yds-837.jpg
SKU: DMS59245 | Derma Sciences Iodoform Packing Strip Â½" x 5 yds | These sterile plain and iodoform gauze strips can be used dry to absorb drainage in exudating wounds or soaked with a medication of choice. Pre-cut sizes suit different wound types. Using Pak-its can save time and money. A secondary dressing is needed to hold the strips in place and to protect the wound from outside contaminants. 5 yards per bottle and available in multiple widths. The bottle has special patent-pending strip delivery system that ensures packing material is kept clean, tangle free, with the end always easy to locate at the top of the bottle. Latex Free. | iodoform-packing-strip-frac12quot-x-5-yds-916.jpg
SKU: DMS59445 | Derma Sciences Iodoform Packing Strip 2" x 5 yds | Can be used dry to absorb drainage in exudating wounds or soaked with a medication of choice. Pre-cut sizes suit different wound types. Saves time and money. A secondary dressing is needed to hold the strips in place and to protect the wound from outside contaminants. 5 yards per bottle and available in multiple widths. The bottle has special patent-pending strip delivery system that ensures packing material is kept clean, tangle free, with the end always easy to locate at the top of the bottle. Latex free. | iodoform-packing-strip-2quot-x-5-yds-be8.jpg
SKU: DMSSPD-21 | Derma Sciences DERMAGRAN B Hydrophilic Wound Dressings, 4" x 4", Impregnated Gauze, Sterile | Dermagran B Hydrophilic dressings provide either a primary cover or filler for chronic and acute wounds. Supplied in two forms â€“ impregnated gauze and tube â€“ both contain Derma Sciences zinc-nutrient dressing formulation and balanced pH technology, providing a moist, mildly acidic environment conducive to wound healing. In addition these products contain Vitamin A, Vitamin B6, calcium and Magnesium. Use for management of pressure ulcers (Stages II â€“ IV), tissue trauma, surgical incisions, partial thickness thermal burns, diabetic and venous stasis ulcers. For more information about Dermagran B, including trials and case studies. | dermagran-b-hydrophilic-wound-dressings-4-x-4-impregnated-gauze-sterile-4d3.jpg
SKU: DMSSPD-03 | Derma Sciences DERMAGRAN B Hydrophilic Wound Dressings, 3 oz tube | Dermagran B Hydrophilic dressings provide either a primary cover or filler for chronic and acute wounds. Supplied in two forms â€“ impregnated gauze and tube â€“ both contain Derma Sciences zinc-nutrient dressing formulation and balanced pH technology, providing a moist, mildly acidic environment conducive to wound healing. In addition these products contain Vitamin A, Vitamin B6, calcium and Magnesium. Use for management of pressure ulcers (Stages II â€“ IV), tissue trauma, surgical incisions, partial thickness thermal burns, diabetic and venous stasis ulcers. For more information about Dermagran B, including trials and case studies, click here. | dermagran-b-hydrophilic-wound-dressings-3-oz-tube-876.jpg
SKU: DMS88544 | Derma Sciences Dressing Wound, 4.25 in. x 4.25 in. | Dressing Wound, 4.25 in. x 4.25 in. | dressing-wound-425-in-x-425-in-2e4.jpg
SKU: DMS76781 | Derma Sciences Conforming Bandage 2" x 4.1 yds | This 100% cotton 2-ply woven bandage is ideal as a secondary dressing for wrapping legs and arms and to hold dressings in place. The dressing provides light stretch which enables it to conform to difficult body contours, while also providing light compression. Latex free. | conforming-bandage-2quot-x-41-yds-bca.jpg
SKU: DMS76782 | Derma Sciences Conforming Bandage 3" x 4.1 yds | This 100% cotton 2-ply woven bandage is ideal as a secondary dressing for wrapping legs and arms and to hold dressings in place. The dressing gently secures to body contours without restricting movement. Latex Free. | conforming-bandage-3quot-x-41-yds-159.jpg
SKU: DMS20056 | Derma Sciences Petrolatum Gauze Non Adhering Dressing Sterile 3" x 9" | Petrolatum impregnated dressings are designed to provide non-adherent packing for full-thickness wounds, providing a moist environment, conducive to wound healing. | petrolatum-gauze-non-adhering-dressing-sterile-3-x-9-aea.jpg
SKU: DMS20059 | Derma Sciences Petrolatum Gauze Non-Adhering Dressing (Sterile), 3" x 18" | Petrolatum impregnated dressings are designed to provide non-adherent packing for full-thickness wounds, providing a moist environment, conducive to wound healing. They are made of fine, soft, conformable gauze impregnated with white petrolatum. Being nonadherent, removal of these dressings causes minimal trauma to the wound bed and patient. Used for management of full-thickness chronic wounds such as pressure ulcers (stages II-IV), tunneling wounds and non-infected wounds. The â€œoverwrapâ€ version of these dressings provides an additional layer of sterility for use in environments such as operating rooms. Latex Free. | petrolatum-gauze-non-adhering-dressing-sterile-3-x-18-b93.jpg
SKU: DMSTP1100 | Derma Sciences Suture Strip Plus Flexible Wound Closure Strips, 1/8" x 3" | Suture Strip Plus with Maximum Dynamic Adherence is a latex free premium wound closure strip that provides superior wound security. It is made of macroporous non-woven polyamide with a pressure sensitive adhesive. The proprietary materials allow Suture Strip Plus to have a perfect balance between elasticity and adherence, closely mimicking the elastic modulus of human skin. The inherent elasticity of the product allows the strips to elongate and yield to the movement of skin, preventing the concentration of forces at the proximal ends and reducing the chances of traction blisters or skin shear. The strips are water resistant and have a skin-friendly adhesive. Suture Strip Plus is ideal for primary wound closure of surface tissue as well as traumatic wound closure such as skin tears. It is also ideal for instances when aesthetic results are of great importance, such as in plastic surgery. Latex Free. | suture-strip-plus-flexible-wound-closure-strips-1-8-x-3-f76.jpg
SKU: DMSTP1105 | Derma Sciences Suture Strip Plus Flexible Wound Closure Strips 1" x 5" | Suture StripÂ® Plus with maximum dynamic adherence is a premium wound closure strip that provides superior wound security. It is made of macroporous non-woven polyamide with a pressure sensitive adhesive. | suture-strip-plus-flexible-wound-closure-strips-1-x-5-8cc.gif
SKU: DMSGL713 | Derma Sciences Surgilast Tubular Elastic Dressing Retainer 12 Special Sizing | A tubular elastic stretch net designed to serve as a secondary dressing, applying gentle pressure to keep bandages or other medical devices securely in place without adhesive tape. Ideal for securing burn or post-op dressings, hot or cold packs, IV tubes, incontinence pads and decubitus ulcer dressings. | surgilast-tubular-elastic-dressing-retainer-12-special-sizing-905.jpg
SKU: DMSGL714 | Derma Sciences Surgilast Tubular Elastic Dressing Retainer, 13, 44" | A tubular elastic stretch net designed to serve as a secondary dressing, applying gentle pressure to keep bandages or other medical devices securely in place without adhesive tape. Ideal for securing burn or post-op dressings, hot or cold packs, IV tubes, incontinence pads and decubitus ulcer dressings. Easy to customize. Allows maximum air-flow. Available in a wide range of sizes. | surgilast-tubular-elastic-dressing-retainer-13-44-699.jpg
SKU: DMSGLLF2501 | Derma Sciences Surgilast Tubular Elastic Dressing Retainer 1 5 3/8" | Surgilast Latex Free Tubular Elastic Dressing Retainer, Fingers, toes, wrist, 1, 5 3/8â€³. Provides the same features and benefits as Surgilast while eliminating the latex sensitivity. | surgilast-tubular-elastic-dressing-retainer-1-5-3-8-9a6.jpg
SKU: DMSGLLF2502 | Derma Sciences Surgilast Latex Free Tubular Elastic Dressing Retainer | Provides the same features and benefits as Surgilast while eliminating the latex sensitivity. | surgilast-latex-free-tubular-elastic-dressing-retainer-43b.jpg
SKU: DMSGLLF2503 | Derma Sciences Surgilast Latex Free Tubular Elastic Dressing Retainer, Medium: hand, arm, leg, foot, Size 3 | Provides the same features and benefits as Surgilast while eliminating the latex sensitivity. | surgilast-latex-free-tubular-elastic-dressing-retainer-medium-hand-arm-leg-foot-size-3-932.jpg
SKU: DMSGLLF2504 | Derma Sciences Surgilast Latex Free Tubular Elastic Dressing Retainer, 4, Large | Provides the same features and benefits as Surgilast while eliminating the latex sensitivity. | surgilast-latex-free-tubular-elastic-dressing-retainer-4-large-b50.jpg
SKU: DMSGLLF2505 | Derma Sciences Surgilast Latex Free Tubular Elastic Dressing Retainer, 5, Small | Surgilast Latex Free Tubular Elastic Dressing Retainer, 5, Small, head, shoulder, thigh, Working Stretch: 13 3/4â€³ | surgilast-latex-free-tubular-elastic-dressing-retainer-5-small-bad.jpg
SKU: DMSGLLF2505.5 | Derma Sciences Surgilast Latex Free Tubular Elastic Dressing Retainer, 5.5, 18", Medium, 25 yards | Provides the same features and benefits as Surgilastï¿½ while eliminating the latex sensitivity. | surgilast-latex-free-tubular-elastic-dressing-retainer-55-18-medium-25-yards-03d.jpg
SKU: DMSGLLF2507 | Derma Sciences Surgilast Latex Free Tubular Elastic Dressing Retainer, 7, Working Stretch : 28" | Provides the same features and benefits as Surgilast while eliminating the latex sensitivity. | surgilast-latex-free-tubular-elastic-dressing-retainer-7-working-stretch-28-51f.jpg
SKU: DMSGLLF2508 | Derma Sciences Surgilast Latex Free Tubular Elastic Dressing Retainer, Medium: chest, back, perineum, axilla, Size 8 | A tubular elastic stretch net designed to serve as a secondary dressing, applying gentle pressure to keep bandages or other medical devices securely in place without adhesive tape. Ideal for securing burn or post-op dressings, hot or cold packs, IV tubes, incontinence pads and decubitus ulcer dressings. Easy to customize. Allows maximum air-flow. Available in a wide range of sizes. | surgilast-latex-free-tubular-elastic-dressing-retainer-medium-chest-back-perineum-axilla-size-8-c88.jpg
SKU: DMSGLLF2510 | Derma Sciences Surgilast Latex Free Tubular Elastic Dressing Retainer, 10, X-Large | Provides the same features and benefits as Surgilast while eliminating the latex sensitivity. | surgilast-latex-free-tubular-elastic-dressing-retainer-10-x-large-343.jpg
SKU: DMSGL501 | Derma Sciences Surgilast Tubular Elastic Dressing Retainer, 6 7/8", Fingers, toes, wrist | A tubular elastic stretch net designed to serve as a secondary dressing, applying gentle pressure to keep bandages or other medical devices securely in place without adhesive tape. Ideal for securing burn or post-op dressings, hot or cold packs, IV tubes, incontinence pads and decubitus ulcer dressings. Easy to customize. Allows maximum air-flow. Available in a wide range of sizes. | surgilast-tubular-elastic-dressing-retainer-6-7-8-fingers-toes-wrist-dfd.jpg
SKU: DMSGL2522 | Derma Sciences Surgilast Tubular Elastic Dressing Retainer, Size 22, Special Sizing | A tubular elastic stretch net designed to serve as a secondary dressing, applying gentle pressure to keep bandages or other medical devices securely in place without adhesive tape. Ideal for securing burn or post-op dressings, hot or cold packs, IV tubes, incontinence pads and decubitus ulcer dressings. Easy to customize. Allows maximum air-flow. Available in a wide range of sizes. | surgilast-tubular-elastic-dressing-retainer-size-22-special-sizing-2e2.jpg
SKU: DMSGLB10 | Derma Sciences Surgigrip Latex Free Tubular Elastic Support Bandage Small | A latex-free tubular elastic bandage designed to provide support and compression. | surgigrip-latex-free-tubular-elastic-support-bandage-small-be5.jpg
SKU: DMSGLC10 | Derma Sciences Surgigrip Latex Free Tubular Elastic Support Bandage, 2 3/4" | A latex-free tubular elastic bandage designed to provide support and compression. Made of a soft cotton knit interlaced with elastic threads. Perfect for sprains and strains, support following cast removal, soft-tissue injuries, joints and muscles, post-graft pressure for burn patients and edema management/control. Convenient alternative to flat wrap bandages. Available in 11 yard (10 meter) lengths and has 8-12mm Hg compression at 50% stretch. Can be applied to sensitive areas using an applicator. Stays in place with no clips or tape. Machine washable. Available in a wide range of sizes. | surgigrip-latex-free-tubular-elastic-support-bandage-2-3-4-1fe.jpg
SKU: DMSGLE10 | Derma Sciences Surgigrip Latex Free Tubular Elastic Support Bandage 3 1/2" 8.75cm) | A latex-free tubular elastic bandage designed to provide support and compression. Made of a soft cotton knit interlaced with elastic threads. Perfect for sprains and strains, support following cast removal, soft-tissue injuries, joints and muscles, post-graft pressure for burn patients and edema management/control. Convenient alternative to flat wrap bandages. Available in 11 yard (10 meter) lengths and has 8-12mm Hg compression at 50% stretch. Can be applied to sensitive areas using an applicator. Stays in place with no clips or tape. Machine washable. Available in a wide range of sizes. | surgigrip-latex-free-tubular-elastic-support-bandage-3-1-2-875cm-8a4.jpg
SKU: DMSGLF10 | Derma Sciences Surgigrip Latex Free Tubular Elastic Support Bandage, 4", Large Knees or Thighs | A latex-free tubular elastic bandage designed to provide support and compression. Made of a soft cotton knit interlaced with elastic threads. Perfect for sprains and strains, support following cast removal, soft-tissue injuries, joints and muscles, post-graft pressure for burn patients, and edema management/control. Convenient alternative to flat wrap bandages. Can be applied to sensitive areas using an appplicator. Stays in one place with no clips of tape. Machine washable. 11 yard (10 meter) length. 8-122 mm Hg compression at 50% stretch. | surgigrip-latex-free-tubular-elastic-support-bandage-4-large-knees-or-thighs-31a.jpg
SKU: DMSGLG10 | Derma Sciences Surgigrip Latex Free Tubular Elastic Support Bandage, 4 1/2", Large Thighs | Made of a soft cotton knit interlaced with elastic threads. Perfect for sprains and strains, support following cast removal, soft-tissue injuries, joints and muscles, post-graft pressure for burn patients, and edema management/control. Convenient alternative to flat wrap bandages. Can be applied to sensitive areas using an appplicator. Stays in one place with no clips of tape. Machine washable. 11 yard (10 meter) length. 8-122 mm Hg compression at 50% stretch. | surgigrip-latex-free-tubular-elastic-support-bandage-4-1-2-large-thighs-c91.jpg
SKU: DMSGLJ10 | Derma Sciences Tubular Bandage, 6 3/4", Small trunk | A latex-free tubular elastic bandage designed to provide support and compression. Made of a soft cotton knit interlaced with elastic threads. Perfect for sprains and strains, support following cast removal, soft-tissue injuries, joints and muscles, post-graft pressure for burn patients, and edema management/control. Convenient alternative to flat wrap bandages. Can be applied to sensitive areas using an appplicator. Stays in one place with no clips of tape. Machine washable. 11 yard (10 meter) length. 8-122 mm Hg compression at 50% stretch. | tubular-bandage-6-3-4-small-trunk-c81.jpg
SKU: DMSGLK10 | Derma Sciences Surgigrip Latex Free Tubular Elastic Support Bandage, 8" | A latex-free tubular elastic bandage designed to provide support and compression. Made of a soft cotton knit interlaced with elastic threads. Perfect for sprains and strains, support following cast removal, soft-tissue injuries, joints and muscles, post-graft pressure for burn patients, and edema management/control. Convenient alternative to flat wrap bandages. Can be applied to sensitive areas using an appplicator. Stays in one place with no clips of tape. Machine washable. 11 yard (10 meter) length. 8-122 mm Hg compression at 50% stretch. | surgigrip-latex-free-tubular-elastic-support-bandage-8-b25.jpg
SKU: DMSGL231 | Derma Sciences Surgitube & Surgigrip Tubular Gauze Applicators, Lucite Tube Applicator, 1L | Used with certain styles of Surgitube Tubular Gauze so primary bandage is not dislodged. Also used with certain styles of SurgiGrip Tubular Elastic Support Bandages to eliminate possible irritation to sensitive areas. | surgitube-surgigrip-tubular-gauze-applicators-lucite-tube-applicator-1l-63f.jpg
SKU: DMSGL236 | Derma Sciences Surgitube and Surgigrip Tubular Gauze Applicators Size 4M | Used with certain styles of Surgitube Tubular Gauze so primary bandage is not dislodged. Also used with certain styles of SurgiGrip Tubular Elastic Support Bandages to eliminate possible irritation to sensitive areas. | surgitube-and-surgigrip-tubular-gauze-applicators-size-4m-5c6.jpg
SKU: DMSGL241 | Derma Sciences Surgitube Latex Free Tubular Gauze, 50 Yard Rolls, Small fingers, White, 5/8" | Tube gauze that secures dressings without tape. Allows maximum airflow and will not unravel when cut. Made of 100% Cotton. Also available in other sizes upon request. Latex Free. | surgitube-latex-free-tubular-gauze-50-yard-rolls-small-fingers-white-5-8-fe8.jpg
SKU: DMSGL242 | Derma Sciences Surgitube Latex Free Tubular Gauze (For Use without Applicator), Size 2P, White, 7/8" | Tube gauze that secures dressings without tape. Allows maximum airflow and will not unravel when cut. Made of 100% Cotton. Also available in other sizes upon request. Latex Free. | surgitube-latex-free-tubular-gauze-for-use-without-applicator-size-2p-white-7-8-a94.jpg
SKU: DMSGL242A | Derma Sciences Surgitube Latex Free Tubular Gauze, 2AP, White | Tube gauze that secures dressings without tape. Allows maximum airflow and will not unravel when cut. Made of 100% Cotton. Also available in other sizes upon request. Latex Free. | surgitube-latex-free-tubular-gauze-2ap-white-fc3.jpg
SKU: DMSGL246 | Derma Sciences Surgitube Latex Free Tubular Gauze, Small , 5/8", Beige | Tube gauze that secures dressings without tape. Allows maximum airflow and will not unravel when cut. Made of 100% Cotton. Also available in other sizes upon request. Latex Free. | surgitube-latex-free-tubular-gauze-small-5-8-beige-0b0.jpg
SKU: DMSGL247 | Derma Sciences Surgitube Latex Free Tubular Gauze (For use Without Applicator), Size 2P, 7/8" | Features a heavier knit construction than the gauze for use with an applicator. Simply pull onto the area to be bandaged. | surgitube-latex-free-tubular-gauze-for-use-without-applicator-size-2p-7-8-dca.jpg
SKU: DMSGL248 | Derma Sciences Surgitube Latex Free Tubular Gauze, Size 3P, Beige | Tube gauze that secures dressings without tape. Allows maximum airflow and will not unravel when cut. Made of 100% Cotton. Also available in other sizes upon request. Latex Free. | surgitube-latex-free-tubular-gauze-size-3p-beige-7f5.jpg
SKU: DMSGL260 | Derma Sciences Surgitube Latex Free Tubular Gauze, Size 5P, Beige | Tube gauze that secures dressings without tape. Allows maximum airflow and will not unravel when cut. Made of 100% Cotton. Also available in other sizes upon request. Latex Free. | surgitube-latex-free-tubular-gauze-size-5p-beige-f6e.jpg
SKU: DMSGL222 | Derma Sciences Surgitube Latex Free Tubular Gauze 50 yard Rolls White 2 5/8" | A tubular gauze bandage designed to protect and secure primary dressings. Made from 100% weight or beige cotton yarn knitted in a continuous seamless tube. Easy to apply. Available in a range of sizes for use on every area of the body. Manufactured in two styles for use with or without a special applicator.Cotton seamless tubular bandage system for neat, comfortable, professional dressings. Easy to use, efficient and functional design. Just wrap, anchor, and wrap again. Use as many layers as needed.Â | surgitube-latex-free-tubular-gauze-50-yard-rolls-white-2-5-8-c40.jpg
SKU: DMSGL223 | Derma Sciences Surgitube Latex Free Tubular Gauze, 50 yard Rolls, Size 5, White | A tubular gauze bandage designed to protect and secure primary dressings. Made from 100% weight or beige cotton yarn knitted in a continuous seamless tube. Easy to apply. Available in a range of sizes for use on every area of the body. Manufactured in two styles for use with or without a special applicator. | surgitube-latex-free-tubular-gauze-50-yard-rolls-size-5-white-a8b.jpg
SKU: DMSGL251 | Derma Sciences Surgitube Latex Free Tubular Gauze (For Use Without Applicator), 15 Yard Rolls, White, Size 1, 5/8" | Tube gauze that secures dressings without tape. Allows maximum airflow and will not unravel when cut. Made of 100% Cotton. Also available in other sizes upon request. Latex Free. | surgitube-latex-free-tubular-gauze-for-use-without-applicator-15-yard-rolls-white-size-1-5-8-3b9.jpg
SKU: DMSGL252 | Derma Sciences Surgitube Latex Free Tubular Gauze, Size 2, Large Fingers Toes, White | Tube gauze that secures dressings without tape. Allows maximum airflow and will not unravel when cut. Made of 100% Cotton. Also available in other sizes upon request. Latex Free. | surgitube-latex-free-tubular-gauze-size-2-large-fingers-toes-white-bc1.jpg
SKU: DMSGL110W | Derma Sciences Surgitube Latex Free Tubular Gauze 10 Yards Rol 1 Small White | Cotton seamless tubular bandage system for neat, comfortable, professional dressings. Easy to use, efficient and functional design. Just wrap, anchor, and wrap again. Use as many layers as needed. Tube gauze that secures dressings without tape. Allows maximum airflow and will not unravel when cut. Made of 100% Cotton. Also available in other sizes upon request. Latex Free. | surgitube-latex-free-tubular-gauze-10-yards-rol-1-small-white-02e.jpg
SKU: DMSGL210W | Derma Sciences Size 2, 7/8", White, Large Fingers & Toes, Includes Aluminum Splint Type Applicator | Tube gauze that secures dressings without tape. | size-2-7-8-white-large-fingers-toes-includes-aluminum-splint-type-applicator-b75.jpg
SKU: DMSGL205W | Derma Sciences Surgitube Tubular Gauze 5 Yard Rolls Size 2 White 7/8" | Tube gauze that secures dressings without tape. Allows maximum airflow and will not unravel when cut. Made of 100% Cotton. Also available in other sizes upon request. Latex Free. | surgitube-tubular-gauze-5-yard-rolls-size-2-white-7-8-060.jpg
SKU: DMSGL310W | Derma Sciences Surgitube Latex Free Tubular Gauze (For Use Without Applicator), White, Size 3, 1 1/2" | Tube gauze that secures dressings without tape. Allows maximum airflow and will not unravel when cut. Made of 100% Cotton. Also available in other sizes upon request. Latex Free. | surgitube-latex-free-tubular-gauze-for-use-without-applicator-white-size-3-1-1-2-6ab.jpg
SKU: DMSGL209 | Derma Sciences Surgitube Latex Free Tubular Gauze, Beige, 5/8" | A tubular gauze bandage designed to protect and secure primary dressings. Made from 100% weight or beige cotton yarn knitted in a continuous seamless tube. Easy to apply. Available in a range of sizes for use on every area of the body. Manufactured in two styles for use with or without a special applicator. | surgitube-latex-free-tubular-gauze-beige-5-8-12a.jpg
SKU: DMSGL210 | Derma Sciences Surgitube Latex Free Tubular Gauze, 50 Yard Rolls , 2, Large | A tubular gauze bandage designed to protect and secure primary dressings. Made from 100% weight or beige cotton yarn knitted in a continuous seamless tube. Easy to apply. Available in a range of sizes for use on every area of the body. Manufactured in two styles for use with or without a special applicator. | surgitube-latex-free-tubular-gauze-50-yard-rolls-2-large-6bf.jpg
SKU: DMSGL212 | Derma Sciences Surgitube Latex Free Tubular Gauze, 50 yard Rolls (For use with Applicator), Beige, Size 4 | A tubular gauze bandage designed to protect and secure primary dressings. Made from 100% weight or beige cotton yarn knitted in a continuous seamless tube. Easy to apply. Available in a range of sizes for use on every area of the body. Manufactured in two styles for use with or without a special applicator. | surgitube-latex-free-tubular-gauze-50-yard-rolls-for-use-with-applicator-beige-size-4-ab1.jpg
SKU: DMSUC20 | Derma Sciences UC Strip | UC Strip is a latex free, economical, one-piece catheter / tubing fastener. This flexible adhesive fastener secures urinary and gastrostomy catheter tubing to the patient without the irritation or tissue trauma caused by other tapes. UC Strip is made of a flexible material with a skin-friendly adhesive. Comfortable for the patient, the fastener allows limited side-to-side movement while it prevents the tubing from being pulled out. | uc-strip-afa.jpg
SKU: DMSGL200-3 | Derma Sciences Unna-Pak Primer Latex-Free Modified Unna Boot AND Duban Self Adherent Bandage, 3" | For the ambulatory management of venous stasis leg ulcers. A convenient system containing two high performance bandages that together form a two-layer Unna Boot. All the advantages and uses described above for Primer Modified Unna Boot with the additional benefit of a flesh colored secondary dressing that is lightweight, strong and easy to apply. The Unna Boot is 10 yards and the self-adherent bandage is 5 yards. | unna-pak-primer-latex-free-modified-unna-boot-and-duban-self-adherent-bandage-3-b70.jpg
SKU: DMSGL200-4 | Derma Sciences Unna-Pak Primer Latex-Free Modified Unna Boot AND Duban Self Adherent Bandage, 4" | For the ambulatory management of venous stasis leg ulcers. A convenient system containing two high performance bandages that together form a two-layer Unna Boot. All the advantages and uses described above for Primer Modified Unna Boot with the additional benefit of a flesh colored secondary dressing that is lightweight, strong and easy to apply. The Unna Boot is 10 yards and the self-adherent bandage is 5 yards. | unna-pak-primer-latex-free-modified-unna-boot-and-duban-self-adherent-bandage-4-a8b.jpg
SKU: 3M1296 | 3M Health Care Attest Rapid Readout Biological Indicator Test Packs | 3M Attest Rapid Readout Biological Indicator Test Pack that presents a challenge to the sterilization process equivalent to the AAMI recommended towel pack for 121C (250F) Gravity Displacement Cycles and 132C (270F) Vacuum-Assisted cycles. Comes with 25 controls. The pack is specifically designed to present a resistant challenge to the steam sterilization process as does the AAMI 16 towel pack. Contains fewer controls than the 1296 product (5 vs. 25) | attest-rapid-readout-biological-indicator-test-packs-8eb.jpg
SKU: 3M1507 | 3M Health Care Nexcare Stomaseal Colostomy Dressing, 4" x 4" | Colostomy dressing with adhesive border to comfortably secure and hold the stoma tube in place. | nexcare-stomaseal-colostomy-dressing-4-x-4-12e.jpeg
SKU: 3M1614 | 3M Health Care Tegaderm Transparent Film Dressing with Border 2-3/8" x 2-3/4" | Transparent film dressings designed to secure the catheter in challenging I.V. applications. Many with notches and borders reinforced with a soft cloth fabric, designed to reduce edge lift and to seal around the insertion site. | tegaderm-transparent-film-dressing-with-border-2-3-8-x-2-3-4-5ae.jpg
SKU: 3M1621 | 3M Health Care Tegaderm Transparent Film Dressing First Aid Style, 4" x 4-3/4" | Transparent film dressings designed for protecting skin and wound sites. Frame style allows customization of shape and size to fit any site. Unique sacral shape is designed for challenging and difficult-to-dress areas. | tegaderm-transparent-film-dressing-first-aid-style-4-x-4-3-4-4b3.jpg
SKU: 3M1626 | 3M Health Care Tegaderm Transparent Film Dressing, Original Frame, 4" x 4 3/4" | A breathable, transparent film dressing, impermeable to liquids, bacteria, and viruses and designed for protecting skin and wound sites. Perfect as a primary or secondary dressing over acute wounds, surgical sites, and chronic wounds, or over at-risk IV sites. "Picture-frame" delivery has a secure adhesion, yet is gentle to the skin | tegaderm-transparent-film-dressing-original-frame-4-x-4-3-4-ffa.jpg
SKU: 3M1628 | 3M Health Care Tegaderm Transparent Film Dressing Frame Style, Transparent, 6"x 8" | Transparent film dressings designed for protecting skin and wound sites. Frame style allows customization of shape and size to fit any site. Unique sacral shape is designed for challenging and difficult-to-dress areas. | tegaderm-transparent-film-dressing-frame-style-transparent-6x-8-ac0.jpg
SKU: 3M1629 | 3M Health Care Tegaderm Transparent Film Dressing Frame Style, Transparent, 12"L x 8"W | Transparent film dressings designed for protecting skin and wound sites. Frame style allows customization of shape and size to fit any site. Unique sacral shape is designed for challenging and difficult-to-dress areas. | tegaderm-transparent-film-dressing-frame-style-transparent-12l-x-8w-872.jpg
SKU: 3M2861 | 3M Health Care Medipore H Soft Cloth Tape, 1"x 10 yard | The same soft, latex-free, hypoallergenic, conformable tape as standard Medipore tape, but with increased gentleness and stronger adhesion for more challenging applications. Available in perforated rolls in several sizes. 3Mâ„¢ Mediporeâ„¢ H Soft Cloth Tape is sold non-sterile. The following methods were tested and proven reliable for sterilization and stable adhesion performance. With ethylene oxide residuals well within U.S. FDA guidelines. Procedure used: 1) Tape rolls kept intact up to the full 10-yard length, 2) Strips of tape arranged over a suitable release surface, e.g. glass, stainless steel, silicone-treated paper, 3) One 3-sheet pad of tape, 4) Tape sealing in appropriate sterilization pouch or wrapper, 5) EtO sterilized warm cycle 55%C (130 -145Â°). Minimum 1 hour expsore time (50% RH-600 mg/liter, or equivalent), 6) Warm cycle aeration (temperature not to exceed 55Â°C (130Â°-145Â°F) for a minimum 20 hour cycle before use. It is the responsibility of an individual health care organization to confirm sterility when product is sterilized in its facility. | medipore-h-soft-cloth-tape-1x-10-yard--a1b.jpg
SKU: 3M2862 | 3M Health Care Medipore H Soft Cloth Tape, 2" x 10 yrds | The Same Soft, Latex-Free, Hypoallergenic, Conformable Tape As Standard Medipore Tape, But With Increased Gentleness And Stronger Adhesion For More Challenging Applications. Available In Perforated Rolls In Several Sizes. 3M Medipore H Soft Cloth Tape Is Sold Non-Sterile. The Following Methods Were Tested And Proven Reliable For Sterilization And Stable Adhesion Performance. With Ethylene Oxide Residuals Well Within U.S. Fda Guidelines. Procedure Used: 1) Tape Rolls Kept Intact Up To The Full 10-Yard Length, 2) Strips Of Tape Arranged Over A Suitable Release Surface, E.G. Glass, Stainless Steel, Silicone-Treated Paper, 3) One 3-Sheet Pad Of Tape, 4) Tape Sealing In Appropriate Sterilization Pouch Or Wrapper, 5) Eto Sterilized Warm Cycle 55%C (130 -145Â°). Minimum 1 Hour Expsore Time (50% Rh-600 Mg/Liter, Or Equivalent), 6) Warm Cycle Aeration (Temperature Not To Exceed 55Â°C (130Â°-145Â°F) For A Minimum 20 Hour Cycle Before Use. It Is The Responsibility Of An Individual Health Care Organization To Confirm Sterility When Product Is Sterilized In Its Facility. | medipore-h-soft-cloth-tape-2-x-10-yrds-7cb.jpg
SKU: 3M3380 | 3M Health Care Cavilon No-Rinse Skin Cleanser, 8 oz | No rinse formula gently cleans urine and stool from skin. Contains ingredients that help moisturize and condition the skin as it cleans. Helps control odor for improved environment and patient wellbeing. | cavilon-no-rinse-skin-cleanser-8-oz-a02.jpg
SKU: 3M3562 | 3M Health Care Medipore +Pad Soft Cloth Adhesive Wound Dressing, 2"x 2-3/4" | Dressing size 2 inch x 2-3/4 inch (5cm x 7cm) +Pad Soft Cloth Adhesive Wound Dressing, Pad size 1 inch x 1-1/2 inch. Highly conformable dressing is easy to apply, conforms to body contours, and flexes with movement or swelling.Dressing is porous and breathable for increased patient comfort, better exchange of moisture vapor and oxygen, and reduced risk of skin maceration.Unique non-adherent pad promotes normal wound healing with less pain and trauma.Dressing provides excellent adhesion, yet is gentle to the skin.Convenient, all-in-one dressing reduces application time.Absorbent pad protects wound and absorbs drainage.Full range of sizes is available to fit every application.Dressings for wound care Primary dressing applications:Post-surgical dressing, especially on areas where swelling or movement is expectedFragile skinLight-to-moderately draining woundsSuperficial and partial-thickness woundsAcute wounds such as cuts, burns, abrasions and lacerationsChronic woundsTo secure or cover devicesI.V. catheter sites (peripheral and central lines) Secondary dressing applications:Over hydrogels, alginates and gauze | medipore-pad-soft-cloth-adhesive-wound-dressing-2x-2-3-4-6c5.jpg
SKU: 3M3570 | 3M Health Care Medipore +Pad Soft Cloth Adhesive Wound Dressing, 3-1/2" x 8" | An all-in-one sterile dressing that features a breathable soft cloth tape backing with a unique non-adherent pad. Dressing size 3-1/2 inch x 8 inch (9cm x 20cm) +Pad Soft Cloth Adhesive Wound Dressing, Pad size 1-3/4 inch x 6 inch | medipore-pad-soft-cloth-adhesive-wound-dressing-3-1-2-x-8-48e.jpg
SKU: 3M3571 | 3M Health Care Medipore +Pad Soft Cloth Adhesive Wound Dressings, 3.5" x 10" | Medipore +Pad Soft Cloth Adhesive Wound Dressing is an all-in-one sterile dressing that features a breathable soft cloth tape backing with a unique non-adherent pad. It's gentle, conformable, absorbent, porous and breathable. The dressing has a hypoallergenic, non-latex adhesive that provides excellent adhesion, yet is gentle to the skin. | medipore-pad-soft-cloth-adhesive-wound-dressings-35-x-10-40f.jpg
SKU: 3M91101 | 3M Health Care Wound Cleanser, 4 oz | Zinc-nutrient formulated, gentle wound cleanser in an easy-to-use squeeze bottle. Gentle spray stream consistent with guidelines for safe, non-cytotoxic and effective cleansing. Delivered in a convenient easy-open, easy-squeeze bottle. Fragrance-free, no-rinse formulation. | wound-cleanser-4-oz-7f6.jpg
SKU: 3M1533-1 | 3M Health Care Micropore Tape, Tan, 1" x 10 yards | Gentle to the skin. Latex-free and hypoallergenic for sensitive patients. Highly breathable to maintain skin integrity. Holds well on damp skin for secure placement.1 inch x 10 yard (2,5cm x 9,14m) Paper, hypoallergenic tape, tan. | micropore-tape-tan-1-x-10-yards-7f9.jpg
SKU: 3M1322-18MM | 3M Health Care Comply Lead Free Steam Indicator Tape, 70" x 60 yrds | An exposure monitor that securely seals packs, and provides a visual assurance that the package has been exposed to the steam sterilization process. Lead Free Ink means no hazardous waste issues. Trusted, high quality adhesive. stretchable backing that minimizes tape "pop-off" during sterilization. can be written on or labeled with pre-printed labels. | comply-lead-free-steam-indicator-tape-70-x-60-yrds-d45.jpg
SKU: 3M1322-24MM | 3M Health Care Comply Lead Free Steam Indicator Tape, .94" x 60 yrds | An exposure monitor that securely seals packs, and provides a visual assurance that the package has been exposed to the steam sterilization process. Lead Free Ink means no hazardous waste issues. Trusted, high quality adhesive. stretchable backing that minimizes tape "pop-off" during sterilization. can be written on or labeled with pre-printed labels. | comply-lead-free-steam-indicator-tape-94-x-60-yrds-3b0.jpg
SKU: 3M1092 | 3M Health Care Steri Drape Small Drape with Adhesive Aperture | The 1092 is made of 3M Steri-Drape Absorbent Prevention Fabric and comes with an adhesive aperture. | steri-drape-small-drape-with-adhesive-aperture-eca.jpg
SKU: 3M2770-1 | 3M Health Care Kind Removal Silicone Tape,1" x 5.5 yards | 1 inch x 5.5 yard (2,5cm x 5,0m) Breathable, hypoallergenic medical tape with silicone adhesive, standard roll, Provides reliable securement, kind removal, and gentle wear without compromise. | kind-removal-silicone-tape1-x-55-yards-0c7.jpg
SKU: ALRY90611 | Ambra Le Roy Supra-Grip Double Velcro Self Closure Elastic Bandage, 6â€ x 11 yds. stretched | The controlled stretch in the Supra-Grip provides support that is consistent and firm for applications requiring dependable tension. No clips, tape or pins are necessary to secure this latex-free premium knitted elastic bandage. Use Supra-Grip where maximum compression and the easy convenience of a hook and loop closure is required. It is individually wrapped and secures with a 1â€ Velcro start strip and a 2â€ Velcro closure. | supra-grip-double-velcro-self-closure-elastic-bandage-6-x-11-yds-stretched--32a.jpg
SKU: CVN1050 | Covidien Telfa Non-adherent Pads Prepack, 4" x 3" | TELFA Ouchless Non-Adherent Dressings. Superior Ouchless dressing won't disrupt healing tissue by sticking to wound. Ideal as a primary dressing for lightly draining wounds. Ideal take home dressing. | telfa-non-adherent-pads-prepack-4-x-3-30d.jpg
SKU: CVN1792 | Covidien Curity Cover Sponges, 4" x 4" | CURITY Cover Sponges. Non-woven cellulose wadding filled sponges. All purpose use with good absorbency. Available in a variety of sizes in both sterile and non-sterile. | curity-cover-sponges-4-x-4-c5a.jpg
SKU: CVN1801 | Covidien Kerlix Bandage Roll 100% Cotton 6 Ply Small 2-1/4" x 9' | Kerlixâ„¢ Bandage Rolls are made of prewashed, fluff dried 100% woven gauze with unique crinkle-weave pattern for loft and bulk. Kerlixâ„¢ Bandage Rolls provide fast-wicking action, superior aeration, and excellent absorbency. Finished edges on the product reduce loose ends and lint. This product is available in 6 and 8 ply. | kerlix-bandage-roll-100-cotton-6-ply-small-2-1-4-x-9-406.jpeg
SKU: CVN1806 | Covidien CURITY Gauze Sponges, 2" x 2", 8-Ply, Sterile | High-Grade, 100% U.S.-Grown Cotton Is Used To Manufacture These Gauze Sponges In The United States. Meets Or Exceeds Usp Type Vii Gauze Requirements, Which Ensures The Highest Quality And Low Contamination. Highly Absorbent, 8-Ply, 12-Ply And 16-Ply Gauze Pads Are Well-Suited For A Variety Of Applications. Available In A Broad Range Of Sizes In Both Sterile And Non-Sterile Varieties. | curity-gauze-sponges-2-x-2-8-ply-sterile-f7f.jpg
SKU: CVN1961 | Covidien Telfa Non-adherent Dressing, 2" x 3" | TELFA "Ouchless" Non-Adherent Dressings. Superior "Ouchless" dressing won't disrupt healing tissue by sticking to wound. Ideal as a primary dressing for lightly draining wounds. Ideal take home dressing. | telfa-non-adherent-dressing-2-x-3-421.jpg
SKU: CVN2252 | Covidien Curity Gauze Sponges12 Ply | CURITY Gauze Sponges Non-Sterile exceeds USP Type VII gauze requirements. Well suited for a variety of applications. | curity-gauze-sponges12-ply-853.jpg
SKU: CVN2634 | Covidien Curity Gauze Sponges, 4" x 4", 12-Ply, Non-Sterile | High-grade, 100% U.S.-grown cotton is used to manufacture these gauze sponges in the United States. Meets or exceeds USP Type VII gauze requirements, which ensures the highest quality and low contamination. Highly absorbent, 8-ply, 12-ply and 16-ply gauze pads are well-suited for a variety of applications. Available in a broad range of sizes in both sterile and non-sterile varieties. | curity-gauze-sponges-4-x-4-12-ply-non-sterile-b1d.jpg
SKU: CVN2733 | Covidien Curity Gauze Sponges, 16 Ply, 4" x 4" | CURITY Gauze Sponges Non-Sterile exceeds USP Type VII gauze requirements. Well suited for a variety of applications. Available in a broad range of sizes conveniently indexed in 10's for faster, easier handling. | curity-gauze-sponges-16-ply-4-x-4-219.jpg
SKU: CVN2835 | Covidien Curity Gauze Sponges, Nonsterile, 12 Ply, 7" x 4" | CURITY Gauze Sponges Non-Sterile exceeds USP Type VII gauze requirements. Well suited for a variety of applications. Available in a broad range of sizes conveniently indexed in 10's for faster, easier handling. | curity-gauze-sponges-nonsterile-12-ply-7-x-4-ad0.jpg
SKU: CVN4032 | Covidien Kerlix Sponges, 12 Ply, 4" x 4" | KERLIX Sponges are ideal for all-purpose floor use as well superior primary dressing. Absorbency and texture is ideal for prepping, cleansing, packing and debriding wounds. | kerlix-sponges-12-ply-4-x-4-ad1.jpg
SKU: CVN4032 | Covidien Kerlix Sponges, 12 Ply, 4" x 4" | KERLIX Sponges are ideal for all-purpose floor use as well superior primary dressing. Absorbency and texture is ideal for prepping, cleansing, packing and debriding wounds. | kerlix-sponges-12-ply-4-x-4-ad1.jpg
SKU: CVN7633 | Covidien Curity Plain Packing Strip 1" x 15' | CURITY Packing Strips | curity-plain-packing-strip-1-x-15--042.jpg
SKU: CVN7643 | Covidien Telfa Adhesive Dressing, 3" x 4" | TELFA "Ouchless" Adhesive Dressings. Highly absorbent cotton fabric bonded on both sides with perforated non-adherent film. Won't disrupt healing tissue by sticking to wound. | telfa-adhesive-dressing-3-x-4-c5d.jpg
SKU: CVN7665 | Covidien Telfa AMD Antimicrobial Non-adherent Island Dressing, 4" x 5" | Telfa AMD antimicrobial sponges are impregnated with PHMB (Polyhexamethylene Biguanide), a powerful yet safe antiseptic that has a broad range effectiveness against gram positive and gram negative microorganisms including some multi-drug resistant strains such as MRSA. This exciting new product provides healthcare facilities a low cost, prophylactic method of treatment without changing nursing protocol. In addition to its antimicrobial capabilities the Telfa AMD antimicrobial sponges non-adherent dressing has a perforated mylar film with an absorbent core ideal for use as a primary dressing for lightly draining wounds. | telfa-amd-antimicrobial-non-adherent-island-dressing-4-x-5-2da.jpg
SKU: CVN7831 | Covidien Curity Iodoform Packing Strip 1/4" x 15' | Curity Iodoform Packing Strips by Covidien One bottle with one 5 yard strip. | curity-iodoform-packing-strip-1-4-x-15-4e8.jpg
SKU: CVN7832 | Covidien Curity Iodoform Packing Strip, 1/2" x 15' | CURITY Packing Strips. 100% cotton, fine mesh gauze ideal for wet-to-dry packing. Available in plain, iodoform, and AMDâ„¢ varieties. | curity-iodoform-packing-strip-1-2-x-15-90e.jpg
SKU: CVN7834 | Covidien Curity Iodoform Packing Strip, 2" X 15' | CURITY Packing Strips. 100% cotton, fine mesh gauze ideal for wet-to-dry packing. Available in plain, iodoform, and AMD varieties. | curity-iodoform-packing-strip-2-x-15--59b.jpg
SKU: CVN9231 | Covidien Calcium Alginate Dressing Rope 12" | Kendallâ„¢ calcium alginate dressings are designed to interact with sodium in wounds to create an ionic exchange and help jump-start the epitheliazation process. The dressing absorbs approximately 20 times its weight in exudate. It is easy and painless to remove with minimal tissue trauma. | calcium-alginate-dressing-rope-12-f5e.jpg
SKU: CVN9233 | Covidien Kendall Calcium Alginate Dressing, 4" x 4" | Kendall calcium alginate dressings are designed to interact with sodium in wounds to create an ionic exchange and help jump-start the epitheliazation process. The dressing absorbs approximately 20 times its weight in exudate. It is easy and painless to remove with minimal tissue trauma. | kendall-calcium-alginate-dressing-4-x-4--f44.jpg
SKU: CVN44103 | Covidien Curity Flexible Adhesive Bandage Neon .75" x 3" | Curity Flexible Adhesive Bandage Neon 50's | curity-flexible-adhesive-bandage-neon-75-x-3-9e5.jpg
SKU: CVN1892 | Covidien Kerlix Bandage Roll, 100% Cotton, 6 Ply, Large, 4-1/2" x 4-1/8 yd | KERLIX Rolls are made of prewashed, fluff dried 100% woven gauze with unique crinkle-weave pattern for loft and bulk. KERLIX Rolls provide fast-wicking action, superior aeration, and excellent absorbency. Finished edges on the product reduce loose ends and lint. This product is available in 6 and 8 ply. | kerlix-bandage-roll-100-cotton-6-ply-large-4-1-2-x-4-1-8-yd--774.jpg
SKU: CVN1914C | Covidien Kendall Hypoallergenic Paper Tape, 1" X 10 Yds | Kendall Hypoallergenic Paper Tape, 1" X 10 Yds | kendall-hypoallergenic-paper-tape-1-x-10-yds-1de.jpg
SKU: DMS31022 | Derma Sciences MEDIHONEY Calcium Alginate Dressing, 2 in. x 2 in. | MEDIHONEY Calcium Alginate Dressing, 2 in. x 2 in. | medihoney-calcium-alginate-dressing-2-in-x-2-in-9a8.jpg
SKU: DMSGLD10 | Derma Sciences Surgigrip Latex Free Tubular Elastic Support Bandage, 3" | A latex-free tubular elastic bandage designed to provide support and compression. Made of a soft cotton knit interlaced with elastic threads. Perfect for sprains and strains, support following cast removal, soft-tissue injuries, joints and muscles, post-graft pressure for burn patients, and edema management/control. Convenient alternative to flat wrap bandages. Can be applied to sensitive areas using an appplicator. Stays in one place with no clips of tape. Machine washable. 11 yard (10 meter) length. 8-122 mm Hg compression at 50% stretch. | surgigrip-latex-free-tubular-elastic-support-bandage-3-09b.jpg
SKU: DKL123 | Dukal Non-Adherent Pads, 2" x 3" | Designed to protect to wound site while promoting the healing process. The non-stick outer facing will allow the dressing to absorb, but not interfere with the granulating tissue by adhering to the wound. The easy removal of the pad will minimize trauma to the wound site. These pads can be cut any size wound without separating. | non-adherent-pads-2-x-3-d44.jpg
SKU: DKL134 | Dukal Non-Adherent Pad, 3" x 4" | Designed to protect to wound site while promoting the healing process. The non-stick outer facing will allow the dressing to absorb, but not interfere with the granulating tissue by adhering to the wound. The easy removal of the pad will minimize trauma to the wound site. These pads can be cut any size wound without separating. | non-adherent-pad-3-x-4-916.jpg
SKU: DKL138 | Dukal Non-Adherent Pad, 3" x 8" | Designed to protect to wound site while promoting the healing process. The non-stick outer facing will allow the dressing to absorb, but not interfere with the granulating tissue by adhering to the wound. The easy removal of the pad will minimize trauma to the wound site. These pads can be cut any size wound without separating. | non-adherent-pad-3-x-8-854.jpg
SKU: DKL502 | Dukal Elastic Bandage, 2",Non-Sterile - Latex, 2â€ x 4.5yds | Provides consistent support and are a good product to use when even compression is needed. All rolls are individually wrapped for clean storage. | elastic-bandage-2non-sterile-latex-2-x-45yds-08b.jpg
SKU: DKL503 | Dukal Elastic Bandage, Non-Sterile - Latex, 3â€ x 4.5yds | Provides consistent support and are a good product to use when even compression is needed. All rolls are individually wrapped for clean storage. | elastic-bandage-non-sterile-latex-3-x-45yds-7cc.jpg
SKU: DKL504 | Dukal Elastic Bandages, Non-Sterile - Latex, 4â€ x 4.5yds | Provides consistent support and are a good product to use when even compression is needed. All rolls are individually wrapped for clean storage. | elastic-bandages-non-sterile-latex-4-x-45yds-0ee.jpg
SKU: DKL506 | Dukal Elastic Bandages, Non-Sterile, Elastic Bandage, 6â€ x 4.5yds | When even compression is needed the DUKAL Elastic Bandage Roll will provide consistent support. Itâ€™s knitted construction offers strength, comfort, and breathability. Each bandage is individually wrapped and includes two metal clips. Available in latex and latex free. | elastic-bandages-non-sterile-elastic-bandage-6-x-45yds-6b5.jpg
SKU: DKL1050 | Dukal Emergency Pressure Dressing, Sterile | The DUKAL Emergency Pressure Dressing is an all-in-one dressing. It is specifically designed with a highly absorbent pad that offers maximum compression when held in place with the attached bandage roll. | emergency-pressure-dressing-sterile-1e2.jpg
SKU: DKL1320 | Dukal Section Sponge, Pre-Washed, Sterile, X-Ray, 4" x 36", 8-ply | DUKAL Section Sponges are 100% Cotton Woven gauze that are x-ray detectable and designed to be of the hightest quality for use in the OR. | section-sponge-pre-washed-sterile-x-ray-4-x-36-8-ply-342.jpg
SKU: DKL2102 | Dukal Clinisorb Non-Woven Sponges - 2â€ x 2â€, Non-Sterile - Latex Free | Clinisorb Non-Woven Sponges - 2â€ x 2â€, Non-Sterile - Latex Free | clinisorb-non-woven-sponges-2-x-2-non-sterile-latex-free-bbf.jpg
SKU: DKL2103 | Dukal Clinisorb Non Woven Sponges 3â€ x 3â€ 4 Ply | Clinisorb Non-Woven Sponges - 3â€ x 3â€ | clinisorb-non-woven-sponges-3-x-3-4-ply-0f2.jpg
SKU: DKL2280 | Dukal Cotton Filled Exodontias Sponges, Non-Sterile, 2x2 8-ply | Highly absorbent sponges, Made of 100% woven cotton and ideal for a number of applications. Our high quality sponges can be used for general cleaning, dressings, prepping, packing and debriding wounds. Available in sterile and non-sterile. | cotton-filled-exodontias-sponges-non-sterile-2x2-8-ply-c84.jpg
SKU: DKL2283 | Dukal Cotton Filled Exodontias Sponges, Sterile, 2" x 2" | Highly absorbent sponges, Made of 100% woven cotton and ideal for a number of applications. Our high quality sponges can be used for general cleaning, dressings, prepping, packing and debriding wounds. Available in sterile and non-sterile. | cotton-filled-exodontias-sponges-sterile-2-x-2-4a1.jpg
SKU: DKL2334 | Dukal Super Sponges, Non-Sterile, Medium | This multi-layer 100% cotton sponge is highly absorbent and durable which allows it to be used in a number of applications. The thick diagonally folded construction adds loft which enhances the overall performance. This all-purpose product is available in sterile 2's, soft pack 5's and a plastic tray 10 pack. | super-sponges-non-sterile-medium-676.jpg
SKU: DKL2463 | Dukal Super Sponges, Sterile, Medium | This multi-layer 100% cotton sponge is highly absorbent and durable which allows it to be used in a number of applications. The thick diagonally folded construction adds loft which enhances the overall performance. This all-purpose product is available in sterile 2's, soft pack 5's and a plastic tray 10 pack. | super-sponges-sterile-medium-595.jpg
SKU: DKL2463 | Dukal Super Sponges, Sterile, Medium | This multi-layer 100% cotton sponge is highly absorbent and durable which allows it to be used in a number of applications. The thick diagonally folded construction adds loft which enhances the overall performance. This all-purpose product is available in sterile 2's, soft pack 5's and a plastic tray 10 pack. | super-sponges-sterile-medium-595.jpg
SKU: DKL2463 | Dukal Super Sponges, Sterile, Medium | This multi-layer 100% cotton sponge is highly absorbent and durable which allows it to be used in a number of applications. The thick diagonally folded construction adds loft which enhances the overall performance. This all-purpose product is available in sterile 2's, soft pack 5's and a plastic tray 10 pack. | super-sponges-sterile-medium-595.jpg
SKU: DKL3050 | Dukal Trauma Dressing, 12" x 30" | The multiple-purpose Trauma Dressing offers greater absorbency, protection and padding to the site. Featuring a moisture resistant barrier this pad will wick quickly and prevent exudates from pooling. | trauma-dressing-12-x-30-54e.jpg
SKU: DKL4045 | Dukal Transparent Semi- Permeable Dressings, 1-1/2" x 2" | With an easy two step application, this is an excellent dressing for IV sites, minor burns, and wounds. They keep contamination out and promote healing while allowing for moisture vapor transfer. This product features a removable patient label for the dressing or chart. Similar to Tegaderm. | transparent-semi-permeable-dressings-1-1-2-x-2-12d.jpg
SKU: DKL4152 | Dukal Transparent Semi- Permeable Dressings, 6" x 8" | With an easy two step application, this is an excellent dressing for IV sites, minor burns, and wounds. They keep contamination out and promote healing while allowing for moisture vapor transfer. This product features a removable patient label for the dressing or chart. Similar to Tegaderm. | transparent-semi-permeable-dressings-6-x-8--b4a.jpg
SKU: DKL5150 | Dukal Wound Closure Strips, Sterile, 1/8â€ x 3â€ | Can be used in conjunction with or as an excellent alternative to sutures or staples. Each strip consists of thin non-woven reinforced fibers that are arranged in a bilateral pattern for high tensile strength, to provide incision support and maintain closure. This adhesive backed product is translucent, porous, and breathable to promote good healing. Similar to Steri-Strips. | wound-closure-strips-sterile-1-8-x-3--f65.jpg
SKU: DKL7444 | Dukal Clinisorb Non-Woven Sponges, 4â€ x 4â€, 4-ply, Sterile - Latex Free | Clinisorb Non-Woven Sponges, 4â€ x 4â€, 4-ply, Sterile - Latex Free | clinisorb-non-woven-sponges-4-x-4-4-ply-sterile-latex-free-c16.jpg
SKU: DKLTB37 | Dukal Triangular Bandage, 37" x 37" x 52" | These natural, woven cotton muslin gauze bandages make an excellent all-purpose sling. They come with two safety pins and are individually wrapped. | triangular-bandage-37-x-37-x-52-075.jpg
SKU: DKLP15 | Dukal Single Use Tape, Non-Sterile, Paper Tape, 1â€ x 1.5 yds | DUKALâ€™s premium quality tapes are now available in patient specific Single Use Short Rolls! Only 1.5 yards in length; each roll provides the perfect amount of tape for securing dressings, IV sites or tubing. Caliber Single Use Tape Rolls are a great way tocontribute to the safe and sanitary treatment of all patients. All DUKAL tapes are hypoallergenic and latex free. Available in Paper, Transparent, and Cloth. | single-use-tape-non-sterile-paper-tape-1-x-15-yds-3c5.jpg
SKU: MNUS3001 | Medicom Gauze Cotton Sponge, 2 x 2 8 ply 5.1 cm, Non-Sterile, White | Save time & money with highly absorbent gauze allowing less use per procedure. Increase patient comfort with worry-free 100% pure white cotton. No chemical additives. For multipurpose applications. | gauze-cotton-sponge-2-x-2-8-ply-51-cm-non-sterile-white-076.jpg
SKU: MNUS3004 | Medicom Cotton Gauze, 3" x 3" 12 ply, 7.6 cm, Non-Sterile | Save time & money with highly absorbent gauze allowing less use per procedure. Increase patient comfort with worry-free 100% pure white cotton. No chemical additives. For multipurpose applications. | cotton-gauze-3-x-3-12-ply-76-cm-non-sterile-e04.jpg
SKU: MNUS3005 | Medicom Gauze Sponge 4" x 4" 8 ply 10 cm | Save time & money with highly absorbent gauze allowing less use per procedure. Increase patient comfort with worry-free 100% pure white cotton. All-gauze sponges with high absorbency allow for the use of fewer sponges resulting in savings of time and money. | gauze-sponge-4-x-4-8-ply-10-cm-dfe.jpg
SKU: MNUS4521 | Medicom Medicom Exodentia - Cotton-Filled Sponges,White, 2"x2", 8 Ply | Save time with economical multipurpose sponges. Use less per procedure with cotton filled sponges providing increased absorbency. | medicom-exodentia-cotton-filled-spongeswhite-2x2-8-ply-635.jpg
SKU: MNUS4722 | Medicom SafeGauze Green Non Woven Sponges, 2â€x 2â€ | A truly environmentally friendly product, made with organic cotton â€”completely free of toxic pesticides and insecticidesâ€” and Forest Stewardship Council certified Lyocell. Available in 2x2 and 4x4 sizes. | safegauze-green-non-woven-sponges-2x-2--982.jpg
SKU: SXWM2012 | Systagenix Non-Adhering Dressing 3" x 3" | Ideal for most draining wounds. Coated with a petrolatum emulsion to prevent dressing adherence while allowing exudate to easily pass through the absorbent layer. Sterile.Packaging 1 Strip / Envelope. | non-adhering-dressing-3quot-x-3quot-9a5.jpg
SKU: SXWM2014 | Systagenix ADAPTIC Non-Adhering Dressing, 3" x 16" | Ideal for most draining wounds. Coated with a petrolatum emulsion to prevent dressing adherence while allowing exudate to easily pass through the absorbent layer. Sterile. Packaging 1 Strip Per Envelope. | adaptic-non-adhering-dressing-3-x-16-445.jpg
SKU: DKL7454SP | Dukal Clinisorb Non-Woven Sponges, Sterile, 4â€ x 4â€, 4-ply | Clinisorb Non-Woven Sponges - 4â€ x 4â€. | clinisorb-non-woven-sponges-sterile-4-x-4-4-ply--723.jpg
SKU: MKS35902400 | McKesson Sterilization Pouch STER-ALL Performance 3.5 X 9 Inch Film - Polypropylene / Polyester Blend and Medical Grade Paper | Sterilization Pouch STER-ALL Performance 3.5 X 9 Inch Film - Polypropylene / Polyester Blend and Medical Grade Paper. | sterilization-pouch-ster-all-performance-35-x-9-inch-film-polypropylene-polyester-blend-and-medical-grade-paper-8fe.jpg
SKU: VALMVM9110 | Val Med Environmentally Friendly Convoluted Mattress Overlays Twin 34" x 72" x 2" | Eco-friendly, "eggcrate" foam mattress overlay reduces pressure to help prevent pressure sores. Offers a cool, dry, and comfortable surface for restful sleep, as it improves circulation by distributing weight evenly. New green technology provides comfort and quality foam from plant based material instead of depending on 100% petroleum. 1.2 density foam leaves a 25% smaller environmental footprint than conventional foam material manufacturing. Roller compressed packaging ensures compact shipping container (please allow 1- 2 weeks for full expansion). | environmentally-friendly-convoluted-mattress-overlays-twin-34-x-72-x-2-e45.jpg
SKU: DMSGL219 | Derma Sciences Surgitube Latex Free Tubular Gauze 50 yard Rolls | Surgitube Latex Free Tubular Gauze, 50 yard Rolls (for use with applicator) | surgitube-latex-free-tubular-gauze-50-yard-rolls--6da.jpg
SKU: DKL61405-5 | Dukal Peanut Sponge, 3/8â€ Non-Sterile in C-5 Foam Holders | - | peanut-sponge-3-8-non-sterile-in-c-5-foam-holders-601.jpg
SKU: DKL61404 | Dukal Peanut Sponge Sterile 5s No Holder | - | peanut-sponge-sterile-5s-no-holder-a2d.jpg
SKU: DKL61402 | Dukal Peanut Sponge Pinned Sterile 5s | - | peanut-sponge-pinned-sterile-5s-72b.jpg
SKU: DKLC82122 | Dukal Caliber Type VII Gauze Sponges, Non-Sterile - Latex Free, 2â€ x 2â€, 12-ply | Caliber Type VII Gauze Sponges, Non-Sterile - Latex Free, 2â€ x 2â€, 12-ply | caliber-type-vii-gauze-sponges-non-sterile-latex-free-2-x-2-12-ply-f3c.jpg
SKU: 3M72210 | 3M Health Care Scotchcast Conformable Splint, 2" x 10" | Splint can be customized and cut to the exact length needed for less waste and cost-effective product use. Easy-to-use, delivery system helps ensure freshness of splinting material and reduced waste. All-in-one splint allows for easy application and time savings. Faster application increases patient turnaround. Less messy than plaster splints for easy application and faster cleanup.Provides strong, lightweight support in minutes to encourage early patient mobility. Hypoallergenic, water-repellent felt padding dries much more quickly than standard padding. Water-repellent padding promotes ease-of-use and faster application. | scotchcast-conformable-splint-2-x-10-c12.jpg
SKU: CVN7087 | Covidien IV Sponge 2" x 2" 6-Ply | The unique, precut T-slit in these sponges makes them ideal for dressing exit sites including drains, catheters, chest tubes, IVs and tracheotomies. Conform snugly around drains and IV sites, while superior absorbency and fast wicking action help reduce infections and decrease the frequency of dressing changes. Made of 50% polyester and 50% rayon with a unique diamond pattern that limits adhesion to wounds and prevents fraying. 2 per pack. Sterile. | iv-sponge-2quot-x-2quot-6-ply-243.jpg
SKU: DMSGL243 | Derma Sciences Surgitube Latex Free Tubular Gauze (for use without applicator), Size 3P, 1 1/2" | Tube gauze that secures dressings without tape. Allows maximum airflow and will not unravel when cut. Made of 100% Cotton. Also available in other sizes upon request. Latex Free. | surgitube-latex-free-tubular-gauze-for-use-without-applicator-size-3p-1-1-2-3c1.jpg
SKU: DMSGL221 | Derma Sciences Surgitube Latex Free Tubular Gauze 50 yard Rolls 3 White 1 1/2" | A tubular gauze bandage designed to protect and secure primary dressings. | surgitube-latex-free-tubular-gauze-50-yard-rolls-3-white-1-1-2-481.jpg
SKU: DMSGL105W | Derma Sciences Surgitube Latex Free Tubular Gauze 5 Yard Roll, Size 1, Small Fingers, White | Tube gauze that secures dressings without tape. Allows maximum airflow and will not unravel when cut. Made of 100% Cotton. Also available in other sizes upon request. Latex Free. | surgitube-latex-free-tubular-gauze-5-yard-roll-size-1-small-fingers-white-0fb.jpg
SKU: DMSGL210F | Derma Sciences Surgitube Latex Free Tubular Gauze (For Use without Applicator), Size 2, Beige | Tube gauze that secures dressings without tape. Allows maximum airflow and will not unravel when cut. Made of 100% Cotton. Also available in other sizes upon request. Latex Free. | surgitube-latex-free-tubular-gauze-for-use-without-applicator-size-2-beige-544.jpg
SKU: DKL864 | Dukal Lemon Glycerin Swabsticks | Pre-moistened with refreshing lemon flavored glycerin. | lemon-glycerin-swabsticks-405.jpg
SKU: DKL7224 | Dukal Clinisorb Non-Woven Sponges - 2â€ x 2â€, Sterile - Latex Free | Clinisorb Non-Woven Sponges - 2â€ x 2â€ | clinisorb-non-woven-sponges-2-x-2-sterile-latex-free-b6d.jpg
SKU: SXWM2015 | Systagenix ADAPTIC Non-adhering Dressing, 3" x 8" | Ideal for most draining wounds. Coated with a petrolatum emulsion to prevent dressing adherence while allowing exudate to easily pass through the absorbent layer. Sterile. | adaptic-non-adhering-dressing-3-x-8-f4b.jpg
SKU: MKS22352001 | McKesson I.V. Drain Split Dressing Medi-Pak Performance Plus | Offers easy application around drains, chest tubes, catheters, tracheotomies, and I.V.s. | iv-drain-split-dressing-medi-pak-performance-plus--69c.png
SKU: CM6998 | Shaefer Enterprises Cast Comfort Spray 6 oz. Can | Cast Comfort Spray is a unique aerosol spray that keeps casted people happy! It is designed to be used under the cast, stopping the unbearable itching, soothing the skin and helping to eliminate embarrassing cast odor. Cast Comfort Spray also helps eliminate cast odor and is safe, effective, and easy to use. | cast-comfort-spray-6-oz-can-6bc.jpg
SKU: 3M1620 | 3M Health Care Tegaderm Transparent Film Dressing First Aid Style | 2-3/8 inch x 2-3/4 inch (6cm x 7cm) Transparent Film Dressing First Aid Style. The hydrophilic nature of Tegaderm HP (holding power) Film adhesive on the sacral shaped dressing makes it more adherent in moist conditions.Tegaderm Film, with the "frame" delivery system, allows maximum versatility as it can be cut to any shape and size.Dressings conform to the body and flex with skin for greater patient comfort.Transparent dressings allow easy monitoring of wounds without the need to remove the dressing. | tegaderm-transparent-film-dressing-first-aid-style-26d.jpg
SKU: 3M90021 | 3M Health Care Tegaderm Hydrocolloid Thin, 3.5"L x 2.75"W | Thin Hydrocolloid Dressing 2-3/4 inch x 3-1/2 inch, Oval, Film border, Designed for long wear time, Overall size 4 inch x 4-3/4 inch (10cm x 12cm). May be worn up to 7 days. Conformable dressing is easy to apply. Dressing maintains moist wound environment for enhanced healing. Outer film is 3M Tegaderm Transparent Film Dressing technology which applies easily and eliminates need for taping edges, is easy to clean, minimizes exudate leakage and is impermeable to liquids, bacteria and viruses.{1}For minimally draining wounds. {1} - Laboratory testing has proven Tegaderm and Tegaderm HP dressings provide a viral (HIV-1 and HBV) barrier while the dressings remain intact without leakage. | tegaderm-hydrocolloid-thin-35l-x-275w-a3d.jpg
SKU: SMNS420400 | Smith & Nephew Skin-Prep Protective Dressing Wipes | SKIN-PREP is a liquid film-forming dressing that, upon application to intact skin, forms a protective film to help reduce friction during removal of tapes and films. SKIN-PREP can also be used to prepare skin attachment sites for drainage tubes, external catheters, surrounding ostomy sites and adhesive dressings.Features & BenefitsHelps tape and film adhesion.Fast and easy to use, only one coat is required, so less product is used per application.Removes easily using skin cleanser or soap and water, so unsanitary residue isn't left in or around the wound area.Applies easily, even on awkward areas such as elbows, knees, and heels. Moves naturally with patients' skin and won't crack or peel.Allows skin to "breathe" so tapes and films adhere better.May increase intervals between dressing changes.Pediatrician testedIndicationsApply as a coating to prepare the skin for adhesives.Provides a protective interface that may reduce friction during the removal of tape.For skin attachment sites: drainage tubes, external catheters, surrounding ostomy sites and other adhesive dressings.For use in sensitive stoma areas as a skin protectant.May reduce irritation from contact with body wastes and stoma fluid.Forms a protective film on skin which may reduce exposure to urine and feces.SKIN-PREPÂ â—ŠÂ should only be used on intact skin. | skin-prep-protective-dressing-wipes-6cf.jpg
SKU: SMNS4007 | Smith & Nephew OpSite IV 3000 Dressing, 2 3/8" x 2 1/4" | Moisture-responsive cannula dressing designed specifically for catheter site care. Benefits include: drier catheter sites, superior adherence, patient comfort and reduced skin trauma upon removal. One-hand application. | opsite-iv-3000-dressing-2-3-8-x-2-1-4-308.jpg
SKU: MKS57612509 | McKesson Binaural Stethoscope entrust Performance Light Blue 1-Tube 22 Inch Dual Head | Binaural Stethoscope entrust Performance Light Blue 1-Tube 22 Inch Dual Head. | binaural-stethoscope-entrust-performance-light-blue-1-tube-22-inch-dual-head-ac8.jpg
SKU: MRPS873602 | Major Pharmaceuticals Cold and Cough High Blood Pressure Compare to Coricidin | Major Pharmaceuticals 873602 coricidin cough & cold high blood pressure antihistamine/antitussive tablet, 4/30mg, 16 tablets. | cold-and-cough-high-blood-pressure-compare-to-coricidin-5b3.jpg
SKU: SAJD7400005G | SAJ Distributors Cough Drop Cherry Compare to HallsÂ® 30s - Each | SAJ SELECT BRAND COUGH DROPS | cough-drop-cherry-compare-to-hallsreg-30s-each-899.jpg
SKU: SAJD7400013G | SAJ Distributors Cough Drop Honey Lemon Compare to HallsÂ® 30s - Each | SAJ SELECT BRAND COUGH DROPS | cough-drop-honey-lemon-compare-to-hallsreg-30s-each-04b.jpg
SKU: SAJD7400021G | SAJ Distributors Cough Drop Menthol Compare to HallsÂ® 30s - Each | SAJ SELECT BRAND COUGH DROPS | cough-drop-menthol-compare-to-hallsreg-30s-each-bdd.jpg
SKU: MRPS235939 | Major Pharmaceuticals Allergy Tablets, 4mg, Unit Dose 10x10, Compare to Chlor-TrimetonÂ® Tabs, NDC# 00904-0012-61 | Feature Allergy Tablets, 4mg, Unit Dose 10x10, Compare to Chlor-Trimeton Tabs, NDC# 00904-0012-61 | allergy-tablets-4mg-unit-dose-10x10-compare-to-chlor-trimetonreg-tabs-ndc-00904-0012-61-015.jpg
SKU: MRPS6746 | Major Pharmaceuticals Banophenâ„¢, 25mg, 24s, Compare to BenadrylÂ®, NDC# 00904-2035-24 | Feature Banophen, 25mg, 24's, Compare to Benadryl, NDC# 00904-2035-24 | banophentrade-25mg-24s-compare-to-benadrylreg-ndc-00904-2035-24-fad.jpg
SKU: MRPS700802 | Major Pharmaceuticals Banophenâ„¢, 120mL, Boxed, Compare to BenadrylÂ® Elixir, NDC# 00904-1228-20 (To Be DISCONTINUED) | Feature Banophen, 120mL, Boxed, Compare to Benadryl Elixir, NDC# 00904-1228-20 | banophentrade-120ml-boxed-compare-to-benadrylreg-elixir-ndc-00904-1228-20-to-be-discontinued-ce1.jpg
SKU: MRPS255015 | Major Pharmaceuticals All Day Allergy, 24 Hour, 14s, Compare to ZyrtecÂ®, NDC# 00904-5829-41 | Feature All Day Allergy, 24 Hour, 14's, Compare to Zyrtec, NDC# 00904-5829-41 | all-day-allergy-24-hour-14s-compare-to-zyrtecreg-ndc-00904-5829-41-075.jpg
SKU: MRPS255019 | Major Pharmaceuticals All Day Allergy, 24 Hour, 30s, Compare to ZyrtecÂ®, NDC# 00904-5829-46 | Feature All Day Allergy, 24 Hour, 30's, Compare to Zyrtec, NDC# 00904-5829-46 | all-day-allergy-24-hour-30s-compare-to-zyrtecreg-ndc-00904-5829-46-12e.jpg
SKU: MRPS265231 | Major Pharmaceuticals Clearatadine, 10mg, 10s, Boxed, Compare to ClaritinÂ®, NDC# 00904-5728-15 | Feature Clearatadine, 10mg, 10's, Boxed, Compare to Claritin, NDC# 00904-5728-15 | clearatadine-10mg-10s-boxed-compare-to-claritinreg-ndc-00904-5728-15-fd3.jpg
SKU: MKS42442700 | McKesson Sunmark Cough Relief Liquid | Sunmark cough relief liquid - 100mg / 5ml 8 oz. | sunmark-cough-relief-liquid-64a.jpg
SKU: MKS45312700 | McKesson Cough Suppressant/Oral Anesthetic Lozenge - 7.0 mg | McKesson brand cough suppressant/oral anesthetic lozenge - 7.0 mg 125 per Box | cough-suppressant-oral-anesthetic-lozenge-70-mg-e67.jpg
SKU: MKS45312700 | McKesson Cough Suppressant/Oral Anesthetic Lozenge - 7.0 mg | McKesson brand cough suppressant/oral anesthetic lozenge - 7.0 mg 125 per Box | cough-suppressant-oral-anesthetic-lozenge-70-mg-e67.jpg
SKU: MKS68972700 | McKesson Sunmark Cough Relief Liquid - 8 oz | Sunmark Cough Relief Liquid - 8 oz. | sunmark-cough-relief-liquid-8-oz-3ef.jpg
SKU: MKS82502700 | McKesson Expectorant Liquid Brand 100 mg 16 oz. | Expectorant Liquid Brand 100 mg 16 oz. | expectorant-liquid-brand-100-mg-16-oz-47b.jpg
SKU: MKS88012700 | McKesson Sunmark Allergy Relief 10 mg 90 per Bottle | Sunmark Allergy Relief 10 mg 90 per Bottle | sunmark-allergy-relief-10-mg-90-per-bottle--404.jpg
SKU: MKS90162700 | McKesson Cough Relief Liquid Brand 16 oz. | Cough Relief Liquid McKesson Brand 16 oz. | cough-relief-liquid-brand-16-oz--a38.jpg
SKU: SAJD7710429 | SAJ Distributors Cough Drop Menthol Sugar Free Compare to Halls | Cough Drop Menthol Sugar Free. | cough-drop-menthol-sugar-free-compare-to-halls--cb3.jpg
SKU: MRPS700787 | Major Pharmaceuticals Robafen Dm Clear Syrup-Sugar Free | Robafen DM, Clear, 120mL, Compare to Robitussin DM Cough, NDC# 00904-5180-20. | robafen-dm-clear-syrup-sugar-free-e2d.jpg
SKU: MRPS238162 | Major Pharmaceuticals Guaifenesin 200mg 100s Compare to OrganidinÂ® NDC# 00904-5154-60 | Feature Guaifenesin, 200mg, 100's, Compare to Organidin, NDC# 00904-5154-60 | guaifenesin-200mg-100s-compare-to-organidinreg-ndc-00904-5154-60-423.jpg
SKU: MRPS300033 | Major Pharmaceuticals Daytime Liquid Caplets, PE Formula, 12s | Daytime Liquid Caplets, PE Formula, 16s, Compare to Dayquil, NDC# 00904-5763-44. | daytime-liquid-caplets-pe-formula-12s-71a.jpg
SKU: SAJD7270069 | SAJ Distributors Cough Control, Expectorant, Compare to RobitussinÂ®, 8 oz, 12/cs (UPC 01512700416) (For Sale in US Only) | Feature Cough Control, Expectorant, Compare to Robitussin, 8 oz, 12/cs (UPC 01512700416) | cough-control-expectorant-compare-to-robitussinreg-8-oz-12-cs-upc-01512700416-for-sale-in-us-only-554.jpg
SKU: SAJD5260187 | SAJ Distributors Cough Tablet Expectorant Active Ingredient Guaifenesin 400mg 100s | Feature Cough Tablet, Expectorant, Active Ingredient Guaifenesin 400mg, 100's, 24/cs (UPC 01512701643) | cough-tablet-expectorant-active-ingredient-guaifenesin-400mg-100s-587.jpg
SKU: MRPS250068 | Major Pharmaceuticals Banophen Mini-Tabs 25mg 100s Compare to Benadryl Mini-Tabs NDC# 00904-5551-59 | Banophen Mini-Tabs 25mg 100s Compare to Benadryl Mini-Tabs NDC# 00904-5551-59 | banophen-mini-tabs-25mg-100s-compare-to-benadryl-mini-tabs-ndc-00904-5551-59-0e4.jpg
SKU: MRPS100112 | Major Pharmaceuticals Sudogest PE 10mg 36s | Sudogest PE 10mg 36s Compare to Sudafed PE Tabs | sudogest-pe-10mg-36s-0d7.jpg
SKU: MRPS235937 | Major Pharmaceuticals Chlorpheniramine, 4mg, 1000s, Compare to Chlor-trimeton | Feature Chlorpheniramine, 4mg, 1000's, Compare to Chlor-trimeton, NDC# 00904-0012-80 | chlorpheniramine-4mg-1000s-compare-to-chlor-trimeton-732.jpg
SKU: MRPS247189 | Major Pharmaceuticals Banophen 480mL Compare to Benadryl Elixir NDC# 00904-5174-16 | Banophen 480mL Compare to Benadryl Elixir NDC# 00904-5174-16 | banophen-480ml-compare-to-benadryl-elixir-ndc-00904-5174-16-82a.jpg
SKU: MRPS700790 | Major Pharmaceuticals Allergy Tablets 4mg 24s Compare to Chlor-Trimeton Tabs NDC# 00904-0012-24 | Allergy Tablets, 4mg, 24's, Compare to Chlor-Trimeton Tabs, NDC# 00904-0012-24 | allergy-tablets-4mg-24s-compare-to-chlor-trimeton-tabs-ndc-00904-0012-24-e96.jpg
SKU: MKS17122700 | McKesson Sore Throat Relief Liquid sunmark 6 fl. oz | Sore Throat Relief Liquid sunmark 6 fl. oz | sore-throat-relief-liquid-sunmark-6-fl-oz-9f9.jpg
SKU: MKS17842700 | McKesson Allergy Relief sunmark 10 mg 30 per Box | Allergy Relief sunmark 10 mg 30 per Box. | allergy-relief-sunmark-10-mg-30-per-box-e7a.jpg
SKU: MKS17862700 | McKesson Cough Relief Liquid sunmark 12 oz. | Cough Relief Liquid sunmark 12 oz. | cough-relief-liquid-sunmark-12-oz-c4f.jpg
SKU: MKS17962700 | McKesson Children's Cold and Cough Relief Liquid sunmark 1-2.5-5 mg / 5 ml 4 oz. | Children's Cold and Cough Relief Liquid sunmark 1-2.5-5 mg / 5 ml 4 oz. | childrens-cold-and-cough-relief-liquid-sunmark-1-25-5-mg-5-ml-4-oz-0f6.jpg
SKU: MKS17972700 | McKesson Childrens Cold and Allergy Relief Liquid sunmark 2.5-1MG/5 4 oz. | Childrens Cold and Allergy Relief Liquid sunmark 2.5-1MG/5 4 oz. | childrens-cold-and-allergy-relief-liquid-sunmark-25-1mg-5-4-oz-90f.jpg
SKU: MKS18022700 | McKesson Cough Relief Liquid sunmarkÂ® 100mg / 5ml 4 oz. | Cough Relief Liquid sunmark 100mg / 5ml 4 oz. | cough-relief-liquid-sunmarkreg-100mg-5ml-4-oz-930.jpg
SKU: MKS20392700 | McKesson Sinus Decongestant sunmark 1 oz. | Sinus Decongestant sunmark 1 oz. | sinus-decongestant-sunmark-1-oz-3bc.jpg
SKU: MKS21572700 | McKesson Cough Relief Liquid sunmark 4 oz. | Cough Relief Liquid sunmark 4 oz. | cough-relief-liquid-sunmark-4-oz-301.jpg
SKU: MKS21572700 | McKesson Cough Relief Liquid sunmark 4 oz. | Cough Relief Liquid sunmark 4 oz. | cough-relief-liquid-sunmark-4-oz-301.jpg
SKU: MKS21792700 | McKesson Cold and Cough Relief Liquid sunmark | Cold and Cough Relief Liquid sunmark 100-10-5MG 8 oz. | cold-and-cough-relief-liquid-sunmark-894.jpg
SKU: MKS27962700 | McKesson Cough Relief Rub sunmark 3.5 oz. | Cough Relief Rub sunmark 3.5 oz. | cough-relief-rub-sunmark-35-oz-c7d.png
SKU: MKS27962700 | McKesson Cough Relief Rub sunmark 3.5 oz. | Cough Relief Rub sunmark 3.5 oz. | cough-relief-rub-sunmark-35-oz-c7d.png
SKU: MKS33042700 | McKesson Allergy Relief McKesson Brand 10 mg 30 per Bottle | Allergy Relief McKesson Brand 10 mg 30 per Bottle. | allergy-relief-mckesson-brand-10-mg-30-per-bottle-592.jpg
SKU: MKS33452700 | McKesson Sinus Decongestant McKesson Brand 1.5 oz. | Sinus Decongestant McKesson Brand 1.5 oz. | sinus-decongestant-mckesson-brand-15-oz-74e.jpg
SKU: GESDBS00043A | Geiss Destin and Dunn Good Sense Honey Lemon Cough Drops | Good Sense cough drops contain a cough suppressant and oral anesthetic to ease sore throat pain and cough. Features soothing mentholatum vapors and delicious honey lemon flavor. Compare to the active ingredient in Halls. | good-sense-honey-lemon-cough-drops-cad.jpg
SKU: GESDBS00044 | Geiss Destin and Dunn Sugar-free Black Cherry Cough Drops | Good Sense Sugar Free Black Cherry Cough Drops 25 count. Compare to Halls. | sugar-free-black-cherry-cough-drops-534.jpg
SKU: CRFU5257 | CareFusion Modudose Unit Dose Saline | 0.9% sodium chloride for inhalation. | modudose-unit-dose-saline-5fd.jpg
SKU: NWWIED5G | New World Imports Artificial Tears Eye Drops 0.5 oz Compared to the Active Ingredients of VisineÂ® Tears | The eye drops are for the temporary relief of burning and irritation of the eye due to dryness, relief of redness due to minor eye irritations, and for use as a protectant against further irritation. | artificial-tears-eye-drops-05-oz-compared-to-the-active-ingredients-of-visinereg-tears-7de.jpg
SKU: NWWIED5 | New World Imports Artificial Tears Eye Drops 1/2 oz | Artificial Tears Eye Drops 0.5 oz NBE Visine Tears. | artificial-tears-eye-drops-1-2-oz-497.jpg
SKU: MRPS700650 | Major Pharmaceuticals Opti Clear Drops | Major Pharmaceuticals Opti Clear Drops are high quality drops that can be compared to the product Visine. | opti-clear-drops-54d.jpeg
SKU: HOLS7717M | Hollister m9 Odor Eliminator Drops, 8 oz Bottle | Convenient dropper bottle contains powerful m9 odor eliminator drops for the ostomy pouch. Safely and effectively destroys odors; does not just mask them. Available unscented or with a pleasant apple scent. | m9-odor-eliminator-drops-8-oz-bottle-9ba.jpg
SKU: RLMZR4OZEDA | ReliaMed Ostomy Odor Eliminator Drops 4 oz. Bottle, Non-Sterile | ReliaMed ostomy odor eliminator drops. Powerful formula provides hours of odor protection. Convenient to use; place a few drops into the pouch prior to attachment. Blue color provides a visual indication of surface coverage. 4 oz. Bottle, Non-Sterile. | ostomy-odor-eliminator-drops-4-oz-bottle-non-sterile-8eb.jpg
SKU: RLMZR8OZEDA | ReliaMed Ostomy Odor Eliminator Drops 8 oz. Bottle Non-Sterile | ReliaMed ostomy odor eliminator drops. Powerful formula provides hours of odor protection. Convenient to use; place a few drops into the pouch prior to attachment. | ostomy-odor-eliminator-drops-8-oz-bottle-non-sterile-c37.jpg
SKU: RLMZR8OZLD | ReliaMed Ostomy Lubricating Deodorant Drops 8 oz. Bottle | ReliaMed ostomy lubricating deodorant drops. Similar to ReliaMed odor eliminator drops, but with the addition of a lubricant to facilitate cleansing of drainable pouches. | ostomy-lubricating-deodorant-drops-8-oz-bottle-e51.jpg
SKU: AWRHP-800800-5 | Arrowhead Healthcare Supply Home Care Bed Kit | The Homecare Bed Monitoring System alerts the caregiver when a patient leaves their bed without assistance. Alarm automatically resets when a patient lays or sits back down. | home-care-bed-kit-88e.jpg
SKU: SOAA12508B | Safetec ICE Pain Relieving Muscle Rub .135oz. Pouch | Safetec ICE â€“ Pain Relieving Muscle Rub is a calming therapeutic anti-inflammatory intended for daily use after any physical activity or workout. Simply apply this natural, colorless gel to the affected area(s), and allow the revitalizing peppermint oil and soothing aloe vera to quickly alleviate and remedy your aches and pains. Easily prevent lingering soreness and pain by having Safetec ICE readily on hand.Single-use pouches are perfect for clinics, first aid kits, or in purses and bags, for when you are on-the-go. | ice-pain-relieving-muscle-rub-135oz-pouch-ead.jpg
SKU: GCAI002526 | GC America Dry Mouth Relief Gel | GC Dry Mouth Gel is designed to ease the symptoms of dry mouth for patients who may be suffering from impaired production of saliva due to medications, radiation treatment or diseases that can damage the salivary glands. This product provides a protective coating for teeth and oral tissue.Dry Mouth Gel is composed of: Diglycerin (moisturizer), Water, Cellulose Gum (to stabilize, thicken and bind), Carrageenan ( binder, thickening agent) Sodium Citrate, Aroma, ethylparaben (paraben family of preservatives), Limonene (colorless liquid found in flowers, aroma-oranges), Citral (oils of plants-lemon grass, etc.) and Linalool (fragrance - component of essential oils). Was This Answer Helpful? | dry-mouth-relief-gel-178.jpg
SKU: WA92821 | Welch Allyn 2.5v PocketScope Portable Diagnostic Set | This set includes our PocketScope Ophthalmoscope and Otoscope along with a PocketScope AA alkaline battery handle for each instrument. | 25v-pocketscope-portable-diagnostic-set-c71.jpg
SKU: MRPS100178 | Major Pharmaceuticals MAPAP 160mg Junior Rapid Tabs | Compare to: Tylenol Jr 160MG Chew Tabs [MAJOR]. | mapap-160mg-junior-rapid-tabs-ce4.jpg
SKU: MRPS700731 | Major Pharmaceuticals Aspir Low Enteric Coated 81mg 120s Compare to Bayer Low Dose | Aspir Low Enteric Coated 81mg 120s Compare to Bayer Low Dose. | aspir-low-enteric-coated-81mg-120s-compare-to-bayer-low-dose-235.jpg
SKU: FAOI20-455 | First Aid Only Extra Strength Non Aspirin | Pain reliever and fever reducer. Temporarily relieves headaches, toothaches, and other minor aches and pains. Does not contain aspirin. Active Ingredients: Acetaminophen 500mg. Sold as a box of 50 individually sealed packets of 2 tablets. Perfect for standalone first aid or as a refill for a kit. | extra-strength-non-aspirin-f8c.png
SKU: GERC901-01-GCP | Gericare Aspirin 325MG 100 Bottle | Aspirin Tablets, 325 mg. NSAID, pain reliever, fever reducer. 100 per bottle. Compare to the active ingredient in BayerÂ® Aspirin. | aspirin-325mg-100-bottle--048.jpg
SKU: MKS15362700 | McKesson Pain Relief Pain-Off 250 mg / 250 mg / 65 mg Strength Tablet 2 per Packet | For extra strength relief from the pain of headache, toothache, muscle achess and arthritis. | pain-relief-pain-off-250-mg-250-mg-65-mg-strength-tablet-2-per-packet-dcd.jpg
SKU: MKS22412700 | McKesson Pain Reliever McKesson Brand Caplet 100 per Bottle 500 mg | Pain Reliever McKesson Brand Caplet 100 per Bottle 500 mg | pain-reliever-mckesson-brand-caplet-100-per-bottle-500-mg-9a1.jpg
SKU: MKS45252700 | McKesson Sunmark Oral Suspension Pain Reliever - 4 oz. | Sunmark oral suspension pain reliever - 4 oz. | sunmark-oral-suspension-pain-reliever-4-oz-832.jpg
SKU: MKS60002700 | McKesson Syrup Stool Softener - 16 oz | Mckesson brand syrup stool softener - 16 oz. | syrup-stool-softener-16-oz-cb7.jpg
SKU: MKS63242700 | McKesson Sunmark Children's Ibuprofen Oral Suspension | Sunmark pain reliever oral suspension 8 oz. 100 mg / 5 ml | sunmark-childrens-ibuprofen-oral-suspension-d33.jpg
SKU: MKS65012700 | McKesson Pain Reliever Caplet | Mckesson brand pain reliever caplet 100 per bottle 650 mg | pain-reliever-caplet--ccc.jpg
SKU: MKS70052700 | McKesson McKesson Aspirin Tablet | Mckesson aspirin tablet 100 per bottle 325 mg | mckesson-aspirin-tablet-148.jpg
SKU: MKS79612700 | McKesson Sunmark Complete Ready-To-Use Enema | Sunmark enema (118 ml per delivered dose): monobasic sodium phosphate, 19g / dibasic sodium phosphate, 7g 4.5 oz | sunmark-complete-ready-to-use-enema-1a3.jpg
SKU: MKS80842700 | McKesson Sunmark Acid Reducer - Famotidine Tablets | Sunmark acid reducer - famotidine tablets | sunmark-acid-reducer-famotidine-tablets-657.jpg
SKU: MKS81252700 | McKesson Sunmark Pain Reliever Caplet 50 per Bottle 500 mg | Sunmark Pain Reliever Caplet 50 per Bottle 500 mg. | sunmark-pain-reliever-caplet-50-per-bottle-500-mg--e50.jpg
SKU: MKS81302700 | McKesson Aspirin Brand Tablet 300 per Bottle 81 mg | Aspirin Brand Tablet 300 per Bottle 81 mg. | aspirin-brand-tablet-300-per-bottle-81-mg--2b0.jpg
SKU: MKS82102700 | McKesson Pain Reliever Brand Tablet 1000 per Bottle 200 mg | Pain Reliever Brand Tablet 1000 per Bottle 200 mg. | pain-reliever-brand-tablet-1000-per-bottle-200-mg--cc0.jpg
SKU: MKS85212700 | McKesson Sunmark Nicotine Lozenges 2 mg | Sunmark Nicotine Lozenges 2 mg. | sunmark-nicotine-lozenges-2-mg--6a1.jpg
SKU: MKS85312700 | McKesson Sunmark Nicotine Lozenges 4 mg | Sunmark Nicotine Lozenges 4 mg. | sunmark-nicotine-lozenges-4-mg--305.jpg
SKU: MKS91132700 | McKesson Aspirin Chewable Tablet 36 per Bottle 81 mg | Aspirin Chewable Tablet 36 per Bottle 81 mg. | aspirin-chewable-tablet-36-per-bottle-81-mg--30e.jpg
SKU: MKS91362700 | McKesson Sunmark Nicotine Gum 2 mg | Sunmark Nicotine Gum 2 mg. | sunmark-nicotine-gum-2-mg--6b8.jpg
SKU: MKS92362700 | McKesson Sunmark Nicotine Gum 4 mg | Sunmark Nicotine Gum 4 mg. | sunmark-nicotine-gum-4-mg--91f.jpg
SKU: MKS94012700 | McKesson Expectorant Tablet Brand 400 mg 100 per Box | Expectorant Tablet Brand 400 mg 100 per Box. | expectorant-tablet-brand-400-mg-100-per-box--345.jpg
SKU: MKS94612700 | McKesson Sunmark Acid Reducer 25 per Box Tablet | Sunmark Acid Reducer 25 per Box Tablet. | sunmark-acid-reducer-25-per-box-tablet--4e3.jpg
SKU: MKS97802700 | McKesson Allergy Relief Brand 12.5 mg / 5 mL 16 oz. | Allergy Relief McKesson Brand 12.5 mg / 5 mL 16 oz. | allergy-relief-brand-125-mg-5-ml-16-oz--61b.jpg
SKU: MKS30402700 | McKesson Aspirin McKesson Brand Tablet 1000 per Bottle 325 mg | Aspirin McKesson Brand Tablet 1000 per Bottle 325 mg. | aspirin-mckesson-brand-tablet-1000-per-bottle-325-mg-03e.png
SKU: MKS10512700 | McKesson Aspirin McKesson Brand Tablet 2 per Packet 325 mg | Aspirin McKesson Brand Tablet 2 per Packet 325 mg | aspirin-mckesson-brand-tablet-2-per-packet-325-mg-0d8.jpg
SKU: MKS11342700 | McKesson Pain Reliever McKesson Brand Tablet 250 per Bottle 200 mg | Pain Reliever McKesson Brand Tablet 250 per Bottle 200 mg. | pain-reliever-mckesson-brand-tablet-250-per-bottle-200-mg-95e.jpg
SKU: MKS12732700 | McKesson Pain Reliever sunmark Caplet 500 per Bottle 500 mg | Pain Reliever sunmark Caplet 500 per Bottle 500 mg. | pain-reliever-sunmark-caplet-500-per-bottle-500-mg-639.jpg
SKU: MKS13562700 | McKesson Allergy Relief sunmark 10 mg 36 per Box | Allergy Relief sunmark 10 mg 36 per Box. | allergy-relief-sunmark-10-mg-36-per-box-110.jpg
SKU: MKS14802700 | McKesson Aspirin sunmark Tablet 125 per Bottle 325 mg | Aspirin sunmark Tablet 125 per Bottle 325 mg. | aspirin-sunmark-tablet-125-per-bottle-325-mg-d84.jpg
SKU: MKS14842700 | McKesson Allergy Relief sunmark 180 mg 15 per Box | Allergy Relief sunmark 180 mg 15 per Box. | allergy-relief-sunmark-180-mg-15-per-box-810.jpg
SKU: MKS14852700 | McKesson Allergy Relief sunmark 180 mg 30 per Box | Allergy Relief sunmark 180 mg 30 per Box | allergy-relief-sunmark-180-mg-30-per-box-0e4.jpg
SKU: MKS17322700 | McKesson Pain Reliever sunmark Coated Tablet 500 per Bottle 200 mg | Pain Reliever sunmark Coated Tablet 500 per Bottle 200 mg. | pain-reliever-sunmark-coated-tablet-500-per-bottle-200-mg-296.jpg
SKU: MKS17382700 | McKesson Pain Reliever sunmark Tablet 100 per Bottle 325 mg | Pain Reliever sunmark Tablet 100 per Bottle 325 mg. | pain-reliever-sunmark-tablet-100-per-bottle-325-mg-ad4.jpg
SKU: MKS17572700 | McKesson Pain Reliever Ibutab Tablet 2 per Packet 200 mg | Pain Reliever Ibutab Tablet 2 per Packet 200 mg. | pain-reliever-ibutab-tablet-2-per-packet-200-mg-a11.jpg
SKU: MKS17572700 | McKesson Pain Reliever Ibutab Tablet 2 per Packet 200 mg | Pain Reliever Ibutab Tablet 2 per Packet 200 mg. | pain-reliever-ibutab-tablet-2-per-packet-200-mg-a11.jpg
SKU: MKS18532700 | McKesson Pain Reliever sunmark Tablet 500 per Bottle 325 mg | Pain Reliever sunmark Tablet 500 per Bottle 325 mg. | pain-reliever-sunmark-tablet-500-per-bottle-325-mg-05a.jpg
SKU: MKS19102700 | McKesson Pain Reliever sunmark Caplet 100 per Bottle | Pain Reliever sunmark Caplet 100 per Bottle. | pain-reliever-sunmark-caplet-100-per-bottle-cff.jpg
SKU: MKS19162700 | McKesson Pain Reliever sunmark Coated Tablet 100 per Bottle 200 mg | Pain Reliever sunmark Coated Tablet 100 per Bottle 200 mg. | pain-reliever-sunmark-coated-tablet-100-per-bottle-200-mg-587.jpg
SKU: MKS19342700 | McKesson Pain Reliever sunmark Caplet 100 per Bottle 650 mg | Pain Reliever sunmark Caplet 100 per Bottle 650 mg | pain-reliever-sunmark-caplet-100-per-bottle-650-mg-a8e.jpg
SKU: MKS20622700 | McKesson Pain Relief sunmark Cream 3 oz. 3 oz. | Pain Relief sunmark Cream 3 oz. 3 oz. | pain-relief-sunmark-cream-3-oz-3-oz-b40.jpg
SKU: MKS21062700 | McKesson Pain Reliever Brand Tablet 50 per Bottle 500 mg | Pain Reliever Brand Tablet 50 per Bottle 500 mg. | pain-reliever-brand-tablet-50-per-bottle-500-mg-487.jpg
SKU: MKS21182700 | McKesson Aspirin McKesson Brand Tablet 120 per Bottle 81 mg | Aspirin McKesson Brand Tablet 120 per Bottle 81 mg. | aspirin-mckesson-brand-tablet-120-per-bottle-81-mg-059.jpg
SKU: MKS21252700 | McKesson Aspirin McKesson Brand Tablet 250 per Bottle 325 mg | Aspirin McKesson Brand Tablet 250 per Bottle 325 mg. | aspirin-mckesson-brand-tablet-250-per-bottle-325-mg-f50.jpg
SKU: MKS22062700 | McKesson Pain Reliever sunmark Tablet 120 per Bottle 81 mg | Pain Reliever sunmark Tablet 120 per Bottle 81 mg. | pain-reliever-sunmark-tablet-120-per-bottle-81-mg-768.jpg
SKU: MKS22112700 | McKesson Pain Reliever sunmark Gel Cap 100 per Bottle 500 mg | Pain Reliever sunmark Gel Cap 100 per Bottle 500 mg. | pain-reliever-sunmark-gel-cap-100-per-bottle-500-mg-f4b.jpg
SKU: MKS28042700 | McKesson Pain Reliever sunmark Tablet 50 per Bottle 220 mg | Pain Reliever sunmark Tablet 50 per Bottle 220 mg | pain-reliever-sunmark-tablet-50-per-bottle-220-mg-46c.jpg
SKU: MKS31762700 | McKesson Aspirin McKesson Brand Tablet 1000 per Bottle 325 mg | Aspirin McKesson Brand Tablet 1000 per Bottle 325 mg | aspirin-mckesson-brand-tablet-1000-per-bottle-325-mg-f81.png
SKU: MKS32422700 | McKesson Pain Relief sunmark Cream 4 oz. 4 oz. | Pain Relief sunmark Cream 4 oz. 4 oz. | pain-relief-sunmark-cream-4-oz-4-oz-68f.jpg
SKU: MKS35132700 | McKesson Pain Reliever sunmark Tablet 100 per Bottle 220 mg | Pain Reliever sunmark Tablet 100 per Bottle 220 mg. | pain-reliever-sunmark-tablet-100-per-bottle-220-mg-166.jpg
SKU: MKS41502700 | McKesson Pain Reliever McKesson Brand Tablet 500 per Bottle 200 mg | Pain Reliever McKesson Brand Tablet 500 per Bottle 200 mg. | pain-reliever-mckesson-brand-tablet-500-per-bottle-200-mg-e4e.jpg
SKU: GESDLP13184 | Geiss Destin and Dunn Extra Strength Pain Relief PM | Good Sense Extra Strength Pain Relief PM. Acetaminophen/Diphenhydramine HCI 500mg pain reliever and sleep aid for the temporary relief of occasional headaches and minor aches and pains with accompanying sleeplessness. 50 count. Compare to the active ingredients of Extra Strength Tylenol PM. | extra-strength-pain-relief-pm-d4e.jpg
SKU: DMI616-4505-0000 | Briggs Healthcare DMI TheraBeads Neck Pain Relief White 6-1/2" x 22" | Microwaveable moist heat therapyConforms to the neck or shoulder area for a soft, snug fitFully adjustable with hook and loop closure to help prevent slippageIncludes a white, machine washable coverMoist heat for maximum reliefLatex Free | dmi-therabeads-neck-pain-relief-white-6-1-2-x-22-96b.jpg
SKU: 3M1570 | 3M Health Care Nexcare Reusable ColdHot Pack, 4" x 10" Pack Reusable | Soft, Gel-Filled Pillow Can Be Used On Any Part Of The Body To Provide Hot Or Cold Pain Relief, Generously Sized At 10" X 4". Can Be Stored In A Freezer Until Ready To Use, Remaining Pliable, Even When Frozen. Reusable Packs Are A Convenient, Economical Alternative To Disposable First Aid Packs. Includes 2 Packs And 2 Covers Per Box. | nexcare-reusable-coldhot-pack-4-x-10-pack-reusable-385.jpg
SKU: GF1533-1 | Graham Field Dispenser with Alcohol Imprinted | Priming with alcohol is required prior to using the dispenser and periodically prime the dispenser throughout lifetime of the unit. | dispenser-with-alcohol-imprinted-942.jpg
SKU: JON23769 | Johnson & Johnson Neosporin Ointment 1/32 oz Individual Foil Packs | This Neosporin Original Antibiotic Ointment is an efficient way to treat cuts and small injuries. | neosporin-ointment-1-32-oz-individual-foil-packs-c17.jpg
SKU: NWWITAO1 | New World Imports Triple Antibiotic Ointment 1 oz | 1 oz. CareALL Triple Antibotic Ointment. | triple-antibiotic-ointment-1-oz-a14.jpg
SKU: CMSV1000035089 | Cumberland Swan 3% Hydrogen Peroxide 8 oz | A mild antiseptic, germicidal and cleansing agent. | 3-hydrogen-peroxide-8-oz--6dc.jpg
SKU: PROP907016 | Pro Advantage Isopropyl Rubbing Alcohol 70% 16 oz | First aid antiseptic to help prevent the risk of infection in minor cuts, scrapes or burns. | isopropyl-rubbing-alcohol-70-16-oz-86a.jpg
SKU: CRAM171531 | Cramer Sports Medicine QDA Spray | Q.D. A. is a light, quick drying adherent used to help secure tape, underwrap and elastic wraps to the skin in order to reduce blister causing friction. | qda-spray-ba0.jpg
SKU: CMSV1000032295 | Cumberland Swan Isopropyl Rubbing Alcohol 50% ISO 16 oz | Isopropyl Rubbing Alcohol 50% ISO 16 oz | isopropyl-rubbing-alcohol-50-iso-16-oz--c74.jpg
SKU: CMSV1000032333 | Cumberland Swan Ethyl Alcohol 70% 16 Ounce | Cumberland Swan Alcohol. | ethyl-alcohol-70-16-ounce-97b.jpg
SKU: FAC05321 | Fougera & Company Petrolatum Jelly 1 oz Tube 6 Per Pack | Pure U.S.P. petrolatum jelly is ideal for lubricating and moisturizing. | petrolatum-jelly-1-oz-tube-6-per-pack-bf3.jpg
SKU: JON5009 | Johnson & Johnson Anti-Itch Cream, 1/2 oz Tube, 6/bx, 4 bx/cs | Feature 1/2 oz. Tube Anti-Itch Cream, 6/bx, 4 bx/cs | anti-itch-cream-1-2-oz-tube-6-bx-4-bx-cs-49e.jpg
SKU: MKS80122700 | McKesson Hydrogen Peroxide 1 Gallon | McKesson brand hydrogen peroxide. | hydrogen-peroxide-1-gallon-caf.jpg
SKU: CMSV1000032198 | Cumberland Swan Isopropyl Rubbing Alcohol 91% ISO 16 Ounce | Cumberland Swan Isopropyl Rubbing Alcohol 91% ISO | isopropyl-rubbing-alcohol-91-iso-16-ounce--1bd.jpg
SKU: SAJD1411115 | SAJ Distributors Povidone Iodine Solution 8 oz Compare to Active Ingredients in Betadine | Povidone Iodine Solution 8 oz Compare to Active Ingredients in Betadine. | povidone-iodine-solution-8-oz-compare-to-active-ingredients-in-betadine-f7d.jpg
SKU: MRPS100123 | Major Pharmaceuticals Petroleum Jelly White 390mL | Compare to Vaseline | petroleum-jelly-white-390ml--6c8.jpg
SKU: FAC01235 | Fougera & Company Neomycin Sulfate-Polymyxin B Sulfate Ointment Triple Antibiotic Ointment Â½ oz Tube | Neomycin Sulfate-Polymyxin B Sulfate Ointment, Triple Antibiotic Ointment, Â½ oz Tube | neomycin-sulfate-polymyxin-b-sulfate-ointment-triple-antibiotic-ointment-frac12-oz-tube-1fe.jpg
SKU: FAC06231 | Fougera & Company Zinc Oxide Ointment USP 1 oz Tube | Zinc Oxide Ointment USP, 1 oz Tube | zinc-oxide-ointment-usp-1-oz-tube-e20.jpg
SKU: BLPP0283-1185-20 | Beutlich LP Pharmaceuticals Disposable Extension Tubes HurriCaine Topical Anesthetic Spray | Disposable Extension Tubes, HurriCaine Topical Anesthetic Spray | disposable-extension-tubes-hurricaine-topical-anesthetic-spray-2e5.JPG
SKU: FAC01231 | Fougera & Company Neomycin Sulfate-Polymyxin B Sulfate Ointment Triple Antibiotic Ointment 1 oz Tube | Neomycin Sulfate-Polymyxin B Sulfate Ointment Triple Antibiotic Ointment 1 oz Tube | neomycin-sulfate-polymyxin-b-sulfate-ointment-triple-antibiotic-ointment-1-oz-tube-dfa.jpg
SKU: HOLS7906 | Hollister Adapt Stoma Powder 1 Ounce Puff Bottle | Powder protects raw and weeping skin by creating a sticky gel upon application. Use sparingly to absorb moisture or exudate from skin prior to placing a skin barrier on peristomal skin. Convenient "puff" bottle makes application quick and easy and has a window for visualizing contents. | adapt-stoma-powder-1-ounce-puff-bottle-cff.jpg
SKU: MRPS263996 | Major Pharmaceuticals Nasal Decongentant 12-Hour | Compare to Afrin nasal Spray | nasal-decongentant-12-hour--266.jpg
SKU: FER0882-30 | Ferndale Laboratories Anesthetic Cream LMX4 30gm | Formulated for a fast onset of anesthesia and prolonged anesthesia. Has pleasant cosmetic appearance and feel. No occlusion required. For use in dermatology procedures, cosmetic surgery, laser surgery and hospital procedures. Contains 4% lidocaine. | anesthetic-cream-lmx4-30gm-ee1.jpg
SKU: NWWIMJG3 | New World Imports Muscle & Joint Vanishing Gel 3 oz | Compare to the active ingredient in Vanishing Scent BengayÂ®. | muscle-joint-vanishing-gel-3-oz-b2e.jpg
SKU: NWWIAF5 | New World Imports Tolnaftate Antifungal Cream .5 oz | Compare To Active Ingredient In TinactinÂ® | tolnaftate-antifungal-cream-5-oz--6e1.jpg
SKU: MRPS241951 | Major Pharmaceuticals Minerin Cream 480gm Compare to Eucerin | Minerin Cream 480gm Compare to Eucerin NDC# 00904-7751-27 | minerin-cream-480gm-compare-to-eucerin--417.jpg
SKU: MRPS700341 | Major Pharmaceuticals Calcium Antacid Tablets, Mixed Fruit, 150s, Compare to TumsÂ®, NDC# 00904-1258-92 | Feature Calcium Antacid Tablets, Mixed Fruit, 150's, Compare to Tums, NDC# 00904-1258-92 | calcium-antacid-tablets-mixed-fruit-150s-compare-to-tumsreg-ndc-00904-1258-92-c15.jpg
SKU: BLPP0283-0293-31 | Beutlich LP Pharmaceuticals HURRICAINE Topical Anesthetic Gel Watermelon 1 oz. jar | Hurricane Topical Anesthetic Gel, 1 oz. jar | hurricaine-topical-anesthetic-gel-watermelon-1-oz-jar-2c7.JPG
SKU: BLPP0283-0569-31 | Beutlich LP Pharmaceuticals HURRICAINE Topical Anesthetic Liquid - Original Wild Cherry, 1 fl. oz. jar | HURRICAINE TOPICAL ANESTHETIC LIQUID - ORIGINAL WILD CHERRY, 1 fl. oz. jar | hurricaine-topical-anesthetic-liquid-original-wild-cherry-1-fl-oz-jar-584.jpg
SKU: BLPP0283-0679-02 | Beutlich LP Pharmaceuticals HURRICAINE Topical Anesthetic Spray 2 oz Great Wild Cherry Flavor | HurriCaine Topical Anesthetic is for relief from oral pain. Indications include sore throat, canker sores, minor gum injury, minor dental procedures, minor irritation to the mouth caused by dentures or orthodontic appliances and sore gums in teething children four months of age or older. | hurricaine-topical-anesthetic-spray-2-oz-great-wild-cherry-flavor-100.JPG
SKU: BLPP0283-0679-60 | Beutlich LP Pharmaceuticals HURRICAINE Topical Anesthetic Spray Kit 2 oz Cherry Flavor | HURRICAINE Topical Anesthetic Spray Kit, 2 oz, Cherry Flavor | hurricaine-topical-anesthetic-spray-kit-2-oz-cherry-flavor-825.JPG
SKU: BLPP0283-0871-31 | Beutlich LP Pharmaceuticals Hurricaine Topical Anesthetic Gel Original Wild Cherry 1 oz. jar | Hurricaine Topical Anesthetic Gel - Original Wild Cherry 1 oz. jar | hurricaine-topical-anesthetic-gel-original-wild-cherry-1-oz-jar-86a.JPG
SKU: BLPP0283-0886-31 | Beutlich LP Pharmaceuticals Topical Anesthetic Gel 1 oz Jar Pina Colada | HURRICAINE TOPICAL ANESTHETIC GEL - PIÃ‘A COLADA | topical-anesthetic-gel-1-oz-jar-pina-colada-798.jpg
SKU: BLPP0283-1886-31 | Beutlich LP Pharmaceuticals Topical Anesthetic Liquid 1 fl oz Jar Pina Colada | HURRICAINE Topical Anesthetic Liquid - PiÃ±a Colada, 1 fl. oz. jar | topical-anesthetic-liquid-1-fl-oz-jar-pina-colada-4ac.jpg
SKU: NWWIZ1 | New World Imports Zinc Oxide Ointment 1 oz | Zinc Oxide Ointment 1 oz | zinc-oxide-ointment-1-oz-9c6.jpg
SKU: FAC03501 | Fougera & Company Vitamin A + Vitamin D Ointment 2 oz Tube | Vitamin A & Vitamin D Ointment Best ointment for Diaper rash Treatment.Its inexpensive and more proven care for Diaper rash for Babies. | vitamin-a-vitamin-d-ointment-2-oz-tube-ad8.jpg
SKU: FAC06216 | Fougera & Company Zinc Oxide Ointment USP 1 lb Jar | Zinc Oxide Ointment USP. | zinc-oxide-ointment-usp-1-lb-jar-1ab.jpg
SKU: JON48127 | Johnson & Johnson Corn Huskers 7 oz | Corn Huskers | corn-huskers-7-oz--602.jpg
SKU: MKS33302700 | McKesson Sinus Decongestant McKesson Brand 3 oz. | Sinus Decongestant McKesson Brand 3 oz. | sinus-decongestant-mckesson-brand-3-oz-21a.jpg
SKU: MKS48072700 | McKesson Sunmark Acid Reducer - Famotidine Tablets | Sunmark acid reducer - famotidine tablets | sunmark-acid-reducer-famotidine-tablets-881.jpg
SKU: MKS49342700 | McKesson Sunmark Omeprazole Tablet | Sunmark omeprazole tablet - 42 per box | sunmark-omeprazole-tablet-5eb.jpg
SKU: MKS49352700 | McKesson Sunmark Omeprazole Tablets | Sunmark Antacid Tablet - 28 per Box | sunmark-omeprazole-tablets-694.jpg
SKU: MKS49342700 | McKesson Sunmark Omeprazole Tablet | Sunmark omeprazole tablet - 42 per box | sunmark-omeprazole-tablet-5eb.jpg
SKU: CNVT0255-10 | ConvaTec Stomahesive Protective Powder, 1 oz | Stomahesive Protective Powder, 1 oz. | stomahesive-protective-powder-1-oz-b4d.jpg
SKU: MKS13002700 | McKesson Antiflatulant McKesson Brand 100 per Bottle Chewable Tablet | Antiflatulant McKesson Brand 100 per Bottle Chewable Tablet. | antiflatulant-mckesson-brand-100-per-bottle-chewable-tablet-37d.jpg
SKU: MKS14242700 | McKesson Stomach Relief sunmark 30 per Box Chewable Tablet | Stomach Relief sunmark 30 per Box Chewable Tablet | stomach-relief-sunmark-30-per-box-chewable-tablet-31e.jpg
SKU: MKS17442700 | McKesson Acid Reducer sunmark 30 per Box Tablet | Acid Reducer sunmark 30 per Box Tablet. | acid-reducer-sunmark-30-per-box-tablet-8ef.jpg
SKU: MKS19192700 | McKesson Antiflatulant sunmark 60 per Box Softgel Capsule | Antiflatulant sunmark 60 per Box Softgel Capsule. | antiflatulant-sunmark-60-per-box-softgel-capsule-201.jpg
SKU: MKS20002700 | McKesson Antacid McKesson Brand 12 oz. Liquid | Antacid McKesson Brand 12 oz. Liquid. | antacid-mckesson-brand-12-oz-liquid-1e7.gif
SKU: MKS20392700 | McKesson Sinus Decongestant sunmark 1 oz. | Sinus Decongestant sunmark 1 oz. | sinus-decongestant-sunmark-1-oz-3bc.jpg
SKU: MKS25112700 | McKesson Antiflatulant sunmark 36 per Box Chewable Tablet | Antiflatulant sunmark 36 per Box Chewable Tablet. | antiflatulant-sunmark-36-per-box-chewable-tablet-c4c.jpg
SKU: MKS33452700 | McKesson Sinus Decongestant McKesson Brand 1.5 oz. | Sinus Decongestant McKesson Brand 1.5 oz. | sinus-decongestant-mckesson-brand-15-oz-74e.jpg
SKU: MKS42012700 | McKesson Hydrogen Peroxide Medi-Pak 4 oz. | Hydrogen Peroxide Medi-Pak 4 oz. | hydrogen-peroxide-medi-pak-4-oz-517.jpg
SKU: GESDLP13653 | Geiss Destin and Dunn Good Sense Extra Strength Calcium Antacid Tablets, Flavor: Tropical Fruit, 750 mg | Good Sense Extra Strength Calcium Antacid Tablets provide 750 mg calcium carbonate. Relieves heartburn, sour stomach, and acid indigestion, and doubles as a calcium nutritional supplement. Naturally and artificially flavored tropical fruit flavors. Compare to the active ingredients in Extra Strength Tums E-X. | good-sense-extra-strength-calcium-antacid-tablets-flavor-tropical-fruit-750-mg-deb.jpg
SKU: HUD41112 | Hudson RCI Trach-Vent Hme, 50Ml | The Trach-Vent HME and accessory products are designed specifically for tracheostomized or intubated, spontaneously breathing patients. | trach-vent-hme-50ml-fd6.jpg
SKU: CMSV1000040548 | Cumberland Swan Isopropyl Rubbing Alcohol 70% ISO Gal | Isopropyl Rubbing Alcohol, 70% ISO, Gal | isopropyl-rubbing-alcohol-70-iso-gal-5f7.jpg
SKU: ETBD4000 | E.T. Browne Drug Company Cocoa Butter 3.5 Ounce Jar | Cocoa Butter, 3.5 oz Jar, 12/cs | cocoa-butter-35-ounce-jar-885.jpg
SKU: MRPS700174 | Major Pharmaceuticals Calamine Lotion 177ml NDC# 00904-2533-21 | Calamine Lotion, 177ml, NDC# 00904-2533-21 | calamine-lotion-177ml-ndc-00904-2533-21-6d1.jpg
SKU: GBCY0386-0001-04 | Gebauer Company Fine Pinpoint Stream Spray 3 1/2 fl oz Plastisol Coated Amber Glass Bottle | A proven topical anesthetic skin refrigerant available in easy-to-spray aerosol cans or the familiar brown glass bottles. Spray for several seconds immediately prior to injection, vaccination, allergy short, venipuncture, IV placement, and minor surgical procedure such as incision and drainage of smal abscesses. Also helps to control pain of bruises, contusions, swelling and minor sprains. Temporary numbing lasts up to one minute. | fine-pinpoint-stream-spray-3-1-2-fl-oz-plastisol-coated-amber-glass-bottle-e4d.jpg
SKU: HYGT12795 | Hygenic Performance Health Massage Oil 32 oz Bottle | Specifically formulated for deep tissue work, myofascial release and trigger point therapy. Work just a few drops into the palm of your hand and apply to the targeted area to provide immediate warmth followed by lasting results. | massage-oil-32-oz-bottle-bcc.jpg
SKU: HYDLD0022 | Hydrox Laboratories Isopropyl Rubbing Alcohol 70% USP | Isopropyl Rubbing Alcohol 70%, USP, 16 oz, 12 btl/cs (144 cs/plt) | isopropyl-rubbing-alcohol-70-usp-536.jpg
SKU: HYGT13439 | Hygenic Performance Health Biofreeze Professional Starter Kit | Celebrating 25 years of pain relief, Biofreeze is the #1 recommended topical pain reliever by hands-on healthcare practitioners. We believe hands-on healthcare professionals choose Biofreeze Pain Reliever because it is time-tested and clinically proven to work for patients under their care. The fast acting, long lasting formula provides quick and effective pain relief without the use of prescription drugs. When used before exercise or therapy, Biofreeze promotes more comfortable movement. Applied afterward it soothes sore muscles and joints to minimize next-day aches and pains. For everyday pain, Biofreeze has provided peace of mind and effective results for decades. Trained healthcare professional have the skills and education to provide comprehensive therapy and informed treatment. We recommend combining the pain relieving effects of Biofreeze and the expert care of a hands-on health professional. Chiropractors, Physical Therapists, Massage Therapists, and Podiatrists are each uniquely trained and specialize in various treatments methods. Use the Biofreeze website to locate a provider near you. - See more at: http://www.performancehealth.com/brands/biofreeze#sthash.lJ1qdizq.dpuf | biofreeze-professional-starter-kit--5e5.jpg
SKU: CMSV1000002345G | Cumberland Swan Petroleum Jelly 3.75 oz 12/cs - 3.75 Ounce | CUMBERLAND SWANÂ® PETROLEUM JELLY | petroleum-jelly-375-oz-12-cs-375-ounce-62d.jpg
SKU: CMSV1000030830G | Cumberland Swan Petroleum Jelly 7.5 oz 12/cs - 7.5 Ounce | CUMBERLAND SWANÂ® PETROLEUM JELLY | petroleum-jelly-75-oz-12-cs-75-ounce-560.jpg
SKU: FAC01431G | Fougera & Company Hydrocortisone Cream USP 0.5% 1 oz Tube - Each | SANDOZ/FOUGERA HYDROCORTISONE | hydrocortisone-cream-usp-05-1-oz-tube-each-236.jpg
SKU: FAC18131G | Fougera & Company Hydrocortisone Ointment USP 1% 1 oz Tube - Each | SANDOZ/FOUGERA HYDROCORTISONE | hydrocortisone-ointment-usp-1-1-oz-tube-each-b8e.jpg
SKU: FAC06202G | Fougera & Company Zinc Oxide Ointment USP 2 oz Tube - Each | SANDOZ/FOUGERA ZINC OXIDE OINTMENT USP | zinc-oxide-ointment-usp-2-oz-tube-each-18a.jpg
SKU: FAC06231G | Fougera & Company Zinc Oxide Ointment USP 1 oz Tube - Each | SANDOZ/FOUGERA ZINC OXIDE OINTMENT USP | zinc-oxide-ointment-usp-1-oz-tube-each-15e.jpg
SKU: SMNS59432800G | Smith & Nephew Antifungal Greaseless 2 oz Tube - Each | Contains 2% miconazole nitrate. Water based. For treatment of superficial fungal infections, including jock itch (tinea cruris), ringworm (tinea corporis), athlete's foot (tinea pedis). Relieves burning, itching, scaling, cracking, chafing, and redness associated with these conditions. Contains vitamin E and skin conditioners. Use in areas not exposed to urine or feces. Pediatrician tested for safety. | antifungal-greaseless-2-oz-tube-each-566.jpg
SKU: SMNS59432900G | Smith & Nephew Antifungal Extra Thick 31/4 oz Tube - Each | Contains 2% miconazole nitrate. For treatment of superficial fungal infections, including jock itch (tines cruris), ringworm (tinea corporis), athlete's foot (tinea pedis). Relieves burning, itching, scaling, cracking, chafing, and redness associated with these conditions. Contains vitamin E and skin conditioners. Contains zinc oxide to protect skin from exposure to urine and feces. Contains karaya to control moisture and adhere to weepy, macerated skin. Pediatrician tested for safety. | antifungal-extra-thick-31-4-oz-tube-each-98e.jpg
SKU: NWWITAO1G | New World Imports Triple Antibiotic Ointment 1 oz Compared to the Active Ingredients in NeosporinÂ® - Each | NEW WORLD IMPORTS CAREALLÂ® TRIPLE ANTIBIOTIC | triple-antibiotic-ointment-1-oz-compared-to-the-active-ingredients-in-neosporinreg-each-528.jpg
SKU: DMSDT4G | Derma Sciences Dermagran Ointment 4 oz Tube - Each | A pH balanced skin protectant. Formulated with Derma Sciences' proprietary zinc-nutrient technology. Provides a moist, mildly acidic environment conducive to wound healing. In addition, this product contains Vitamin A, Calcium and Magnesium. Use for abrasions, skin tears, partial thickness pressure ulcers and preventative skin care. | dermagran-ointment-4-oz-tube-each-3a9.jpg
SKU: HYGT11817G | Hygenic Performance Health Biofreeze Colorless 4 oz Tube - 12 per Box | Provides penetrating, long lasting relief from arthritis, sore muscles and joints and back pain. Contains USP-Grade Menthol, plus a proprietary herbal blend for skin conditioning. Paraben-free and propylene glycol-free. | biofreeze-colorless-4-oz-tube-12-per-box-964.jpg
SKU: HYGT11821G | Hygenic Performance Health Biofreeze Colorless 32 oz Gel Pump - Each | Provides penetrating, long lasting relief from arthritis, sore muscles and joints and back pain. Contains USP-Grade Menthol, plus a proprietary herbal blend for skin conditioning. Paraben-free and propylene glycol-free. | biofreeze-colorless-32-oz-gel-pump-each-3cc.jpg
SKU: HYGT12151G | Hygenic Performance Health Biofreeze 360 Spray 4 Ounces | Provides penetrating, long lasting relief from arthritis, sore muscles and joints and back pain. Contains USP-Grade Menthol, plus a proprietary herbal blend for skin conditioning. Paraben-free and propylene glycol-free. | biofreeze-360-spray-4-ounces-7f2.jpg
SKU: CMSV1000032409G | Cumberland Swan Wintergreen Isopropyl Rubbing Alcohol 70% IPA - 16 Ounces | CUMBERLAND SWANÂ® ALCOHOL | wintergreen-isopropyl-rubbing-alcohol-70-ipa-16-ounces-83d.jpg
SKU: CMSV1000032295G | Cumberland Swan Isopropyl Rubbing Alcohol 50% ISO 16 Ounces | Cumberland Swan Isopropyl Rubbing Alcohol 50% ISO 16 Ounces | isopropyl-rubbing-alcohol-50-iso-16-ounces-1d3.jpg
SKU: CMSV1000032333G | Cumberland Swan Ethyl Alcohol 70% - 16 Ounces | CUMBERLAND SWANÂ® ALCOHOL | ethyl-alcohol-70-16-ounces-8f0.jpg
SKU: FAC03501G | Fougera & Company Vitamin A + Vitamin D Ointment 2 oz Tube - Each | SANDOZ/FOUGERA BALMS & OINTMENTS | vitamin-a-vitamin-d-ointment-2-oz-tube-each-be4.jpg
SKU: NWWITAOP9 | New World Imports Triple Antibiotic Ointment 0.9g Compared to the Active Ingredients in NeosporinÂ® | Triple Antibiotic Ointment, 0.9g, Compared to the Active Ingredients in NeosporinÂ®, 144/bx, 12 bx/cs (COMING SOON) | triple-antibiotic-ointment-09g-compared-to-the-active-ingredients-in-neosporinreg-096.jpg
SKU: NWWIHYDP9 | New World Imports Hydrocortisone Ointment 1% 0.9g Compared to the Active Ingredients in CortaidÂ® | Hydrocortisone Ointment 1%, 0.9g, Compared to the Active Ingredients in CortaidÂ®, 144/bx, 12 bx/cs (COMING SOON) | hydrocortisone-ointment-1-09g-compared-to-the-active-ingredients-in-cortaidreg-224.jpg
SKU: NWWIBACP9 | New World Imports Bacitracin Ointment 0.9g | Bacitracin Ointment, 0.9g, 144/bx, 12 bx/cs (COMING SOON) | bacitracin-ointment-09g-9f6.jpg
SKU: NWWIAFCL1 | New World Imports CareAllÂ® Clotrimazole 1% Antifungal Cream | 1 oz. CareALL Antifungal Clotrimazole Cream. | careallreg-clotrimazole-1-antifungal-cream-b92.jpg
SKU: HYGT13819 | Hygenic Performance Health Biofreeze Counter Top Display | CounterTop Display Includes:Countertop Display(1) BiofreezeÂ® Professional 360Â° Spray(1) TheraBand KinesiologyTape Continuous RollBeige (Countertop Display will hold a total of 4 Spray units4 Kinesiology Tape rolls, either continuous or precut) | biofreeze-counter-top-display-75b.jpg
SKU: PPK479 | Pre Pak Products Massage Cream 8 oz Tube | Massage Cream, 8 oz Tube (Products cannot be sold on Amazon.com) | image.jpg
SKU: NWWITAOP9G | New World Imports Triple Antibiotic Ointment 0.9g Compared to the Active Ingredients in NeosporinÂ® - 144 per Box | NEW WORLD IMPORTS CAREALLÂ® TRIPLE ANTIBIOTIC | triple-antibiotic-ointment-09g-compared-to-the-active-ingredients-in-neosporinreg-144-per-box-c0f.jpg
SKU: BLPP0283-0597-01 | Beutlich LP Pharmaceuticals Peridin-C Vitamin C Supplement | PERIDIN-C Vitamin C Supplement. | peridin-c-vitamin-c-supplement-122.jpg
SKU: MRPS700120 | Major Pharmaceuticals Zinc 50mg Tablets 100s NDC# 00904-3191-60 | Major Pharmaceuticals Zinc, 50mg, Tablets, 100s. | zinc-50mg-tablets-100s-ndc-00904-3191-60-f2b.jpg
SKU: CMSV1000001428G | Cumberland Swan Citrate of Mag Low Sodium Lemon - 10 Ounces | CUMBERLAND SWANÂ® CITRATE | citrate-of-mag-low-sodium-lemon-10-ounces-89a.jpg
SKU: CMSV1000000242G | Cumberland Swan Citrate of Mag-Reg 10 Ounces | CUMBERLAND SWANÂ® CITRATE | citrate-of-mag-reg-10-ounces-53e.jpg
SKU: MRPS700232 | Major Pharmaceuticals Ferrous Sulfate, Drops, 50mL, Compare to Fer-in-SolÂ®, NDC# 00904-6060-50 | Feature Ferrous Sulfate, Drops, 50mL, Compare to Fer-in-Sol, NDC# 00904-6060-50 | ferrous-sulfate-drops-50ml-compare-to-fer-in-solreg-ndc-00904-6060-50-fec.jpg
SKU: MRPS700051 | Major Pharmaceuticals Calcium Carbonate Vitamin D 600mg 60's 400IU Compare to Caltrate | Calcium Carbonate Vitamin D 600mg 60's 400IU Compare to Caltrate | calcium-carbonate-vitamin-d-600mg-60s-400iu-compare-to-caltrate-837.jpg
SKU: MRPS247700 | Major Pharmaceuticals Therma M Plus Tablets U/D 10 x 10 | Therma-M Plus, Tablets, Unit Dsoe 10x10, Compare to Theragran-M Advanced, NDC# 00904-5492-61 | therma-m-plus-tablets-u-d-10-x-10-bc9.jpg
SKU: MRPS700234 | Major Pharmaceuticals Fiber Tablets, 90s, Compare to FiberconÂ®, NDC# 00904-2500-91 | Feature Fiber Tablets, 90's, Compare to Fibercon, NDC# 00904-2500-91 | fiber-tablets-90s-compare-to-fiberconreg-ndc-00904-2500-91-e6c.jpg
SKU: NEN17500000 | Nestle Healthcare Nutrition Optisourceâ„¢ Chewable Vitamin & Mineral Supplement, 120 Count, 12 btl/cs | Comes in citrus flavor and contains therapeutic levels of iron, foliate, calcium and vitamin B12 in addition to 100% of the US RDI's for all other vitamins and minerals in 4 tablets/day. | optisourcetrade-chewable-vitamin-mineral-supplement-120-count-12-btl-cs-2f5.jpg
SKU: MRPS257063 | Major Pharmaceuticals Fish Oil 500 mg Caplets | Fish oil concentrate soft gels. | fish-oil-500-mg-caplets--599.jpg
SKU: MRPS6246 | Major Pharmaceuticals Natural Fiber Therapy 538gm Orange Flavor Compare to Metamucil | Natural Fiber Therapy 538gm Orange Flavor Compare to Metamucil | natural-fiber-therapy-538gm-orange-flavor-compare-to-metamucil-869.jpg
SKU: MKS42252700 | McKesson Calcium Supplement Tablet with Vitamin D - 500 mg / 200 iu | Mckesson brand calcium supplement tablet with vitamin D - 500 mg / 200 iu | calcium-supplement-tablet-with-vitamin-d-500-mg-200-iu-e5f.jpg
SKU: MKS42522700 | McKesson Vitamin E Supplement McKesson Brand | Vitamin E Supplement McKesson Brand 400 IU Softgel 100 per Bottle | vitamin-e-supplement-mckesson-brand-b4f.jpg
SKU: MKS42752700 | McKesson Calcium Supplement with Vitamin D | McKesson brand calcium supplement with vitamin D - 500 mg / 200 iu tablet | calcium-supplement-with-vitamin-d--b4a.jpg
SKU: MKS43762700 | McKesson Sunmark Extra Strength Dietary Supplement | Sunmark extra strength dietary supplement caplet 50 per bottle | sunmark-extra-strength-dietary-supplement-c60.jpg
SKU: MKS44392700 | McKesson Calcium Supplement with Vitamin D - 500 mg | McKesson brand calcium supplement with vitamin D - 500 mg tablet 60 per bottle | calcium-supplement-with-vitamin-d-500-mg-b05.jpg
SKU: MKS45092700 | McKesson Specialty Supplement - 450 mg | McKesson brand specialty supplement 450 mg - caplet 90 per bottle | specialty-supplement-450-mg-91a.jpg
SKU: MKS47192700 | McKesson Sunmark Prenatal Vitamins / FE Fumarate / FA | Sunmark prenatal vitamins / FE fumarate / FA tablet 100 per bottle | sunmark-prenatal-vitamins-fe-fumarate-fa-8dd.jpg
SKU: MKS48062700 | McKesson Calcium Supplement with Vitamin D - Calcium 600 mg / Vitamin D 400 IU | McKesson brand calcium supplement with vitamin D - calcium 600 mg / vitamin D 400 IU | calcium-supplement-with-vitamin-d-calcium-600-mg-vitamin-d-400-iu-393.jpg
SKU: MKS50082700 | McKesson Vitamin C Supplement - 500 mg | McKesson Vitamin C Supplement - 500 mg | vitamin-c-supplement-500-mg-a1f.jpg
SKU: MKS50112700 | McKesson Multivitamin Supplement | McKesson brand multivitamin supplement tablet 100 per bottle | multivitamin-supplement-43e.jpg
SKU: MKS50182700 | McKesson Sunmark Dietary Supplement | Sunmark dietary supplement - softgel 60 per bottle | sunmark-dietary-supplement--73f.jpg
SKU: MKS50762700 | McKesson Sunmark Dietary Supplement Fish Oil Softgels - 1200 mg | Sunmark dietary supplement - 1200 mg - softgel 60 per bottle | sunmark-dietary-supplement-fish-oil-softgels-1200-mg-99f.jpg
SKU: MKS50912700 | McKesson Multivitamin Supplement Liquid - 16 oz. | McKesson brand multivitamin supplement liquid - 16 oz. | multivitamin-supplement-liquid-16-oz-c38.jpg
SKU: MKS50182700 | McKesson Sunmark Dietary Supplement | Sunmark dietary supplement - softgel 60 per bottle | sunmark-dietary-supplement--73f.jpg
SKU: MKS54602700 | McKesson Multivitamin Supplement with Iron | McKesson brand multivitamin supplement with iron - tablet 100 per bottle | multivitamin-supplement-with-iron-184.jpg
SKU: MKS54652700 | McKesson Multivitamin Supplement with Iron | One-Daily Multi Vitamins with Iron. | multivitamin-supplement-with-iron-553.jpg
SKU: MKS54782700 | McKesson Multivitamin Supplement McKesson Brand | Multivitamin Supplement McKesson Brand Tablet 1000 per Bottle | multivitamin-supplement-mckesson-brand-069.jpg
SKU: MKS55112700 | McKesson Multivitamin Supplement with Minerals | McKesson brand multivitamin supplement with minerals tablet 100 per bottle | multivitamin-supplement-with-minerals-abd.jpg
SKU: MKS56152700 | McKesson McKesson Brand Iron Supplement - 150 mg | McKesson brand iron supplement capsule - 150 mg - 100 per bottle | mckesson-brand-iron-supplement-150-mg-9e5.jpg
SKU: MKS57512700 | McKesson Prenatal Vitamins Tablet - 100 per Bottle | McKesson brand prenatal vitamins tablet 100 per bottle | prenatal-vitamins-tablet-100-per-bottle-4c6.jpg
SKU: MKS60872700 | McKesson McKesson Vitamin D Supplement 400 IU Tablet | McKesson vitamin D supplement 400 IU tablet - 100 per bottle | mckesson-vitamin-d-supplement-400-iu-tablet-774.jpg
SKU: MKS62262700 | McKesson Sunmark Zinc Supplement 50 mg Tablet | Sunmark zinc supplement 50 mg tablet | sunmark-zinc-supplement-50-mg-tablet-a3d.jpg
SKU: MKS63742700 | McKesson Sunmark Vitamin E Supplement Tablet | Sunmark vitamin E supplement tablet | sunmark-vitamin-e-supplement-tablet-e74.jpg
SKU: MKS64102700 | McKesson Multivitamin Supplement Tablet with Minerals | McKesson brand multivitamin supplement tablet with minerals - 100 per bottle | multivitamin-supplement-tablet-with-minerals-19b.jpg
SKU: MKS65492700 | McKesson Sunmark Vitamin B-1 Supplement 100 mg Tablet | Sunmark vitamin b-1 supplement 100 mg tablet 100 per bottle | sunmark-vitamin-b-1-supplement-100-mg-tablet-1ab.jpg
SKU: MKS65802700 | McKesson Multivitamin Supplement Tablet | Mckesson brand multivitamin supplement tablet 100 per bottle | multivitamin-supplement-tablet-5e7.jpg
SKU: MKS65812700 | McKesson Multivitamin Supplement Tablet - 1000 per Bottle | Mckesson brand multivitamin supplement tablet 1000 per bottle | multivitamin-supplement-tablet-1000-per-bottle-55c.jpg
SKU: MKS66402700 | McKesson Caplet Multivitamin Supplement with Minerals | Mckesson brand caplet multivitamin supplement with minerals - 100 per bottle | caplet-multivitamin-supplement-with-minerals-1da.jpg
SKU: MKS66412700 | McKesson McKesson Brand Caplet Multivitamin Supplement with Minerals - 1000 per Bottle | Mckesson brand caplet multivitamin supplement with minerals - 1000 per bottle | mckesson-brand-caplet-multivitamin-supplement-with-minerals-1000-per-bottle-b36.jpg
SKU: MKS72212700 | McKesson Iron Supplement (Ferrous Gluconate) 240 mg Tablet | Mckesson brand iron supplement (ferrous gluconate) 240 mg tablet - 100 per bottle | iron-supplement-ferrous-gluconate-240-mg-tablet--701.jpg
SKU: MKS73012700 | McKesson Iron Supplement Ferrous Sulfate 325 mg Tablet | Iron Supplement Ferrous Sulfate 325 mg Tablet. | iron-supplement-ferrous-sulfate-325-mg-tablet-32f.jpg
SKU: MKS74112700 | McKesson Calcium Supplement 500 mg Tablet | Mckesson brand calcium supplement 500 mg tablet - 100 per bottle | calcium-supplement-500-mg-tablet--e81.jpg
SKU: MKS74212700 | McKesson Calcium Supplement with Vitamin D | Mckesson brand calcium supplement with vitamin d - calcium 500 mg / vitamin d 200 iu tablet 1000 per bottle | calcium-supplement-with-vitamin-d-bcf.jpg
SKU: MKS74762700 | McKesson Calcium 600 with Vitamin D Tablet | Calcium supplement with vitamin D calcium 600 mg / vitamin d 200 iu tablet 60 per bottle | calcium-600-with-vitamin-d-tablet-e9a.jpg
SKU: MKS75102700 | McKesson Vitamin E Softgels | Mckesson brand vitamin E supplement 200 iu softgel 100 per bottle | vitamin-e-softgels-d9b.jpg
SKU: MKS75102700 | McKesson Vitamin E Softgels | Mckesson brand vitamin E supplement 200 iu softgel 100 per bottle | vitamin-e-softgels-d9b.jpg
SKU: MKS76102700 | McKesson Dietary Supplement Tablet | Mckesson brand dietary supplement tablet 60 per bottle | dietary-supplement-tablet-ac6.jpg
SKU: MKS84152700 | McKesson Vitamin C 500Mg Tablet 500/Bottle - Bottle of 500 | Vitamin C 500Mg Tablet 500/Bottle - Bottle of 500. | vitamin-c-500mg-tablet-500-bottle-bottle-of-500-58a.jpg
SKU: MKS84162700 | McKesson Vitamin C Supplement Brand 500 mg Liquid 16 oz. | Vitamin C Supplement Brand 500 mg Liquid 16 oz. | vitamin-c-supplement-brand-500-mg-liquid-16-oz-7b4.jpg
SKU: MKS84212700 | McKesson Vitamin B-12 Supplement Brand 100 mcg Tablet 100 per Bottle | Vitamin B-12 Supplement Brand 100 mcg Tablet 100 per Bottle. | vitamin-b-12-supplement-brand-100-mcg-tablet-100-per-bottle-9a0.jpg
SKU: MKS93162700 | McKesson Eye Vitamin and Mineral Supplement with Lutein Brand Tablet 60 per Bottle | Eye Vitamin and Mineral Supplement with Lutein Brand Tablet 60 per Bottle. | eye-vitamin-and-mineral-supplement-with-lutein-brand-tablet-60-per-bottle--d14.jpg
SKU: MKS97122700 | McKesson Calcium Supplement with Vitamin D Brand 250 mg Tablet 100 per Bottle | Calcium Supplement with Vitamin D Brand 250 mg Tablet 100 per Bottle. | calcium-supplement-with-vitamin-d-brand-250-mg-tablet-100-per-bottle--62c.jpg
SKU: PN700 | Parthenon Inc Devrom Chewable Internaldeodorant Tablets. 100/Bottle | DEVROM CHEWABLE INTERNALDEODORANT TABLETS. 100/BOTTLE | devrom-chewable-internaldeodorant-tablets-100-bottle-014.jpg
SKU: MRPS700112 | Major Pharmaceuticals Stress Zinc Tablets 60s Compare to Stresstabs | Compare to Stresstabs, NDC# 00904-2727-52. | stress-zinc-tablets-60s-compare-to-stresstabs-fca.jpg
SKU: MRPS245688 | Major Pharmaceuticals Major Thera-M Tablets | High potency vitamin and mineral supplement fortified with Beta-Carotene. Compares to the active ingredients of Theragran-M Advanced. | major-thera-m-tablets-841.jpg
SKU: FTX922-11866 | Fieldtex Products Windmill Calcium Citrate D Dietary Supplement | Easily absorbed form of calcium D no sugar, starch, yeast, corn, milk, soy, artificial colors, flavors or preservatives | windmill-calcium-citrate-d-dietary-supplement--1af.jpg
SKU: MRPS114181 | Major Pharmaceuticals Ferosul 5gr Film Coated Red Tablets 100s Compare to Feosol | Ferosul 5gr Film Coated Red Tablets 100s Compare to FeosolÃƒ NDC# 00904-7590-60 | ferosul-5gr-film-coated-red-tablets-100s-compare-to-feosol-636.jpg
SKU: MRPS700278 | Major Pharmaceuticals Oyster Shell 500mg Tablets 1000s Compare to Os-CalÂ® NDC# 00904-1883-80 | Compare to Os-Cal. | oyster-shell-500mg-tablets-1000s-compare-to-os-calreg-ndc-00904-1883-80-9d9.jpg
SKU: MRPS700052 | Major Pharmaceuticals Calcium Carb Tablets 600mg 60s | Calcium Carb Tablets 600mg 60s Compare to Caltrate NDC# 00904-3232-52 | calcium-carb-tablets-600mg-60s--60b.jpg
SKU: MRPS700619 | Major Pharmaceuticals Calcium Carb Tablets 600mg 150s Compare to Caltrate NDC# 00904-3232-92 | Calcium Carb Tablets, 600mg, 150's, Compare to Caltrate, NDC# 00904-3232-92 | calcium-carb-tablets-600mg-150s-compare-to-caltrate-ndc-00904-3232-92-59e.jpg
SKU: MRPS245696 | Major Pharmaceuticals Thera-M High Potency Tabs | NDC# 00904-5492-80Color : MaroonShape: OblongAlcohol FreeActive Ingerdiants: Â Ascorbic Acid 90 Mg Beta Carotene N/A Biotin 30 Mcg Calcium 30 Mg Calcium Pantothenate 10 Mg Chromic Chloride 50 Mcg Cupric Oxide 2 Mg Cyanocobalamin 12 Mcg Ergocalciferol 400 Unit Ferrous Fumarate 9 Mg Folic Acid 400 Mcg Magnesium Oxide 100 Mg Manganese Sulfate 2 Mg Niacinamide 20 Mg Nickel Sulfate 5 Mcg Phosphorus 23 Mg Phytonadione 28 Mcg Potassium 7.5 Mg Potassium Chloride 7 Mg Potassium Iodide 150 Mcg Pyridoxine Hydrochloride 6 Mg Riboflavin 3.4 Mg Silicon Dioxide (Anhydrous) 6 Mg Sodium Borate 150 Mcg Sodium Metavanadate 10 Mcg Sodium Molybdate 75 Mcg Sodium Selenate 70 Mcg Stannous Chloride 10 Mcg Thiamine Mononitrate 3 Mg Tocopheryl Acet,Dl-Alpha 60 Unit Vitamin A Acetate (Retinyl Acetate) 5000 Unit Zinc Oxide 15 Mg. | thera-m-high-potency-tabs-e8e.jpg
SKU: MRPS700452 | Major Pharmaceuticals Thera Tablets 1000s Compare to Theragran NDC# 00904-0539-80 | Thera Tablets 1000s Compare to Theragran NDC# 00904-0539-80 | thera-tablets-1000s-compare-to-theragran-ndc-00904-0539-80-87c.jpg
SKU: MRPS700438 | Major Pharmaceuticals Tab-A-Vite, Iron, Tablets, 1000s, Compare to One-A-DayÂ®, NDC# 00904-0531-80 | Feature Tab-A-Vite w/ iron, Tablets, 1000's, Compare to One-A-Day, NDC# 00904-0531-80 | tab-a-vite-iron-tablets-1000s-compare-to-one-a-dayreg-ndc-00904-0531-80-439.jpg
SKU: MRPS700262 | Major Pharmaceuticals Time Release Niacin 500MG Caplets | Produced by Major Pharmaceuticals. Compare to: NIACIN 500MG TR Caplets. | time-release-niacin-500mg-caplets--9b8.jpg
SKU: MRPS700036 | Major Pharmaceuticals Vitamin C, 500mg, Tablets, 100s, NDC# 00904-0523-60 | Feature Vitamin C, 500mg, Tablets, 100's, NDC# 00904-0523-60 | vitamin-c-500mg-tablets-100s-ndc-00904-0523-60-736.jpg
SKU: MRPS700039 | Major Pharmaceuticals Vitamin D, 1000 IU Tablets, 100s, NDC# 00904-5824-60 | Active Ingredients: Cholecalciferol; 1000 Unit. | vitamin-d-1000-iu-tablets-100s-ndc-00904-5824-60-18d.jpg
SKU: MRPS700556 | Major Pharmaceuticals Acidophilus Pectin Caplets | Aides in Maintaining healthy balance of intestinal flora. | acidophilus-pectin-caplets--1b5.jpg
SKU: MRPS700015 | Major Pharmaceuticals Oyster Shell Calcium 500mg Plus D | Active Ingredients:Cholecalciferol: 200 UNITOyster Shell: 500 MG | oyster-shell-calcium-500mg-plus-d-35d.jpg
SKU: MKS13032700 | McKesson Potassium Gluconate sunmarkÂ® 90 mg Tablet 100 per Bottle | Potassium Gluconate sunmarkÂ® 90 mg Tablet 100 per Bottle. | potassium-gluconate-sunmarkreg-90-mg-tablet-100-per-bottle-475.jpg
SKU: MKS16162700 | McKesson Iron Supplement Ferrous Sulfate Liquid 16 oz. | Iron Supplement (Ferrous Sulfate) McKesson Brand Liquid 16 oz. | iron-supplement-ferrous-sulfate-liquid-16-oz-35c.jpg
SKU: MKS17242700 | McKesson Dietary Supplement sunmark 400 mcg Tablet 250 per Bottle | Dietary Supplement sunmark 400 mcg Tablet 250 per Bottle. | dietary-supplement-sunmark-400-mcg-tablet-250-per-bottle-ee4.jpg
SKU: MKS21052700 | McKesson Iron Supplement sunmark High Potency Tablet 60 per Box | Iron Supplement sunmark High Potency Tablet 60 per Box. | iron-supplement-sunmark-high-potency-tablet-60-per-box-47f.jpg
SKU: MKS21162700 | McKesson Magnesium Citrate Sunmark Liquid 10 oz. | Magnesium Citrate sunmark Liquid 10 oz. Generally produces bowel movement in 1/2 to 6 hours. | magnesium-citrate-sunmark-liquid-10-oz-91a.jpg
SKU: MKS21192700 | McKesson Dietary Supplement sunmark 500 mg Caplet 160 per Bottle | Dietary Supplement sunmark 500 mg Caplet 160 per Bottle. | dietary-supplement-sunmark-500-mg-caplet-160-per-bottle-5c7.jpg
SKU: MKS21482700 | McKesson Dietary Supplement sunmark 500 mg Caplet 75 per Bottle | Dietary Supplement sunmark 500 mg Caplet 75 per Bottle. | dietary-supplement-sunmark-500-mg-caplet-75-per-bottle-fd1.jpg
SKU: MKS21602700 | McKesson Multivitamin Supplement Chewable Tablet 100 per Bottle | Multivitamin Supplement sunmark Chewable Tablet 100 per Bottle for Children. | multivitamin-supplement-chewable-tablet-100-per-bottle-463.jpg
SKU: MKS27062700 | McKesson Dietary Supplement sunmark 1000 mg Softgel 60 per Bottle | Dietary Supplement sunmark 1000 mg Softgel 60 per Bottle. | dietary-supplement-sunmark-1000-mg-softgel-60-per-bottle-e4e.png
SKU: MKS27062700 | McKesson Dietary Supplement sunmark 1000 mg Softgel 60 per Bottle | Dietary Supplement sunmark 1000 mg Softgel 60 per Bottle. | dietary-supplement-sunmark-1000-mg-softgel-60-per-bottle-e4e.png
SKU: MKS28822700 | McKesson Vitamin C Supplement Brand 250 mg Tablet 100 per Bottle. | Vitamin C supplement brand 250 mg tablet 100 per bottle. | vitamin-c-supplement-brand-250-mg-tablet-100-per-bottle-9e3.jpg
SKU: MKS29202700 | McKesson Vitamin C Supplement Brand 500 mg Tablet 1000 per Bottle | Vitamin C Supplement Brand 500 mg Tablet 1000 per Bottle. | vitamin-c-supplement-brand-500-mg-tablet-1000-per-bottle-24b.png
SKU: MKS29872700 | McKesson Dietary Supplement sunmark Caplet 60 per Bottle | Dietary Supplement sunmark Caplet 60 per Bottle | dietary-supplement-sunmark-caplet-60-per-bottle-638.png
SKU: MKS32952700 | McKesson Coenzyme Q-10 sunmark 100 mg Softgel 30 Per Bottle | Coenzyme Q-10 sunmark 100 mg Softgel 30 Per Bottle | coenzyme-q-10-sunmark-100-mg-softgel-30-per-bottle-9d7.jpg
SKU: MKS35062700 | McKesson Magnesium Supplement McKesson Brand Tablet 60 per Bottle | Magnesium supplement McKesson brand tablet 60 per bottle. | magnesium-supplement-mckesson-brand-tablet-60-per-bottle-f1b.jpg
SKU: MKS40152700 | McKesson Dietary Supplement sunmark 250 mg Tablet 100 per Bottle | Dietary Supplement sunmark 250 mg Tablet 100 per Bottle. | dietary-supplement-sunmark-250-mg-tablet-100-per-bottle-c28.jpg
SKU: MKS40812700 | McKesson Vitamin B-6 Supplement McKesson Brand 50 mg Tablet 100 per Bottle | Vitamin B-6 Supplement McKesson Brand 50 mg Tablet 100 per Bottle. | vitamin-b-6-supplement-mckesson-brand-50-mg-tablet-100-per-bottle-8bc.jpg
SKU: MKS40912700 | McKesson Vitamin B-6 Supplement McKesson Brand 100 mg Tablet 100 per Bottle | Vitamin B-6 Supplement McKesson Brand 100 mg Tablet 100 per Bottle. | vitamin-b-6-supplement-mckesson-brand-100-mg-tablet-100-per-bottle-7d1.jpg
SKU: MKS41342700 | McKesson Dietary Supplement sunmark Caplet 30 Count | Dietary Supplement sunmark Caplet 30 Count. | dietary-supplement-sunmark-caplet-30-count-9bf.jpg
SKU: MKS41422700 | McKesson Calcium Supplement McKesson Brand 600 mg Caplet 60 per Bottle | Calcium Supplement McKesson Brand 600 mg Caplet 60 per Bottle | calcium-supplement-mckesson-brand-600-mg-caplet-60-per-bottle-c9f.jpg
SKU: MRPS116780 | Major Pharmaceuticals Thera Multivitamin, Tablets, Unit Dose 10x10, Compare to Theragran | Active Ingredients:Ascorbic Acid: 90 Mg.Biotin: 30 Mcg.Calcium: 66 Mg.Calcium Pantothenate: 10 Mg.Cyanocobalamin: 9 Mcg.Ergocalciferol: 400 Unit.Folic Acid: 400 Mcg.Niacinamide: 20 Mg.Phosphorus: 50 Mg.Pyridoxine Hydrochloride: 3 Mg.Riboflavin: 3.4 Mg.Thiamine Mononitrate: 3 Mg.Tocopheryl Acet,Dl-Alpha: 30 Unit.Vitamin A Acetate (Retinyl Acetate): 5000 Unit.Color: Red.Shape: Oblong. | thera-multivitamin-tablets-unit-dose-10x10-compare-to-theragran-f0d.jpg
SKU: FER0480-10 | Ferndale Laboratories Heliocare Capsules 60 capsules | Helps maintain the skin's ability to protect against sun-related effects and aging.* (*These statements have not been evaluated by the Food and Drug Administration. This product is not intended to diagnose, treat, cure or prevent any disease.) | heliocare-capsules-60-capsules-125.jpg
SKU: C2RRX2.5 | C2R Global Rx Destroyer All-Purpose Formula | Compared to most disposal processes, the Rx Destroyer is a very simple user-friendly system that is inexpensive, quick, clean and environmentally friendly. The Rx Destroyer system utilizes environmentally friendly ingredients to instantly render pharmaceuticals unusable.The C2R Global Rx Destroyer All-Purpose Formula is offered in 2.5 Gallon Bottles. Built with high quality material; the all-purpose extra large drug disposable system is made-to-last. | rx-destroyer-all-purpose-formula-bb5.png
SKU: C2RRX2.5LIQ | C2R Global Rx Destroyer Liquid Meds Only Formula with Hardener Packets | Compared to most disposal processes, the Rx Destroyer is a very simple user-friendly system that is inexpensive, quick, clean and environmentally friendly. The Rx Destroyer system utilizes environmentally friendly ingredients to instantly render pharmaceuticals unusable. 2.5 Gallon. | rx-destroyer-liquid-meds-only-formula-with-hardener-packets-db0.png
SKU: C2RRX2.5WALL | C2R Global Rx Destroyer Wall Mount | The Rx Destroyer 2.5 Gallon Wall Mount is made with a new and improved design. With the use of durable steel construction, the wall mount is made-to-last. | rx-destroyer-wall-mount-310.png
SKU: C2RRX2.5W/SEC | C2R Global Rx Destroyer Wall Mount with Security Cable | The Rx Destroyer 2.5 Gallon Wall Mount with Security Cable is a product that enables the secure mounting of Rx Destroyer bottles to wall or cart. Made with Sturdy Powder Coated Steel Frame, the wall mount is made-to-last. With 2.5 Gallon bottle. | rx-destroyer-wall-mount-with-security-cable-44f.png
SKU: SMNS407000G | Smith & Nephew Tincture of Benzoin 4 3/4 oz Pump Spray Bottle - Each | SMITH & NEPHEW TINCTURE OF BENZOIN | tincture-of-benzoin-4-3-4-oz-pump-spray-bottle-each-676.jpg
SKU: NWWIDENT40G | New World Imports Denture Cleanser Tablets Blue Compared to the Performance of EfferdentÂ® - 40 per Box | NEW WORLD IMPORTS FRESHMINTÂ® DENTURE TABLETS | denture-cleanser-tablets-blue-compared-to-the-performance-of-efferdentreg-40-per-box-fee.jpg
SKU: NWWIDENT90G | New World Imports Denture Cleanser Tablets Blue Compared to the Performance of EfferdentÂ® - 90 per Box | NEW WORLD IMPORTS FRESHMINTÂ® DENTURE TABLETS | denture-cleanser-tablets-blue-compared-to-the-performance-of-efferdentreg-90-per-box-ebc.jpg
SKU: C2RRX2.5CAPS | C2R Global Rx Destroyer Vented Caps | Vented Caps for Rx Destroyer 2.5 gallon bottles. Caps only. | rx-destroyer-vented-caps-c8d.jpg
SKU: C2RRX2.5CAB | C2R Global Rx Destroyer Security Cable for 2.5 Gallon Bottle | The Rx Destroyer Security Cable for 2.5 Gallon Bottle ensure full mounting security. | rx-destroyer-security-cable-for-25-gallon-bottle-464.jpg
SKU: C2RRX2.5HARD | C2R Global Rx Destroyer Hardener Packets | Rx Destroyer 2.5 Gallon Hardener Packets.Dust Free formulation converts Rx Liquids to Solid Gel meeting SW-846 Test Method (paint filter liquids test). Simply add dissolving pouch(s) when full, gently shake and secure cap. Active ingredient: 2-Propenoic acid, homopolymer sodium salt.Product performs exceptionally well on container contents containing at least 10% water. Some medications, drugs or combinations may not be compatible with Rx Hardener due to their chemical composition. | rx-destroyer-hardener-packets-209.jpg
SKU: CMSV1000000098 | Cumberland Swan Iodine Tincture 1 oz | Cumberland SwanÂ® First Aids | iodine-tincture-1-oz--4dc.jpg
SKU: PDCAN-7 | Precision Dynamics Fentanyl Syringe Labels Blue 500" Per Roll | Fentanyl Syringe Labels Blue 500" Per Roll. | fentanyl-syringe-labels-blue-500-per-roll-ec5.jpg
SKU: MKS81692700 | McKesson Anti Diarrheal Caplets | Mckesson's Anti Diarrheal Caplets are packaged 96 per bottle. Imodium is a registered trademark of McNeil Consumer and Specialty Pharmaceuticals; a Division of McNeil PPC, Inc.The serving size of active ingredient is: 2 caplets after the first loose bowel movement; and 1 caplet after each subsequent loose bowel movement. Do not exceed 4 caplets in 24 hours.Inactive Ingredients: cellulose, corn starch, D&C Yellow #10, dicalcium phosphate, FD&C Blue #1, magnesium stearate, silica gel. | anti-diarrheal-caplets-b72.jpg
SKU: MKS82332700 | McKesson Sunmark Acid Reducer 30 per Box Tablet | Sunmark Acid Reducer 30 per Box Tablet. | sunmark-acid-reducer-30-per-box-tablet-14e.jpg
SKU: MKS84102700 | McKesson Allergy Relief Brand 4 mg 1000 per Bottle | Allergy Relief Brand 4 mg 1000 per Bottle. | allergy-relief-brand-4-mg-1000-per-bottle-34b.jpg
SKU: MKS89602700 | McKesson Allergy Relief Brand 25 mg 1000 per Bottle | Allergy Relief Brand 25 mg 1000 per Bottle. | allergy-relief-brand-25-mg-1000-per-bottle--f1a.jpg
SKU: MKS98112700 | McKesson Aspirin Tablet 100 per Bottle 81 mg | Aspirin Tablet 100 per Bottle 81 mg. | aspirin-tablet-100-per-bottle-81-mg--3a6.jpg
SKU: PDCTD-1312N | Precision Dynamics Cerner Coated Thermal Label with Notch 1" x 3 | Cerner Coated Thermal Label with Notch | cerner-coated-thermal-label-with-notch-1-x-3-945.jpg
SKU: MRPS100129 | Major Pharmaceuticals Nicorelief 4mg Gum 110s Compare to Nicorette NDC# 00904-5735-11 | Nicorelief 4mg Gum 110s Compare to Nicorette NDC# 00904-5735-11 | nicorelief-4mg-gum-110s-compare-to-nicorette-ndc-00904-5735-11-a89.jpg
SKU: SAJD4475364 | SAJ Distributors Anti-Nausea Liquid 4 fl oz Compare to the Active Ingredient of EmetrolÂ® | Feature Anti-Nausea Liquid 4 Fl oz, Compare to the Active Ingredient of Emetrol, 12/cs (UPC01512700805) | anti-nausea-liquid-4-fl-oz-compare-to-the-active-ingredient-of-emetrolreg-f90.jpg
SKU: BDMIB3560050 | Bunzl Distribution Distilled Water | Bunzle Distilled Water | distilled-water-404.jpg
SKU: MKS17402700 | McKesson Nicotine Transdermal Patch sunmark 7 mg / 24 HR | Nicotine Transdermal Patch sunmark 7 mg / 24 HR. | nicotine-transdermal-patch-sunmark-7-mg-24-hr-1e7.jpg
SKU: MKS19432700 | McKesson Motion Sickness Relief sunmark Tablet 12 per Box 50 mg | Motion Sickness Relief sunmark Tablet 12 per Box 50 mg. | motion-sickness-relief-sunmark-tablet-12-per-box-50-mg-60d.jpg
SKU: MKS33202700 | McKesson Sleep Aid sunmark 24 per Box Caplet 25 mg | Sleep Aid sunmark 24 per Box Caplet 25 mg. | sleep-aid-sunmark-24-per-box-caplet-25-mg-bf4.jpg
SKU: MRPS262337 | Major Pharmaceuticals Acid Gone Extra-Strength Chewable 100s Compare to Gaviscon | Acid Gone Extra-Strength Chewable 100s Compare to GavisconÂ®. | acid-gone-extra-strength-chewable-100s-compare-to-gaviscon-43e.jpg
SKU: SAJD7240021 | SAJ Distributors Antacid Ant Gas 12 oz Compare to the Active Ingredients of Mylanta | Antacid Ant Gas 12 oz Compare to the Active Ingredients of Mylanta. | antacid-ant-gas-12-oz-compare-to-the-active-ingredients-of-mylanta-b89.jpg
SKU: MRPS700656 | Major Pharmaceuticals Mi Acid Double Strength Tablets | Compare to Mylanta Double Strength Tablets | mi-acid-double-strength-tablets--833.jpg
SKU: MRPS700621 | Major Pharmaceuticals Driminate 50mg Tab | Compare to Dramamine, NDC# 00904-2051-59. | driminate-50mg-tab-3d9.jpg
SKU: MRPS700032 | Major Pharmaceuticals Gas Relief Drops, Infants, Boxed, 30mL, Dye Free, Compare to Mylicon Drops | Gas Relief Drops, Infants, Boxed, 30mL, Dye Free, Compare to Mylicon Drops | gas-relief-drops-infants-boxed-30ml-dye-free-compare-to-mylicon-drops-b62.jpg
SKU: MRPS700630 | Major Pharmaceuticals Mi-Acid 80mg Gas Chewable 100's | Mi-Acid 80mg Gas Chewable 100's Compare to Mylanta Gas Tablets NDC# 00904-5068-60 | mi-acid-80mg-gas-chewable-100s-a20.jpg
SKU: MRPS700752 | Major Pharmaceuticals Lactase Caplets 60s Compare to Lactaid NDC# 00904-5224-52 | Lactase Caplets 60s Compare to Lactaid NDC# 00904-5224-52 | lactase-caplets-60s-compare-to-lactaid-ndc-00904-5224-52-6d0.jpg
SKU: MRPS700803 | Major Pharmaceuticals Mintox Plus 100s | Compare to Maalox Plus. | mintox-plus-100s--046.jpg
SKU: MRPS006747 | Major Pharmaceuticals Diphenhydramine 25mg 100s Compare to BenadrylÂ® | Diphenhydramine, 25mg, 100s, Compare to BenadrylÂ®, NDC# 00904-5306-60 | diphenhydramine-25mg-100s-compare-to-benadrylreg--a79.jpg
SKU: MRPS700317 | Major Pharmaceuticals Aspirin 81mg 36s Chewable Tablets Compare to St. JosephÂ® NDC# 00904-4040-73 | Aspirin, 81mg, 36s, Chewable Tablets, Compare to St. JosephÂ®, NDC# 00904-4040-73 | aspirin-81mg-36s-chewable-tablets-compare-to-st-josephreg-ndc-00904-4040-73-119.jpg
SKU: MRPS100441 | Major Pharmaceuticals Mapap 325mg Unboxed 100s Compare to TylenolÂ® NDC# 00904-1982-60 | Mapap, 325mg, Unboxed, 100s, Compare to TylenolÂ®, NDC# 00904-1982-60 | mapap-325mg-unboxed-100s-compare-to-tylenolreg-ndc-00904-1982-60-fb9.jpg
SKU: NWWI50024ACCG | New World Imports Acetaminophen Caplets 500mg 100/btl 24 btl/cs Compare to TylenolÂ® Extra Strength - Bottle | NEW WORLD IMPORTS CAREALLÂ® ANALGESIC CAPLETS | acetaminophen-caplets-500mg-100-btl-24-btl-cs-compare-to-tylenolreg-extra-strength-bottle-d08.jpg
SKU: NWWIACT50024G | New World Imports Acetaminophen Tablets 500mg 100/btl 24 btl/cs Compare to TylenolÂ® Extra Strength - Bottle | NEW WORLD IMPORTS CAREALLÂ® ANALGESIC TABLETS | acetaminophen-tablets-500mg-100-btl-24-btl-cs-compare-to-tylenolreg-extra-strength-bottle-ee0.jpg
SKU: NWWICCA36G | New World Imports Aspirin Chewable Tablets 81mg 36/btl 24 btl/cs Compare to St. JosephÂ® Aspirin - Bottle | NEW WORLD IMPORTS CAREALLÂ® ASPIRIN | aspirin-chewable-tablets-81mg-36-btl-24-btl-cs-compare-to-st-josephreg-aspirin-bottle-8a1.jpg
SKU: NWWIACT32512 | New World Imports Acetaminophen 325mg | Compare to the active ingredient of Regular Strength TYLENOLÂ® Tablets | acetaminophen-325mg-c5a.jpg
SKU: MRPS873600 | Major Pharmaceuticals Mapap, 500mg, Rapid Release Gelcaps, 50s, Boxed, Compare to TylenolÂ® Extra Strength Gels, NDC# 00904-5816-51 | Feature Mapap, 500mg, Rapid Release Gelcaps, 50's, Boxed, Compare to Tylenol Extra Strength Gels, NDC# 00904-5816-51 | mapap-500mg-rapid-release-gelcaps-50s-boxed-compare-to-tylenolreg-extra-strength-gels-ndc-00904-5816-51-374.jpg
SKU: SAJD4562021 | SAJ Distributors Pain Relief Urinary Tract 30s, Compare to the Active Ingredient of AZO StandardÂ®, 12/bx, 2 bx/cs (UPC01512701357) (For Sale in US Only) | Feature Pain Relief Urinary Tract 30's, Compare to the Active Ingredient of AZO Standard, 12/bx, 2 bx/cs (UPC01512701357) | pain-relief-urinary-tract-30s-compare-to-the-active-ingredient-of-azo-standardreg-12-bx-2-bx-cs-upc01512701357-for-sale-in-us-only-f7c.jpg
SKU: SAJD4640066 | SAJ Distributors Non-Aspirin Arthritis Strength Caplets, 650mg Extended Release, Compare to the Active Ingredient of TylenolÂ® Arthritis Relief, 100s, 24/cs (UPC01512701192) (For Sale in US Only) | Feature Non-Aspirin Arthritis Strength Caplets, 650mg Extended Release, Compare to the Active Ingredient of Tylenol Arthritis Relief, 100's, 24/cs (UPC01512701192) | non-aspirin-arthritis-strength-caplets-650mg-extended-release-compare-to-the-active-ingredient-of-tylenolreg-arthritis-relief-100s-24-cs-upc0151270119-d4d.jpg
SKU: NWWIACT32524 | New World Imports Acetaminophen | Compare to Tylenol | acetaminophen-531.jpg
SKU: NWWI50024ACC | New World Imports Acetaminophen 500mg | Compare to Tylenol Extra Strength | acetaminophen-500mg-b93.jpg
SKU: NWWICCA36 | New World Imports Low Dose Chewable Aspirin Tablets, 81mg | Low Dose Chewable Aspirin Tablets, 81mg. Compares to Active Ingredient in St. Joseph Aspirin. 36 Tablets Per Bottle, 24 Bottles Per Case | low-dose-chewable-aspirin-tablets-81mg-416.jpg
SKU: NWWIPMC50024 | New World Imports Acetaminophen PM 500mg | Compare to Tylenol PM | acetaminophen-pm-500mg-ea1.jpg
SKU: MRPS100449 | Major Pharmaceuticals Mapap, 500mg, 1000s, | Feature Mapap, 500mg, 1000's, Compare to Tylenol, NDC# 00904-1983-80 | mapap-500mg-1000s-e28.jpg
SKU: MRPS249839 | Major Pharmaceuticals Diphenhydramine 50mg Unit Dose 10x10 Compare to BenadrylÂ® NDC# 00904-2056-61 | Feature Diphenhydramine, 50mg, Unit Dose 10x10, Compare to Benadryl, NDC# 00904-2056-61 | diphenhydramine-50mg-unit-dose-10x10-compare-to-benadrylreg-ndc-00904-2056-61-58a.jpg
SKU: MRPS100442 | Major Pharmaceuticals Mapap 500mg 1000s Compare to Tylenol NDC# 00904-1988-80 | Mapap 500mg 1000s Compare to Tylenol NDC# 00904-1988-80 | mapap-500mg-1000s-compare-to-tylenol-ndc-00904-1988-80-b02.jpg
SKU: MRPS100443 | Major Pharmaceuticals Mapap 500mg 24s Boxed Compare to TylenolÂ® NDC# 00904-1983-24 | Feature Mapap, 500mg, 24's, Boxed, Compare to Tylenol, NDC# 00904-1983-24 | mapap-500mg-24s-boxed-compare-to-tylenolreg-ndc-00904-1983-24-c44.jpg
SKU: MRPS006748 | Major Pharmaceuticals Diphenhydramine, 25mg | Compare to Benadry NDC# 00904-5306-80 | diphenhydramine-25mg-222.jpg
SKU: MRPS100440 | Major Pharmaceuticals Analgesic Tablets Mapap 325mg 1000s | Mapap, 325mg, 1000s, Compare to TylenolÂ®, NDC# 00904-1982-80 | analgesic-tablets-mapap-325mg-1000s-ee4.jpg
SKU: MRPS700628 | Major Pharmaceuticals Ibuprofen 200mg 500s Compare to AdvilÂ® NDC# 00904-7915-40 | Feature Ibuprofen, 200mg, 500's, Compare to Advil, NDC# 00904-7915-40 | ibuprofen-200mg-500s-compare-to-advilreg-ndc-00904-7915-40-cf1.jpg
SKU: MRPS700789 | Major Pharmaceuticals ASPIRIN 325 MG Tablets | Compare to: BAYER ASPIRIN 325MG TAB | aspirin-325-mg-tablets-7aa.jpg
SKU: SAJD7270457 | SAJ Distributors Analgesic Non-Aspirin Extra Strength Caplets 500mg Compare to the Ingredients Extra Strength TylenolÂ® 500s | Feature Analgesic Non-Aspirin Extra Strength Caplets, 500mg, Compare to the Ingredients Extra Strength Tylenol, 500's, 12/cs (UPC01512700741) | analgesic-non-aspirin-extra-strength-caplets-500mg-compare-to-the-ingredients-extra-strength-tylenolreg-500s-0d3.jpg
SKU: SAJD7211295 | SAJ Distributors Analgesic Non-Aspirin Children Chewable Tablet, Grape Flavor, 80mg, Compare to the Active Ingredient of Children's TylenolÂ®, 30s, 24/cs (UPC01512700224) (For Sale in US Only) | Feature Analgesic Non-Aspirin Children Chewable Tablet, Grape Flavor, 80mg, Compare to the Active Ingredient of Children's Tylenol, 30's, 24/cs (UPC01512700224) | analgesic-non-aspirin-children-chewable-tablet-grape-flavor-80mg-compare-to-the-active-ingredient-of-childrens-tylenolreg-30s-24-cs-upc01512700224-for-378.jpg
SKU: NWWIASP81120 | New World Imports Aspririn Adult Low Dose 81mg | Compare to the active ingredient in BayerÂ® Low Dose | aspririn-adult-low-dose-81mg-7a7.jpg
SKU: NWWIIBUT100 | New World Imports Ibuprofen Tablets, 200mg | Compare to the active ingredient in ADVILÂ® Tablets | ibuprofen-tablets-200mg-41d.jpg
SKU: MRPS006840 | Major Pharmaceuticals Diphenhydramine, 50mg, 100s | Compare to Benadryl, NDC# 00904-5307-60 | diphenhydramine-50mg-100s-718.jpg
SKU: HHHI510003 | Huntleigh Healthcare Flowtron Hydroven 3 Pump 5.25 lbs | Flowtron Hydroven 3 Pump, 5.25 lbs. | flowtron-hydroven-3-pump-525-lbs-cf2.jpg
SKU: DRVRTL10266CF | Drive Medical Nitro Elite CF Carbon Fiber Rollator | Featuring a luxurious super lightweight carbon fiber frame, the sleek Nitro Elite CF Rollator was designed for swift and effortless mobility. The large 10" front wheels and sturdy braking system allow for optimal steering and control. The handle height adjusts easily with the push of a button, and the seat is durable yet comfortable. The Nitro Elite CF folds easily to ultra-compact size, and the deluxe zippered bag provides convenient storage on the go. | nitro-elite-cf-carbon-fiber-rollator-bce.jpg
SKU: DRVR900RD | Drive Medical Steel Walker Rollator with 8" Wheels Red | Designed for maximum comfort, durability and ease of use, the Drive R900 series rollator can help to safely increase your everyday mobility. Unlike a walker, this rollator is equipped with 8" casters to easily navigate uneven outdoor terrain, making it an excellent accessory for an active lifestyle. The simple height and angle adjustable handles and quick-folding capability make this rollator convenient to use and store. With unique seamless padded seat and backrest, the R900 also provides maximum seating comfort when you need it. When on the go, personal items can be securely stored in the included zippered pouch. Enhancing your mobility and quality of life has never been easier with a Drive rollator. | steel-walker-rollator-with-8-wheels-red-40a.jpg
SKU: DRVR900BL | Drive Medical Steel Walker Rollator with 8" Wheels Blue | Designed for maximum comfort, durability and ease of use, the Drive R900 series rollator can help to safely increase your everyday mobility. Unlike a walker, this rollator is equipped with 8" casters to easily navigate uneven outdoor terrain, making it an excellent accessory for an active lifestyle. The simple height and angle adjustable handles and quick-folding capability make this rollator convenient to use and store. With unique seamless padded seat and backrest, the R900 also provides maximum seating comfort when you need it. When on the go, personal items can be securely stored in the included zippered pouch. Enhancing your mobility and quality of life has never been easier with a Drive rollator. | steel-walker-rollator-with-8-wheels-blue-b84.jpg
SKU: DRV10266HD-BK | Drive Medical Nitro Euro Style Walker Rollator Heavy Duty Black | If you're seeking a safe, convenient aid to improving your daily mobility, a Rollator can be the ideal solution. Wheels make a Rollator a superior option over a standard walker, eliminating the need to lift the device and allowing you to walk with an easy, smooth gait. Plus, Rollators are better for traveling over uneven, outdoor terrain, making them great for your active, busy lifestyle. And with the built-in seat found on a Rollator, you'll always have a convenient place to rest. Featuring revolutionary design and eye-catching style, the Nitro has exploded onto the Rollator scene. The Nitro's caster fork design allows for an enhanced turning radius while the 10" front casters allow optimal steering and rolling comfort. In addition, the Nitro locates brake cables within the unit's frame for safety and offers quick and easy tool-free adjustment to the handle height and back support. Plus, the Nitro easily folds with one hand to ultra-compact size for storage. The Nitro HD provides easy mobility for users up to 450 lbs with a wider seat and a unique suspension system for support and comfort. | nitro-euro-style-walker-rollator-heavy-duty-black-0d4.jpg
SKU: DRV510 | Drive Medical Mimi Lite Push Brake Rollator | The Winnie Mimi Lite Rollator by Drive Medical comes in an attractive dark blue finish. This aluminum rollator comes standard with 6" caster wheels with soft grip tires for indoor and outdoor use, ensuring a smooth ride over most surfaces. The rear-wheel, push down lock operates easily by using a spring to allow the large rubber tip to hold the rollator in place, ensuring user safety. The comfortable padded seat comes with a zippered inner pouch to easily and securely transport personal items. | mimi-lite-push-brake-rollator-c79.jpg
SKU: DRVRTL10261BC | Drive Medical Breast Cancer Awareness Adjustable Height Pink Rollator | If you experience limited mobility, the Adjustable Height Rollator provides safety and security while showing your support of the American Cancer Society (ACS). The Adjustable Height Rollator offers easy height adjustment of the seat and handles and includes a padded seat and back support for added comfort. It even has a handy storage pouch for the items you take with you. And, in honor of the famous ACS Pink Ribbon campaign, the Rollator is colored pink to promote breast cancer research, treatment, and awareness. Best of all, proceeds from the purchase of each Adjustable Height Rollator go to the ACS Making Strides campaign, so youâ€™re not only getting a great, high quality mobility product, but contributing to the fight against breast cancer. To learn more about ACS, please visit www.cancer.org or call 1-800-227-2345. The American Cancer Society does not endorse any product or service. Drive Medical has paid a royalty fee for the use of the American Cancer Society logo. | breast-cancer-awareness-adjustable-height-pink-rollator-903.jpg
SKU: DRV10233 | Drive Medical Clever Lite LS Rollator Walker with Seat and Push Down Brakes | The Clever Lite LS Walker with Seat and Push Down Brakes by Drive Medical allows individuals to be seated or to use it as a traditional walker by raising the seat to step inside the frame. This rollator easily folds with a dual lever, side paddle release, and comes with a soft, flexible backrest for comfort and stability while seated. Comes with 5" fixed front wheels for a smooth transportation over most surfaces. The 5" caster wheels provide a smooth transportation over most surfaces. Limited lifetime warranty; lifetime on brake cable warranty. | clever-lite-ls-rollator-walker-with-seat-and-push-down-brakes-56f.jpg
SKU: NOVA4208CRD | Nova GetGO Petite Rolling Walker Red | The GetGO Petite is ideal for petite users and will get you on the go with great features at a very nice value. Features include 6â€ wheels, locking hand brakes, large padded seat, and a flip up back. Improve your overall mobility, safety, and independence with the very best in walkers. Cheers to you! The best in walkers comes with a MUST for an active, happy and independent lifestyle - an Adjustable and Closeable Cup Holder. From coffee to cocktails, there will be no more spills when your drink is part of your ride. Another great bonus â€“ there is NO assembly â€“ just put in the handles and back and you're ready to GO! | getgo-petite-rolling-walker-red-2f2.jpg
SKU: NOVA4201BL | Nova Cruiser II Rolling Walker Blue | The Cruiser II 4201BL (Blue) is ideal for beginning gait training with 5â€ front wheels and rear rubber tips to prevent the walker from rolling away. The rolling walker frame and seat provide the stability, safety, and confidence to establish a natural walking pattern. | cruiser-ii-rolling-walker-blue-e6d.jpg
SKU: CM11041G | PMI Incorporated Rollator w/8 Casters Burgundy w/Padded Seat - PMI | Feature Burgundy 8 casters with curved back Removeable storage pouch Lightweight aluminum frame w/adj. height handles Folds easily for storage and transportation Easy-squeeze loop brake system Thick padded plastic seat 2-Button removeable backrest All aluminum welded 300 lb. weight capacity Seat 13 x 13.5 Item weight 12 lbs Handle height 35 to 38 Seat to floor 21 | rollator-w-8-casters-burgundy-w-padded-seat-pmi-142.jpg
SKU: DRVRTL10266CF | Drive Medical Nitro Elite CF Carbon Fiber Rollator | Featuring a luxurious super lightweight carbon fiber frame, the sleek Nitro Elite CF Rollator was designed for swift and effortless mobility. The large 10" front wheels and sturdy braking system allow for optimal steering and control. The handle height adjusts easily with the push of a button, and the seat is durable yet comfortable. The Nitro Elite CF folds easily to ultra-compact size, and the deluxe zippered bag provides convenient storage on the go. | nitro-elite-cf-carbon-fiber-rollator-bce.jpg
SKU: ROSCRL-STBG | Roscoe Medical Basic Steel Rollator with Padded Seat Burgundy | The Roscoe Basic Steel Rollator is the perfect blend of style, comfort and affordability. Constructed of durable powder coated steel, the Roscoe Basic Steel Rollator offers great maneuverability and stability. It features easy to operate ergonomic hand brakes, a removable curved padded backrest and a water resistant nylon pouch. Equipped with an easy folding mechanism for storage and transport. Designed to meet all your fundamental needs and height adjustable for a custom fit. | basic-steel-rollator-with-padded-seat-burgundy-1e1.jpeg
SKU: GFRJ4718B | Graham Field Set n' Go Wide Height Adjustable Rollator Blue | The Lumex Set n' Go Wide Height Adjustable Rollator offers the convenience and flexibility of a two-in-one product all rolled into one with an added offering for larger individuals. Designed with multiple height settings on the frame, the Set n' Go Wide allows the seat height to be adjusted from a hemi 19.5" to a standard 23.5" height in 1" increments. This accommodates for a broad range of user heights which in turn offers more comfort for the user when seated. With its enhanced, wider spacing of 19â€ in between the handgrips and larger 15.75â€ seat, the Set n' Go Wide is ideal for those users needing a little more room for comfortable movement and seating. | set-n-go-wide-height-adjustable-rollator-blue-1e5.jpg
SKU: GFRJ4718R | Graham Field Set n' Go Wide Height Adjustable Rollator Burgundy | The Lumex Set n' Go Wide Height Adjustable Rollator offers the convenience and flexibility of a two-in-one product all rolled into one with an added offering for larger individuals. Designed with multiple height settings on the frame, the Set n' Go Wide allows the seat height to be adjusted from a hemi 19.5" to a standard 23.5" height in 1" increments. This accommodates for a broad range of user heights which in turn offers more comfort for the user when seated. With its enhanced, wider spacing of 19â€ in between the handgrips and larger 15.75â€ seat, the Set n' Go Wide is ideal for those users needing a little more room for comfortable movement and seating. | set-n-go-wide-height-adjustable-rollator-burgundy-bcf.jpg
SKU: GFRJ4718S | Graham Field Set n' Go Wide Height Adjustable Rollator - Silver | The Lumex Set n' Go Wide Height Adjustable Rollator offers the convenience and flexibility of a two-in-one product all rolled into one with an added offering for larger individuals. Designed with multiple height settings on the frame, the Set n' Go Wide allows the seat height to be adjusted from a hemi 19.5" to a standard 23.5" height in 1" increments. This accommodates for a broad range of user heights which in turn offers more comfort for the user when seated. With its enhanced, wider spacing of 19â€ in between the handgrips and larger 15.75â€ seat, the Set n' Go Wide is ideal for those users needing a little more room for comfortable movement and seating. | set-n-go-wide-height-adjustable-rollator-silver-ef1.jpg
SKU: PMI1025LP | Probasics Aluminum Rollator with Loop Brakes 300 lbs Metallic Burgundy | Lightweight aluminum frame with adjustable height handles. 6â€ PU front and rear tires. Folds easily for storage and transportation. Easy squeeze loop brake system. Two button removable back rest. All aluminum welded. Warranty: 3 years on the frame, 1 year on the seat. | aluminum-rollator-with-loop-brakes-300-lbs-metallic-burgundy-86c.jpg
SKU: CRXHA222-00 | Carex Health Care Products Roller Walker Burgandy | Our top of the line Rolling Walker has lockable hand brakes and a padded seat and backrest that provide comfort and safety during use. The oversized 8" wheels make getting around easier. A convenient storage area under the seat can safely hold personal items. The walker folds easily for storage and transport. Quick tool free assembly. | roller-walker-burgandy-5cf.jpg
SKU: DRV795BU | Drive Medical Duet Dual Function Transport Wheelchair Walker Rollator Burgundy | The Duet Transport Chair/Rollator by Drive Medical comes in an attractive burgundy finish and combines the features of a rollator and transport chair in one unit. An individual has the ability to ambulate independently or be pushed safely by a care giver. This transport chair/rollator comes with a comfortable padded seat with a large pouch underneath to easily and securely transport personal items. Inside the pouch is a convenient handle to aid with folding the chair/rollator. It has locking, flip up armrests, and a flip down footrest to aid the user while the Duet is used in the transport chair mode. Limited lifetime warranty. | duet-dual-function-transport-wheelchair-walker-rollator-burgundy-663.jpg
SKU: INV66550 | Invacare Bariatric Rollator | Invacare Rollators will meet all your needs with a focus on style and affordability. These rollators feature easy-to-operate ergonomic hand brakes and easy folding for storage and transport. Invacare Rollators offer great maneuverability and stability, and are height adjustable for a custom fit. Baskets are standard on all rollators. Trays are standard on models P429/2 and 65550. | bariatric-rollator-3eb.jpg
SKU: ROSCROS-RL8GR | Roscoe Medical Deluxe Rollator with Padded Seat 8-inch Wheels Granite Gray | The Roscoe Deluxe Rollator includes upgraded 8-inch flat wheels with a wider tread, perfect for indoor or outdoor use, and a curved padded backrest for additional comfort when seated. The rollatorâ€™s handles adjust to the userâ€™s height while the reliable, loop style brakes control speed and lock wheels. With three attractive finishes, an easy-folding mechanism for quick storage, and a 300 pound weight capacity the Roscoe Deluxe Rollator is a worry-free choice for you and your patients. | deluxe-rollator-with-padded-seat-8-inch-wheels-granite-gray-f35.jpg
SKU: DRV795BK | Drive Medical Duet Dual Function Transport Wheelchair Walker Rollator Black | The Duet Transport Chair/Rollator by Drive Medical comes in an attractive black finish and combines the features of a rollator and transport chair in one unit. An individual has the ability to ambulate independently or be pushed safety by a care giver. This transport chair/rollator comes with a comfortable padded seat with a large pouch underneath to easily and securely transport personal items. Inside the pouch is a convenient handle to aid with folding the chair/rollator. It has locking, flip up armrests, and a flip down footrest to aid the user while the Duet is used in the transport chair mode. Limited lifetime warranty. | duet-dual-function-transport-wheelchair-walker-rollator-black-ca8.jpg
SKU: DRV795B | Drive Medical Duet Dual Function Transport Wheelchair Walker Rollator Blue | The Duet Transport Chair/Rollator by Drive Medical comes in an attractive blue finish and combines the features of a rollator and transport chair in one unit. An individual has the ability to ambulate independently or be pushed safety by a care giver. This transport chair/rollator comes with a comfortable padded seat with a large pouch underneath to easily and securely transport personal items. Inside the pouch is a convenient handle to aid with folding the chair/rollator. It has locking, flip up armrests, and a flip down footrest to aid the user while the Duet is used in the transport chair mode. Limited lifetime warranty. | duet-dual-function-transport-wheelchair-walker-rollator-blue-5ad.jpg
SKU: MAB501-1012-0700 | Mabis DMI Ultra Lightweight Aluminum Rollator with Straight Backrest, Burgundy | Straight padded backrest and cushioned seat for maximum comfort, Secure bicycle-style, loop-lock handbrakes with ergonomic handgrips. | ultra-lightweight-aluminum-rollator-with-straight-backrest-burgundy--c21.jpg
SKU: MAB501-1012-1200 | Briggs Healthcare DMI Ultra Lightweight Aluminum Rollator with Straight Backrest, Green | DMIÂ® Ultra Lightweight Aluminum Rollator with Straight Backrest, Green | dmi-ultra-lightweight-aluminum-rollator-with-straight-backrest-green-c54.jpg
SKU: MAB501-1012-4100 | Briggs Healthcare DMI Ultra Lightweight Aluminum Rollator with Straight Backrest, Titanium | DMI&reg Ultra Lightweight Aluminum Rollator with Straight Backrest, Titanium | dmi-ultra-lightweight-aluminum-rollator-with-straight-backrest-titanium--fd7.jpg
SKU: MAB501-1013-0100 | Briggs Healthcare DMI Traditional Steel Rollator Blue | This strong and sturdy steel rollator walker will give you something strong and stable to lean on as you walkLarge 8 inch wheels travel smoothly over most surfaces. The convenient padded seat is ready and waiting when you want to rest.The removable basket with handle is convenient for shopping. A handy tray attaches to the seat, making it easy to set things on top.Bicycle style handbrakes with ergonomic handgrips feel comfortable in your handsItâ€™s easy to adjust the handle height from 31 to 38 inches in 1 inch increments. The rollator folds compactly for travel or storage. | dmi-traditional-steel-rollator-blue--4bb.jpg
SKU: MAB501-3012-2100 | Briggs Healthcare DMI Ultra Lightweight Hemi Aluminum Rollator, Royal Blue | DMI&reg Ultra Lightweight Hemi Aluminum Rollator, Royal Blue | dmi-ultra-lightweight-hemi-aluminum-rollator-royal-blue--a09.jpg
SKU: MAB501-3012-4100 | Briggs Healthcare DMI Ultra Lightweight Hemi Aluminum Rollator, Titanium | DMI&reg Ultra Lightweight Hemi Aluminum Rollator, Titanium | dmi-ultra-lightweight-hemi-aluminum-rollator-titanium--699.jpg
SKU: ROSC30164 | Roscoe Medical E-Series Rollator with Padded Seat Burgundy | The Roscoe E-Series Rollator will meet all your patient needs with a focus on style and affordability. Easy-to-operate ergonomic hand brakes, zippered nylon pouch complete with a flip-up curved padded backrest add to the comfort of the Roscoe E-Series Rollator. Folds up flat for easy transport and storage. The Roscoe E-Series is designed to meet all your fundamental rollator needs and will meet a variety of patient profiles. | e-series-rollator-with-padded-seat-burgundy-82f.jpg
SKU: ROSC30166 | Roscoe Medical E-Series Rollator with Padded Seat Blue | Lightweight aluminum frame6â€ wheels with wheel locksEasy-to-operate, ergonomic loops-style brakesPadded seat with easy-folding mechanismFlip-up Curved padded backrestZippered compartment under seat for storage of personal itemsOne year warranty90 days on all other partsSeat Measurements: 13 Â¾â€ (W) x 11 Â½â€ (D)Seat-to-Floor Height: 21â€Adjustable Handle Height: 31â€ - 36â€Unit Width: 22 Â¾â€Product Weight: 13 lb.Weight Capacity: 300 lb.HCPCS Code: E0143*HCPCS Code: E0156 for seat | e-series-rollator-with-padded-seat-blue-a24.png
SKU: ROSCROS-RL8BL | Roscoe Medical Deluxe Rollator with Padded Seat 8 inch Wheels Blue | The Roscoe Deluxe Rollator includes upgraded 8-inch flat wheels with a wider tread, perfect for indoor or outdoor use, and a curved padded backrest for additional comfort when seated. The rollatorâ€™s handles adjust to the userâ€™s height while the reliable, loop style brakes control speed and lock wheels. With three attractive finishes, an easy-folding mechanism for quick storage, and a 300 pound weight capacity the Roscoe Deluxe Rollator is a worry-free choice for you and your patients. | deluxe-rollator-with-padded-seat-8-inch-wheels-blue-48d.jpg
SKU: PMI1037BL | Probasics Flame Finish Aluminum Rollator With Loop Brakes | PROBASICS Rollators with marbelized flame finishes offer great value with an elegant look. These resilient, hard coatings are durable and sparkle with life to enhance user well-being. | flame-finish-aluminum-rollator-with-loop-brakes-0dc.jpg
SKU: PMI1033MARBL | Probasics Bariatric Rollator with Blue Flame Finish | This oversized Bariatric Rollator from Probasics by PMI is a great economical choice for those in need of a wider seat and increased weight capacity. | bariatric-rollator-with-blue-flame-finish-c2a.jpg
SKU: PMI1033MAR | Probasics Bariatric Rollator with Red Flame Finish | This oversized Bariatric Rollator from Probasics by PMI is a great economical choice for those in need of a wider seat and increased weight capacity. | bariatric-rollator-with-red-flame-finish-a90.jpg
SKU: INV1037 | Invacare ProBasics Red Flame Finish Aluminum Rollator with Loop Brakes | Featuring a lightweight, aluminum welded frame, full swivel front casters and easy squeeze brakes for progressive braking control, this rollator is easy for individuals to maneuver. The entire rollator can be easily folded for storage and transportation. | probasics-red-flame-finish-aluminum-rollator-with-loop-brakes-4ed.jpg
SKU: NOVA4218PK | Nova Zoom 18 Rolling Walker Pink 28" L | Get the perfect fit and features with The Zoom. Choose your seat height from 18", 20", 22", and 24" according to your height, from petite to tall. Features include 8" wheels, an under seat pouch, a padded seat, our patented feather touch hand brakes, flip up back, and self threading height adjustment knobs. | zoom-18-rolling-walker-pink-28-l-afa.jpg
SKU: NOVA4220GN | Nova Zoom 20 Rolling Walker Green 29.5" L | Get the perfect fit and features with The Zoom. Choose your seat height from 18", 20", 22", and 24" according to your height, from petite to tall. Features include 8" wheels, an under seat pouch, a padded seat, our patented feather touch hand brakes, flip up back, and self threading height adjustment knobs. | zoom-20-rolling-walker-green-295-l-e05.jpg
SKU: NOVA4224BL | Nova Zoom 24 Rolling Walker Blue 33.5" L | Get the perfect fit and features with The Zoom. Choose your seat height from 18", 20", 22", and 24" according to your height, from petite to tall. Features include 8" wheels, an under seat pouch, a padded seat, our patented feather touch hand brakes, flip up back, and self threading height adjustment knobs. | zoom-24-rolling-walker-blue-335-l-6ef.jpg
SKU: NOVA4218RD | Nova Zoom Rolling Walker Red | Get the perfect fit and features with The Zoom. Choose your seat height from 18", 20", 22", and 24" according to your height, from petite to tall. Features include 8" wheels, an under seat pouch, a padded seat, our patented feather touch hand brakes, flip up back, and self threading height adjustment knobs. | zoom-rolling-walker-red--9a1.jpg
SKU: NOVA4220BK | Nova Zoom 20 Rolling Walker Black 29.5" L | Get the perfect fit and features with The Zoom. Choose your seat height from 18", 20", 22", and 24" according to your height, from petite to tall. Features include 8" wheels, an under seat pouch, a padded seat, our patented feather touch hand brakes, flip up back, and self threading height adjustment knobs. | zoom-20-rolling-walker-black-295-l-e67.jpg
SKU: NOVA4218BL | Nova Zoom 18 Walker Rolling Blue 28" L | Get the perfect fit and features with The Zoom 18 Rolling Walker. | zoom-18-walker-rolling-blue-28-l-0ce.jpg
SKU: NOVA4220BL | Nova Zoom 20 Rolling Walker Blue 29.5" L | Get the perfect fit and features with The Zoom. Choose your seat height from 18", 20", 22", and 24" according to your height, from petite to tall. Features include 8" wheels, an under seat pouch, a padded seat, our patented feather touch hand brakes, flip up back, and self threading height adjustment knobs. | zoom-20-rolling-walker-blue-295-l-d14.jpg
SKU: NOVA4220RD | Nova Zoom 20 Rolling Walker Red 29.5" L | Get the perfect fit and features with The Zoom. Choose your seat height from 18", 20", 22", and 24" according to your height, from petite to tall. Features include 8" wheels, an under seat pouch, a padded seat, our patented feather touch hand brakes, flip up back, and self threading height adjustment knobs. | zoom-20-rolling-walker-red-295-l-593.jpg
SKU: NOVA4224RD | Nova Zoom 24 Rolling Walker Red 33.5" L | Get the perfect fit and features with The Zoom. Choose your seat height from 18", 20", 22", and 24" according to your height, from petite to tall. | zoom-24-rolling-walker-red-335-l-67e.jpg
SKU: ROSCROS-RL8BG | Roscoe Medical Deluxe Rollator with Padded Seat 8-inch Wheels Burgundy | The Roscoe Deluxe Rollator includes upgraded 8-inch flat wheels with a wider tread, perfect for indoor or outdoor use, and a curved padded backrest for additional comfort when seated. The rollatorâ€™s handles adjust to the userâ€™s height while the reliable, loop style brakes control speed and lock wheels. With three attractive finishes, an easy-folding mechanism for quick storage, and a 300 pound weight capacity the Roscoe Deluxe Rollator is a worry-free choice for you and your patients. | deluxe-rollator-with-padded-seat-8-inch-wheels-burgundy-4aa.jpg
SKU: INV6291-HDA | Invacare Dual Release Paddle Adult Walker Heavy Duty | The Invacare I-Class Paddle Walker features a wide, deep frame for user convenience and is lightweight, making it easy to lift and maneuver. The paddle release mechanism makes folding the walker easy and is ideal for users with dexterity issues | dual-release-paddle-adult-walker-heavy-duty-fb8.jpg
SKU: MAB501-1029-0700 | Briggs Healthcare DMI Lightweight Extra-Wide Heavy-Duty Aluminum Rollator, Burgundy | DMI&reg Lightweight Extra-Wide Heavy-Duty Aluminum Rollator, Burgundy | dmi-lightweight-extra-wide-heavy-duty-aluminum-rollator-burgundy--508.jpg
SKU: ROSC90171 | Roscoe Medical Complete Right Hand Brake for Rollators | For Standard, Deluxe, Z600 and Z600J Rollators | complete-right-hand-brake-for-rollators-420.jpg
SKU: ROSC90199 | Roscoe Medical Backrest for Standard Rollator Blue | Straight backrest This item is the backrest for serial s starting with DH or DK. | backrest-for-standard-rollator-blue-86b.jpg
SKU: ROSC90201 | Roscoe Medical Backrest for Standard Rollator Burgundy | straight backrest | backrest-for-standard-rollator-burgundy-aad.jpg
SKU: ROSC90203 | Roscoe Medical Backrest for Standard Rollator Granite | Gray, straight backrest | backrest-for-standard-rollator-granite-c21.jpg
SKU: ROSC90207 | Roscoe Medical Caster for ROS 3RLBG | 8 inch x 2 inch solid rubber | caster-for-ros-3rlbg-963.jpg
SKU: ROSC90213 | Roscoe Medical Straight Backrest for New ROS RL10040A | Rollator, Black powder coat finish This item is the backrest for serial starting with MH or MX. | straight-backrest-for-new-ros-rl10040a-98d.jpg
SKU: ROSC90223 | Roscoe Medical Caster Fork Assembly Left Side | For new ROS-RL8 series Rollators | caster-fork-assembly-left-side-2d0.jpg
SKU: ROSC90227 | Roscoe Medical Foam Padded Seat for New 6 Inch and 8 Inch Rollators | Foam Padded Seat for New 6 Inch and 8 Inch Rollators | foam-padded-seat-for-new-6-inch-and-8-inch-rollators-f23.jpg
SKU: ROSC90231 | Roscoe Medical Height Adjustment Knob for New 6 Inch and 8 Inch Rollators | Rollators ROS RL8 and ROS RL10040A | height-adjustment-knob-for-new-6-inch-and-8-inch-rollators-632.jpg
SKU: ROSC90235 | Roscoe Medical Basket for New ROS RL10040A Rollators | Item Dimensions 16"x 12"x 6" | basket-for-new-ros-rl10040a-rollators-984.jpg
SKU: ROSC90253 | Roscoe Medical Complete Hand Brake Assembly with Cable Right | For new ROS RL10040A Rollators Right | complete-hand-brake-assembly-with-cable-right-b30.jpg
SKU: ROSC90271 | Roscoe Medical Replacement Pouch for Z600J Rollator | Improved two piece design with snaps | replacement-pouch-for-z600j-rollator-b06.jpg
SKU: ROSC90346 | Roscoe Medical Rollator Wheel Lock Left and Right Side | Will work on Deluxe 8 inch , Standard 6 inch Rollators. | rollator-wheel-lock-left-and-right-side-475.jpg
SKU: ROSC90499 | Roscoe Medical Rollator Seat Coverz Kit with Display | Includes 1 of the follow Cheetah, Cat Blue, Card, Chevron, Black Butterfly, Football, Baseball and counter display (6 Coverz for Counter Display and 1 for Rollator) | rollator-seat-coverz-kit-with-display-d18.jpg
SKU: CM11043F | Complete Medical Front Rear Wheel Assembly for 11043 Rollators | Fits our #11043 Series and the R6 series of rollators | front-rear-wheel-assembly-for-11043-rollators--bab.jpg
SKU: SAMP562736 | Sammons Preston O2 Tank Carrier for Rollators | O2 Tank Carrier for Rollators. | o2-tank-carrier-for-rollators-5ca.jpg
SKU: CM11044 | Complete Medical Rollator Cushion | Comfort cushion for any firm rollator seat. Attaches easily with two hook and loop straps. Removable washable stretch cover. | rollator-cushion-708.jpg
SKU: NOVA4900RD | Nova Traveler 3 Wheel Walker Red | The Traveler 3 Wheel Walker will get you going places with its unique, three wheel maneuverable design! It comes with 8â€ wheels, locking hand brakes, a tray, a basket, and a pouch. | traveler-3-wheel-walker-red-703.jpg
SKU: DRV199C | Drive Medical Winnie Lite Supreme Three Wheel Rollator-Open Box Special | All Open Box products are inspected to be sure they're in working order, and are backed by a 30-day warranty for any mechanical defects. Quantities are limited, so take advantage of these one-of-a-kind deal today! The Winnie Lite Supreme/Go-Lite Three Wheel Rollator by Drive Medical comes in an attractive tan finish. The lightweight, solid 7.5" tires are ideal for indoor and outdoor use and ensure a smooth ride over most surfaces. The rollator also comes with a standard, tan plaid carry pouch that is underneath the seat to easily and securely transport personal items. This 3 wheel rollator comes with special loop locks, adjustable handles and brakes. Limited lifetime warranty; lifetime on brake cable warranty. | winnie-lite-supreme-three-wheel-rollator-open-box-special--32b.jpg
SKU: DRV199C | Drive Medical Winnie Lite Supreme Three Wheel Rollator-Open Box Special | All Open Box products are inspected to be sure they're in working order, and are backed by a 30-day warranty for any mechanical defects. Quantities are limited, so take advantage of these one-of-a-kind deal today! The Winnie Lite Supreme/Go-Lite Three Wheel Rollator by Drive Medical comes in an attractive tan finish. The lightweight, solid 7.5" tires are ideal for indoor and outdoor use and ensure a smooth ride over most surfaces. The rollator also comes with a standard, tan plaid carry pouch that is underneath the seat to easily and securely transport personal items. This 3 wheel rollator comes with special loop locks, adjustable handles and brakes. Limited lifetime warranty; lifetime on brake cable warranty. | winnie-lite-supreme-three-wheel-rollator-open-box-special--32b.jpg
SKU: DRV795BU | Drive Medical Duet Dual Function Transport Wheelchair Walker Rollator Burgundy | The Duet Transport Chair/Rollator by Drive Medical comes in an attractive burgundy finish and combines the features of a rollator and transport chair in one unit. An individual has the ability to ambulate independently or be pushed safely by a care giver. This transport chair/rollator comes with a comfortable padded seat with a large pouch underneath to easily and securely transport personal items. Inside the pouch is a convenient handle to aid with folding the chair/rollator. It has locking, flip up armrests, and a flip down footrest to aid the user while the Duet is used in the transport chair mode. Limited lifetime warranty. | duet-dual-function-transport-wheelchair-walker-rollator-burgundy-663.jpg
SKU: DRV795BK | Drive Medical Duet Dual Function Transport Wheelchair Walker Rollator Black | The Duet Transport Chair/Rollator by Drive Medical comes in an attractive black finish and combines the features of a rollator and transport chair in one unit. An individual has the ability to ambulate independently or be pushed safety by a care giver. This transport chair/rollator comes with a comfortable padded seat with a large pouch underneath to easily and securely transport personal items. Inside the pouch is a convenient handle to aid with folding the chair/rollator. It has locking, flip up armrests, and a flip down footrest to aid the user while the Duet is used in the transport chair mode. Limited lifetime warranty. | duet-dual-function-transport-wheelchair-walker-rollator-black-ca8.jpg
SKU: DRV795B | Drive Medical Duet Dual Function Transport Wheelchair Walker Rollator Blue | The Duet Transport Chair/Rollator by Drive Medical comes in an attractive blue finish and combines the features of a rollator and transport chair in one unit. An individual has the ability to ambulate independently or be pushed safety by a care giver. This transport chair/rollator comes with a comfortable padded seat with a large pouch underneath to easily and securely transport personal items. Inside the pouch is a convenient handle to aid with folding the chair/rollator. It has locking, flip up armrests, and a flip down footrest to aid the user while the Duet is used in the transport chair mode. Limited lifetime warranty. | duet-dual-function-transport-wheelchair-walker-rollator-blue-5ad.jpg
SKU: SHPR888WA | ShopRider Streamer Sport Power Chairs | The Streamer Sport is a mid-size power wheelchair. It features a 300 lb. weight capacity, rear-wheel drive axle and 10â€ rear tires. The unit comes standard with height and width adjustable arm rests, adjustable angle footplate and a 19in. captains seat. The Streamer Sport has a 10-mile battery range and 3 inches of ground clearance that allows for easy maneuverability over most terrains. | streamer-sport-power-chairs-4cb.jpg
SKU: SHPRUL8WPB | ShopRider Jimmie Power Chair | The Jimmie is a portable and light weight power chair designed for the user on the go. The unit has a quick-disconnect system for effortless disassembly, advanced electronics and high efficiency in-line motors. The Jimmie disassembles effortlessly into three pieces, with the heaviest weighing just 35.8 lb. It also has all the features of larger power chairs including height & angle adjustable arm rests, adjustable footplate and adjustable seat height. | jimmie-power-chair-189.jpg
SKU: SHPRUL8W | ShopRider Smartie Power Wheelchair | Smartie, the next generation powerchair with new EnvirofriendlyÂ® battery technology. Shoprider introduces another first in powered mobility with its extremely lightweight, high performance, extended life high energy batteries. Smartieâ„¢ provides virtually zero maintenance over the life of its batteries, and will outlast today's bigger, heavier batteries by a longshot without compromising its performance. | smartie-power-wheelchair-dee.jpg
SKU: SHPRGK8 | ShopRider Dasher 4 Scooter | The Dasher 4 scooter is designed for the user on the go. It has a 250 lb. weight capacity and has a quick-disconnect system for effortless disassembly. The unit disassembles into three parts, the heaviest weighing just 26 lb. The Dasher 4 maneuvers with ease and has an adjustable tiller for added comfort during operation. The Dasher 4 also comes standard with solid tires for a smoother rideand swivel seating system. | dasher-4-scooter-8bf.jpg
SKU: SHPR888B-3 | ShopRider Sunrunner 3 Wheel Scooter | The Sunrunner 3 is a mid-size three-wheel scooter with a 300 lb. weight capacity. The unit comes standard with a deluxe captainâ€™s seat that can accommodate most users. It has an adjustable tiller for added user comfort and a front head light for added convenience for evening operation. It is available optionally with a full lighting package adding turn indicators and hazard lights. The unit has a 3in. ground clearance for operation on multiple terrains. | sunrunner-3-wheel-scooter-5e6.jpg
SKU: SHPR778XLSBN | ShopRider Enduro XL3Plus | The Shoprider Enduro XL3 Plus Scooter (Shoprider 778XLSBN) is a high performance, heavy-duty three-wheel scooter that has it all. With an industry-leading weight capacity of 500 lbs and a cruising range of 25-39 miles per charge, this mobility aid will get you anywhere you need to go with efficiency and reliability. The Enduro XL3 Plus 3-Wheel Scooter has an amazing turning radius of 49", making it easy to maneuver through crowds and around corners. It has a full-lighting system that includes headlights, turning signals, rear lights and brake lights. Side reflectors are also included for additional visibility. The large tires provide exceptional stability while driving. The Enduro XL3 Plus Scooter has several adjustable features that give the rider customized comfort. The beautiful seat, which has a black and grey leather upholstery, can be reclined backwards, swiveled around, or slid forward and backward. The seat height and armrest width are adjustable, allowing the rider to choose the ideal setting. The adjustable tiller makes it easier for individuals with limited strength or dexterity to operate the scooter. It has a dual purpose wig way which allows the user to push forward or pull back on the drive lever depending on dexterity. A large, detachable basket is included on the front of this heavy-duty scooter to provide easy-access storage and its patented on-board charger has a retractable cord, making it easy to charge. You will love this long-lasting, comfortable mobility scooter. The beautiful, sleek design and exceptional safety and adjustment features make the Enduro XL3 Plus Heavy Duty Scooter a unique, one-of-a-kind mobility aid. It will preserve your mobile freedom and allow you maintain an active lifestyle. | enduro-xl3plus-ef9.jpg
SKU: DRVBOBCATX3 | Drive Medical Bobcat X3 Compact Transportable 3 Wheel Power Mobility Scooter | Drive's latest lightweight transportable scooter is a heavyweight when it comes to comfort, performance, and value. The new Bobcat X is the perfect entry-level scooter providing mobility that is comfortable, reliable, and affordable. The ultra-lightweight Bobcat X also boasts a wealth of features that take it a step beyond basic transportation. | bobcat-x3-compact-transportable-3-wheel-power-mobility-scooter-aae.jpg
SKU: DRVBOBCATX4 | Drive Medical Bobcat X4 Compact Transportable 4 Wheel Power Scooter | Drive's latest lightweight transportable scooter is a heavyweight when it comes to comfort, performance, and value. The new Bobcat X is the perfect entry-level scooter providing mobility that is comfortable, reliable, and affordable. The ultra-lightweight Bobcat X also boasts a wealth of features that take it a step beyond basic transportation. | bobcat-x4-compact-transportable-4-wheel-power-scooter-481.jpg
SKU: EWDEW 38 R | E-Wheels 3 Wheel Heavy Scooter Red | The new 2015/2016 EW-38 has been totally redesigned and engineered. This powerful scooter now features Electric Magnetic Brakes, 43 Mile Range on a single charge, Tubeless Tires, LED Lights, Decorative Aluminum Wheels, Anti-Theft Alarm System, Rider Weight Capacity of 500 lbs. and Decorative Aluminum Wheels.. | 3-wheel-heavy-scooter-red-e17.jpg
SKU: ROSCROS-KSB | Roscoe Medical Knee Scooter with 8-Hole Stem Black | The Knee Scooter offers increased comfort and ease of mobility to patients who cannot put weight on their foot or ankle, but want to remainactive. With its four large wheels and padded knee platform, the Knee Scooter is perfect for indoor and outdoor use. The offset post on the aluminum knee platform allows for right-to-left adjustment in seconds - no tools required. The Knee Scooter is equipped with an easy folding mechanism that collapses using a thumb release lever and fits beneath the raised knee platform for ease of storage and transportation. | knee-scooter-with-8-hole-stem-black-8a4.jpg
SKU: ROSCROS-KSBG | Roscoe Medical Knee Scooter with 8-Hole Stem Burgundy | The Knee Scooter offers increased comfort and ease of mobility to patients who cannot put weight on their foot or ankle, but want to remain active. With its four large wheels and padded knee platform, the Knee Scooter is perfect for indoor and outdoor use. The offset post on the aluminum knee platform allows for right-to-left djustment in seconds - no tools required. The Knee Scooter is equipped with an easy folding mechanism that collapses using a thumb release lever and fits beneath the raised knee platform for ease of storage and transportation. | knee-scooter-with-8-hole-stem-burgundy-d2f.png
SKU: ROSCROS-KSW | Roscoe Medical Knee Scooter with 8-Hole Stem White | The Knee Scooter offers increased comfort and ease of mobility to patients who cannot put weight on their foot or ankle, but want to remain active. With its four large wheels and padded knee platform, the Knee Scooter is perfect for indoor and outdoor use. The offset post on the aluminum knee platform allows for right-to-left djustment in seconds - no tools required. The Knee Scooter is equipped with an easy folding mechanism that collapses using a thumb release lever and fits beneath the raised knee platform for ease of storage and transportation. | knee-scooter-with-8-hole-stem-white-634.jpg
SKU: SKIL753230 | Skil Care Foam Wheelchair/Geri-Chair Cushion with Vinyl Cover - 18 x 16 x 2 Inch | High Density Foam, Vinyl Cover | foam-wheelchair-geri-chair-cushion-with-vinyl-cover-18-x-16-x-2-inch-c3d.jpg
SKU: SHPRGK8 | ShopRider Dasher 4 Scooter | The Dasher 4 scooter is designed for the user on the go. It has a 250 lb. weight capacity and has a quick-disconnect system for effortless disassembly. The unit disassembles into three parts, the heaviest weighing just 26 lb. The Dasher 4 maneuvers with ease and has an adjustable tiller for added comfort during operation. The Dasher 4 also comes standard with solid tires for a smoother rideand swivel seating system. | dasher-4-scooter-8bf.jpg
SKU: SHPR888B-3 | ShopRider Sunrunner 3 Wheel Scooter | The Sunrunner 3 is a mid-size three-wheel scooter with a 300 lb. weight capacity. The unit comes standard with a deluxe captainâ€™s seat that can accommodate most users. It has an adjustable tiller for added user comfort and a front head light for added convenience for evening operation. It is available optionally with a full lighting package adding turn indicators and hazard lights. The unit has a 3in. ground clearance for operation on multiple terrains. | sunrunner-3-wheel-scooter-5e6.jpg
SKU: SHPR778XLSBN | ShopRider Enduro XL3Plus | The Shoprider Enduro XL3 Plus Scooter (Shoprider 778XLSBN) is a high performance, heavy-duty three-wheel scooter that has it all. With an industry-leading weight capacity of 500 lbs and a cruising range of 25-39 miles per charge, this mobility aid will get you anywhere you need to go with efficiency and reliability. The Enduro XL3 Plus 3-Wheel Scooter has an amazing turning radius of 49", making it easy to maneuver through crowds and around corners. It has a full-lighting system that includes headlights, turning signals, rear lights and brake lights. Side reflectors are also included for additional visibility. The large tires provide exceptional stability while driving. The Enduro XL3 Plus Scooter has several adjustable features that give the rider customized comfort. The beautiful seat, which has a black and grey leather upholstery, can be reclined backwards, swiveled around, or slid forward and backward. The seat height and armrest width are adjustable, allowing the rider to choose the ideal setting. The adjustable tiller makes it easier for individuals with limited strength or dexterity to operate the scooter. It has a dual purpose wig way which allows the user to push forward or pull back on the drive lever depending on dexterity. A large, detachable basket is included on the front of this heavy-duty scooter to provide easy-access storage and its patented on-board charger has a retractable cord, making it easy to charge. You will love this long-lasting, comfortable mobility scooter. The beautiful, sleek design and exceptional safety and adjustment features make the Enduro XL3 Plus Heavy Duty Scooter a unique, one-of-a-kind mobility aid. It will preserve your mobile freedom and allow you maintain an active lifestyle. | enduro-xl3plus-ef9.jpg
SKU: DRVBOBCATX3 | Drive Medical Bobcat X3 Compact Transportable 3 Wheel Power Mobility Scooter | Drive's latest lightweight transportable scooter is a heavyweight when it comes to comfort, performance, and value. The new Bobcat X is the perfect entry-level scooter providing mobility that is comfortable, reliable, and affordable. The ultra-lightweight Bobcat X also boasts a wealth of features that take it a step beyond basic transportation. | bobcat-x3-compact-transportable-3-wheel-power-mobility-scooter-aae.jpg
SKU: DRVBOBCATX4 | Drive Medical Bobcat X4 Compact Transportable 4 Wheel Power Scooter | Drive's latest lightweight transportable scooter is a heavyweight when it comes to comfort, performance, and value. The new Bobcat X is the perfect entry-level scooter providing mobility that is comfortable, reliable, and affordable. The ultra-lightweight Bobcat X also boasts a wealth of features that take it a step beyond basic transportation. | bobcat-x4-compact-transportable-4-wheel-power-scooter-481.jpg
SKU: EWDEW 38 R | E-Wheels 3 Wheel Heavy Scooter Red | The new 2015/2016 EW-38 has been totally redesigned and engineered. This powerful scooter now features Electric Magnetic Brakes, 43 Mile Range on a single charge, Tubeless Tires, LED Lights, Decorative Aluminum Wheels, Anti-Theft Alarm System, Rider Weight Capacity of 500 lbs. and Decorative Aluminum Wheels.. | 3-wheel-heavy-scooter-red-e17.jpg
SKU: ROSCROS-KSB | Roscoe Medical Knee Scooter with 8-Hole Stem Black | The Knee Scooter offers increased comfort and ease of mobility to patients who cannot put weight on their foot or ankle, but want to remainactive. With its four large wheels and padded knee platform, the Knee Scooter is perfect for indoor and outdoor use. The offset post on the aluminum knee platform allows for right-to-left adjustment in seconds - no tools required. The Knee Scooter is equipped with an easy folding mechanism that collapses using a thumb release lever and fits beneath the raised knee platform for ease of storage and transportation. | knee-scooter-with-8-hole-stem-black-8a4.jpg
SKU: ROSCROS-KSBG | Roscoe Medical Knee Scooter with 8-Hole Stem Burgundy | The Knee Scooter offers increased comfort and ease of mobility to patients who cannot put weight on their foot or ankle, but want to remain active. With its four large wheels and padded knee platform, the Knee Scooter is perfect for indoor and outdoor use. The offset post on the aluminum knee platform allows for right-to-left djustment in seconds - no tools required. The Knee Scooter is equipped with an easy folding mechanism that collapses using a thumb release lever and fits beneath the raised knee platform for ease of storage and transportation. | knee-scooter-with-8-hole-stem-burgundy-d2f.png
SKU: ROSCROS-KSW | Roscoe Medical Knee Scooter with 8-Hole Stem White | The Knee Scooter offers increased comfort and ease of mobility to patients who cannot put weight on their foot or ankle, but want to remain active. With its four large wheels and padded knee platform, the Knee Scooter is perfect for indoor and outdoor use. The offset post on the aluminum knee platform allows for right-to-left djustment in seconds - no tools required. The Knee Scooter is equipped with an easy folding mechanism that collapses using a thumb release lever and fits beneath the raised knee platform for ease of storage and transportation. | knee-scooter-with-8-hole-stem-white-634.jpg
SKU: SKIL753230 | Skil Care Foam Wheelchair/Geri-Chair Cushion with Vinyl Cover - 18 x 16 x 2 Inch | High Density Foam, Vinyl Cover | foam-wheelchair-geri-chair-cushion-with-vinyl-cover-18-x-16-x-2-inch-c3d.jpg
SKU: MAB513-8884-0200 | Mabis DMI Deluxe Seat Lift Cushion Black | DMI Deluxe Seat-Lift Cushion, Black | deluxe-seat-lift-cushion-black--c4e.jpg
SKU: DRVRTL1491COM | Drive Medical Compressed Coccyx Cushion | The Coccyx cushion relieves pressure on your spine and tailbone when sitting and is designed to restore your back's natural "S" shaped curve for great seated comfort. Perfect for home, office or travel, the durable foam coccyx cushion comes compressed in a unique compact package and expands to full size when opened. The cushion's cover is also removable and machine-washable for easy care. | compressed-coccyx-cushion-b90.jpg
SKU: CNTR30-740RB | Contour Health Kabooti 3 in 1 Seating Comfort Solution Large Blue | The feature rich design of our Kabooti seat cushion offers a solution to many common aliments associated with seating discomfort from coccyx/ tailbone injury and lower back pain to pressure during prolonged sitting!The Kabooti 3-in1 complete seating solution combines the best feature of a donut ring, coccyx cushion and seat wedge to provide a complete seating solution. This brand new design is unlike any seat cushion you've ever seen! | kabooti-3-in-1-seating-comfort-solution-large-blue-c7e.jpg
SKU: CNTR30-761RBI | Contour Health Kabooti Ice Coccyx Seat Cushion | Do you have coccyx pain or tailbone injury?Â Do you suffer from low back pain? The feature rich design of our KabootiÂ® seat cushion offers a solution to many common aliments associated with seating discomfort from coccyx/ tailbone injury and lower back pain to pressure during prolonged sitting! Â The KabootiÂ® 3-in1 complete seating solution combines the best feature of a donut ring, coccyx cushion and seat wedge to provide a complete seating solution. This brand new design is unlike any seat cushion you've ever seen! | kabooti-ice-coccyx-seat-cushion-850.jpg
SKU: ROHOLTVBLK | ROHO LTV Seat Cushion with Black Ultraleather Cover | The secret to the extraordinary comfort of this cushion is the valve. It lets you customize the seat to your specific comfort level. ROHOÂ® Shape Fitting TechnologyÂ® makes the difference. The LTVÂ® Seat Cushion is made of individual, interconnected air cells that allow air to slowly transfer from chamber to chamber and evenly distribute body weight pressure. Weighing only one (1) pound, the LTVÂ® Seat Cushion is lightweight and easy to fold. | ltv-seat-cushion-with-black-ultraleather-cover-a48.jpg
SKU: BKJBJCTK006 | BackJoy ComfortSeat Cushion 16 x 16 inch | By improving posture, increasing blood flow, and reducing pressure, you can be healthier when you sit. It works on any type of seat, from car seats to hard bleachers. Its contoured design relieves pressure on the hips so they remain upright in proper alignment, reducing stress on the lower back. The ComfortSeat won't absorb moisture or generate heat. In fact, it's made from waterproof closed-cell EVA material for easy cleaning. Its patented design reduces seat surface temperatures and relative humidity by providing continuous airflow for ultimate comfort. Each ComfortSeat includes a washable, removable fabric cover (available in black only). | comfortseat-cushion-16-x-16-inch-995.jpg
SKU: BKJBJCTK008 | BackJoy ComfortSeat Cushion 18 x 18 inch | By improving posture, increasing blood flow, and reducing pressure, you can be healthier when you sit. It works on any type of seat, from car seats to hard bleachers. Its contoured design relieves pressure on the hips so they remain upright in proper alignment, reducing stress on the lower back. The ComfortSeat won't absorb moisture or generate heat. In fact, it's made from waterproof closed-cell EVA material for easy cleaning. Its patented design reduces seat surface temperatures and relative humidity by providing continuous airflow for ultimate comfort. Each ComfortSeat includes a washable, removable fabric cover (available in black only). | comfortseat-cushion-18-x-18-inch-e58.jpg
SKU: BKJBJCTK009 | BackJoy ComfortSeat Cushion 20 x 16 inch | By improving posture, increasing blood flow, and reducing pressure, you can be healthier when you sit. It works on any type of seat, from car seats to hard bleachers. Its contoured design relieves pressure on the hips so they remain upright in proper alignment, reducing stress on the lower back. The ComfortSeat won't absorb moisture or generate heat. In fact, it's made from waterproof closed-cell EVA material for easy cleaning. Its patented design reduces seat surface temperatures and relative humidity by providing continuous airflow for ultimate comfort. Each ComfortSeat includes a washable, removable fabric cover (available in black only). | comfortseat-cushion-20-x-16-inch-bd0.jpg
SKU: BKJBJCTK010 | BackJoy ComfortSeat Cushion 20 x 18 inch | By improving posture, increasing blood flow, and reducing pressure, you can be healthier when you sit. It works on any type of seat, from car seats to hard bleachers. Its contoured design relieves pressure on the hips so they remain upright in proper alignment, reducing stress on the lower back. The ComfortSeat won't absorb moisture or generate heat. In fact, it's made from waterproof closed-cell EVA material for easy cleaning. Its patented design reduces seat surface temperatures and relative humidity by providing continuous airflow for ultimate comfort. Each ComfortSeat includes a washable, removable fabric cover (available in black only). | comfortseat-cushion-20-x-18-inch-9d6.jpg
SKU: PMTMC1000 | Pain Management Technologies MobiCushion Pneumatic Seat Cushion | This advanced pressure relief cushion system is especially designed for the patients to use on various mobile devices. The MobiFree is fully portable, with capabilities for both battery power and wall outlets. With the advanced pressure sensor technology and unique one piece air cell pad design, it provides alternating lowpressure to the patients consistently.Pressure Range(mmHg):40-100 mmHg. Alarm & alarm mute:Low battery / low pressure. PUMP Dimension(L x W x H):25 x 12 x 5.7 cm /9.8" x 4.7" x 2.2" PUMP Weight:1.0 kg / 2.2 lb (battery and adapter are included). Battery:Rechargeable Ni-MH battery Electrical:AC 100-240V 50/60 Hz universal adapter. Cushion Arrangement:Contour foam base & one piece air cell pad (4air cells). Cells Material:Nylon/PU. Coverlet Material:Stretched,Polyester/PU. Cushion Dimension(L x W x H):43 x 43 x 10 cm /17" x 17" x 4". Cushion Weight:1.1 kg / 2.4 lb.Suitable for most wheelchairs.Portable pump with carry bag and cushion design for easy mobility.Adjustable patient comfort and alternating cycle time.Features visual and audible operating status and fault indicators.Unique seat cushion design.Stretched, vapor permeable, water resistant and fire retardant coverlet.Maximum patient weight capacity up to 120 kg or 264 lb. Therapy Mode:Static / Alternate. | mobicushion-pneumatic-seat-cushion-19a.jpg
SKU: MAB513-8015-2400 | Briggs Healthcare DMI Coccyx Seat Cushion Without Insert 16"x 18"x 3" Navy | 6" V-shaped opening provides pressure relief for the coccyx/tailbone area, Constructed of highly resilient polyurethane foam, Removable, machine washable, zippered, navy polyester/cotton cover, Foam meets CAL #117 requirements, Latex Free. | dmi-coccyx-seat-cushion-without-insert-16x-18x-3-navy-78e.jpg
SKU: SKIL915120 | Skil Care Bariatric Gel-Foam Pad with Low-Shear Cover | Double-chamber construction relieves pressure for heavy patients. | bariatric-gel-foam-pad-with-low-shear-cover--3b3.jpg
SKU: SKIL915130 | Skil Care Bariatric Gel-Foam Pad - 24" x 18" x 3 1/2" | Bariatric Gel-Foam Pad, w/Low-Shear Cover | bariatric-gel-foam-pad-24-x-18-x-3-1-2-298.jpg
SKU: SKIL915135 | Skil Care Bariatric Gel-Foam Pad - 26" x 18" x 3.5" | Water-based gel relieves pressure and cools to reduce skin-damaging perspiration. High-density foam prevents bottoming-outStable design promotes sitting comfort. Low-shear cover reduces friction and removes for easy laundering. Incontinent-proof vinyl covers wipe clean for easy care. Safety strap secures cushion to wheelchair. Non-slip bottom on outer covers provides extra safety. | bariatric-gel-foam-pad-26-x-18-x-35-33a.jpg
SKU: SKIL915139 | Skil Care Bariatric Gel-Foam Pad - 30" x 20" x 3.5" | Water-based gel relieves pressure and cools to reduce skin-damaging perspiration. High-density foam prevents bottoming-out. Stable design promotes sitting comfort. Low-shear cover reduces friction - removes for easy laundering. Incontinent-proof vinyl covers wipe clean for easy care. Safety strap secures cushion to wheelchair. Non-slip bottom on outer covers provides extra safety. New anti-slip bottom for added user safety. | bariatric-gel-foam-pad-30-x-20-x-35-1bb.jpg
SKU: SKIL914761 | Skil Care Lap Blanket with Hand Warming Pockets | The Skil-care Lap Blanket is a soft, comfortable wheelchair blanket used to keep your hands, feet and lower body warm. | lap-blanket-with-hand-warming-pockets-7c6.jpg
SKU: SKIL915133 | Skil Care Bariatric Gel-Foam Pad, w/Low-Shear Cover | Bariatric Gel-Foam Pad, w/Low-Shear Cover | bariatric-gel-foam-pad-w-low-shear-cover--dcb.jpg
SKU: SKIL915134 | Skil Care Bariatric Gel-Foam Pad, w/Low-Shear Cover | Bariatric Gel-Foam Pad, w/Low-Shear Cover | #NAME?
SKU: ISGCSC | Health Care Wholesalers Memory Foam Coccyx Seat Cushion 18"W x 16"D x 2"H | Designed for pressure relief, this visco-elastic foam cushion offers firm support and eliminates pressure points and soreness. The coccyx cut-out at the rear of the cushion helps to distribute body weight evenly, relieving unwanted pressure from the base of the spine. Enhances the comfort of virtually any seating surface at home, in the office or in the car. | memory-foam-coccyx-seat-cushion-18w-x-16d-x-2h-b28.jpg
SKU: CERPLTC-5403 | Core Products Spine Saver Wedge | Helps restore and maintain correct posture. The gentle incline helps promote proper posture while performing daily tasks. Removable coccyx pad makes this cushion comfortable for those with tender tailbones. Precision cut foam with removable cover. Available in Blue, Black and Gray. 15â€ x 15Â½â€ (38cm x 39cm) with a 1â€ to 3Â¾â€ rise. | spine-saver-wedge-22b.jpg
SKU: CMLSBLKCB | Obus Forme 2 in 1 Combination Lowback Backrest and Contoured Seat Support System | 2-in-1 Combination Support System Includes 1 each of the Lowback Backrest Support LBBLKCA and 1 each of the Contoured Seat Cushion STBLKCA packed together in an attractive retail box | 2-in-1-combination-lowback-backrest-and-contoured-seat-support-system-d07.jpg
SKU: ALI1221 | Alimed Portable Easy Up 15" x 15" x 4" Thick | Portable Easy Up is like a portable lift chair, but much more convenient. Perfect for post hip surgery or arthritis of the hips and knees. Users enjoy having the freedom to move about knowing that they will be able to sit and stand without assistance. It allows post hip surgery patients to arise without fear of hip dislocation resulting in further surgery. | portable-easy-up-15-x-15-x-4-thick-765.jpg
SKU: MAB513-8015-2448 | Briggs Healthcare DMI Coccyx Seat Cushion With Insert 16" x 18" x 3" Navy | 6" V-shaped opening provides pressure relief for the coccyx/tailbone area, Constructed of highly resilient polyurethane foam, Removable, machine washable, zippered, navy polyester/cotton cover, Foam meets CAL #117 requirements, Latex Free. | dmi-coccyx-seat-cushion-with-insert-16-x-18-x-3-navy-63e.jpg
SKU: SKIL754818 | Skil Care Bari-Foam Cushions - 24 x 18 x 3 Inch | Sling Seat, LSII Cover | bari-foam-cushions-24-x-18-x-3-inch-683.jpg
SKU: SKIL754833 | Skil Care Bari-Foam Cushions, Flat Bottom - 20" x 16" x 3" | Solid Seat, LSII Cover | bari-foam-cushions-flat-bottom-20-x-16-x-3-da5.jpg
SKU: SKIL754835 | Skil Care Bari-Foam Cushions, Solid Bottom - 20â€ x 18â€ x 3" | Solid Seat, LSII Cover | bari-foam-cushions-solid-bottom-20-x-18-x-3-c84.jpg
SKU: SKIL754837 | Skil Care Bari-Foam Cushions, Solid Bottom - 22â€ x 16â€ x 3â€ | Solid Seat, LSII Cover | bari-foam-cushions-solid-bottom-22-x-16-x-3-f7c.jpg
SKU: SKIL754839 | Skil Care Bari-Foam Cushions, Solid Bottom - 22â€ x 18â€ x 3â€ | Solid Seat, LSII Cover | bari-foam-cushions-solid-bottom-22-x-18-x-3-12e.jpg
SKU: SKIL754841 | Skil Care Bari-Foam Cushions, Solid Bottom - 24â€ x 18â€ x 3â€ | Solid Seat, LSII Cover | bari-foam-cushions-solid-bottom-24-x-18-x-3-9f8.jpg
SKU: SKIL754843 | Skil Care Bari-Foam Cushions, Solid Bottom - 24â€ x 20â€ x 3â€ | Solid Seat, LSII Cover | bari-foam-cushions-solid-bottom-24-x-20-x-3-18c.jpg
SKU: SKIL754845 | Skil Care Bari-Foam Cushions, Solid Bottom - 26â€ x 18â€ x 3â€ | Solid Seat, LSII Cover | bari-foam-cushions-solid-bottom-26-x-18-x-3-8e6.jpg
SKU: SKIL754847 | Skil Care Bari-Foam Cushions, Solid Bottom - 26â€ x 20â€ x 3â€ | Solid Seat, LSII Cover | bari-foam-cushions-solid-bottom-26-x-20-x-3-c21.jpg
SKU: SKIL754849 | Skil Care Bari-Foam Cushions, Solid Bottom - 28" x 18" x 3" | Solid Seat, LSII Cover | bari-foam-cushions-solid-bottom-28-x-18-x-3-236.jpg
SKU: SKIL754851 | Skil Care Bari-Foam Cushions, Solid Bottom - 28" x 20" x 3" | Solid Seat, LSII Cover | bari-foam-cushions-solid-bottom-28-x-20-x-3-5c4.jpg
SKU: SKIL915110 | Skil Care Bariatric Gel Foam Pad 20" x 18" x 3.5" | These Gel-Foam Cushions provide cooling, pressure relief, and redistribution for the bariatric residents. | bariatric-gel-foam-pad-20-x-18-x-35-b3d.jpg
SKU: SKIL915137 | Skil Care Bariatric Gel-Foam Pad - 28" x 20" x 3.5" | High-density foam prevents bottoming-out. Water-based gel lowers interface pressure and cools to eliminate skin-damaging perspiration. Incontinence-proof vinyl inner cover wipes clean for easy care. Low-shear outer cover reduces skin-damaging friction â€“removes for easy laundering. Safety strap keeps cushion in place. Non-slip bottom on outer covers provides extra safety. | bariatric-gel-foam-pad-28-x-20-x-35-ea6.jpg
SKU: SKIL756010 | Skil Care Lateral Positioning Cushion w/ L/SII Cover 18" W x 16" D | Memory foam surface that contours to user to eliminate the high and low spots that increase interface pressure. High-density foam core adds comfort and prevents bottoming-out. Firm foundation eliminates sling-seat hammocking for optimal weight and pressure distribution. Low-shear II cover is a double stretch, liquid-proof, breathable, fluidproof fabric that wipes clean for easy care. Double anti-slip safety is provided by a safety strap that fastens the cushion to the wheelchair and a non-slip bottom that helps keep the cushion securely in place. Elevated side supports wheelchair user to control pressure-causing lateral leaning. Temperature-sensitive visco-foam molds to user for lower pressure and greater comfort. | lateral-positioning-cushion-w-l-sii-cover-18-w-x-16-d-e61.jpg
SKU: ALI79856 | Alimed Swivel Cushion | Swivel Cushion Swivel in and out of cars with this well-padded cushion. Goes on the user's car seat and acts like a lazy susan. Handy for those with leg and/or trunk weakness. | swivel-cushion-f88.jpg
SKU: ALI1220 | Alimed Portable Easy Up 15" x 15" x 3" thick | Portable Easy Up is like a portable lift chair, but much more convenient. Perfect for post hip surgery or arthritis of the hips and knees. Users enjoy having the freedom to move about knowing that they will be able to sit and stand without assistance. It allows post hip surgery patients to arise without fear of hip dislocation resulting in further surgery. Lightweight chair lift adds 3" of height to any chair seat. Because it positions hips and knees at 90Â°, rising from a seated position is considerably easier. | portable-easy-up-15-x-15-x-3-thick-b36.jpg
SKU: ALI74581 | Alimed T Foam Seat Cushion and Seat Wedge | AliMedÂ® T-Foamâ„¢ (Temper Foam) Seat Cushion reduces pressure on thighs and buttocks. | t-foam-seat-cushion-and-seat-wedge-5af.jpg
SKU: SKIL754816 | Skil Care Bari-Foam Cushions - 22 x 18 x 3 Inch | Sling Seat, LSII Cover | bari-foam-cushions-22-x-18-x-3-inch-2d4.jpg
SKU: SKIL754823 | Skil Care Bari-Foam Cushions - 26 x 18 x 3 Inch | Sling Seat, LSII Cover | bari-foam-cushions-26-x-18-x-3-inch-22b.jpg
SKU: SKIL754825 | Skil Care Bari-Foam Cushions - 28 x 18 x 3 Inch | Sling Seat, LSII Cover | bari-foam-cushions-28-x-18-x-3-inch-646.jpg
SKU: SKIL754825 | Skil Care Bari-Foam Cushions - 28 x 18 x 3 Inch | Sling Seat, LSII Cover | bari-foam-cushions-28-x-18-x-3-inch-646.jpg
SKU: SKIL754829 | Skil Care Bari-Foam Cushions - 28 x 20 x 3 Inch | Sling Seat, LSII Cover | bari-foam-cushions-28-x-20-x-3-inch-4a3.jpg
SKU: SKIL754750 | Skil Care Visco-Foam Cushion with Low Shear Cover - 16 x 16 x 4 Inch | Visco-Foam, w/Low Shear Cover | visco-foam-cushion-with-low-shear-cover-16-x-16-x-4-inch-daa.jpg
SKU: SKIL754755 | Skil Care Visco-Foam Cushion with Low Shear Cover - 18 x 16 x 4 Inch | Visco-Foam, w/Low Shear Cover | visco-foam-cushion-with-low-shear-cover-18-x-16-x-4-inch-23b.jpg
SKU: SAMP081534502 | Sammons Preston Wheelchair Legrest Pad with Adjustable Side Wings | This unique Sammons Preston calf legrest mounts to most wheelchairs, and is designedÂ with adjustable belts to protect legs against contact with metal wheelchair parts. The side panels on the legrest control lateral movement of legs. The foam-padded back and sides are removable to allow adjustability for the individual. | wheelchair-legrest-pad-with-adjustable-side-wings-607.jpg
SKU: SKIL503140 | Skil Care Foot Elevator, 6" | Foot Elevator, 6 inch width | foot-elevator-6-f56.jpg
SKU: SKIL503100 | Skil Care Foot Elevator 4" Width | Lifts Heel Off Bed Eliminates Pressure And Shearing | foot-elevator-4-width-f32.jpg
SKU: SAMP081545052 | Sammons Preston Abduction Wedge with AEGIS | Comfortable wedge can be positioned above the knees and between the thighs to separate the legs for a more comfortable wheelchair position. The adjustable strap secures the wedge for proper positioning, even when lying down. AEGIS Microbe Shield technology protects against odor-causing bacteria, stains, mold, mildew, and contaminating fungus, making it ideal for long-term use. | abduction-wedge-with-aegis-3c4.jpg
SKU: CNTR30-751RGY | Contour Health Kabooti 3 in 1 Seating Comfort Solution Grey | The feature rich design of our Kabooti seat cushion offers a solution to many common aliments associated with seating discomfort from coccyx/ tailbone injury and lower back pain to pressure during prolonged sitting!The Kabooti 3-in1 complete seating solution combines the best feature of a donut ring, coccyx cushion and seat wedge to provide a complete seating solution. This brand new design is unlike any seat cushion you've ever seen! | kabooti-3-in-1-seating-comfort-solution-grey-c71.jpg
SKU: SKIL751465 | Skil Care Position-Plus+ Wedge, 16" x 16" x 3 1/2" x 1" | Position Plus, Wedge, Vinyl w/Low-Shear Cover | position-plus-wedge-16-x-16-x-3-1-2-x-1-89c.jpg
SKU: SKIL751480 | Skil Care Position-Plus+ Wedge, 18" x 16" x 3 1/2" x 1" | Position Plus, Wedge, Vinyl w/Low-Shear Cover | position-plus-wedge-18-x-16-x-3-1-2-x-1-2c8.jpg
SKU: SKIL751495 | Skil Care Position-Plus+ Wedge, 20" x 16" x 3 1/2" x 1" | Position Plus, Wedge, Vinyl w/Low-Shear Cover | position-plus-wedge-20-x-16-x-3-1-2-x-1-1d8.jpg
SKU: ALI74582 | Alimed T-Foam Seat Wedge | T-Foam (Temper Foam) Seat Wedge maintains the natural "S" curve of the spine. Corrects position of pelvis, giving you better posture. Upholstered in high-quality, plush navy fabric. 18"Wx16"Lx3" thick (at rear). For savings order in combination with the Lumbar Support and maximize posture and seating comfort. | t-foam-seat-wedge-641.jpg
SKU: ALI8481 | Alimed Abduction Wedge Terry | This Knee Spreader Abduction Wedge prevents hip adduction that can result in dislocation following hip arthroplasty. Important for post-op in recovery wheelchair users. | abduction-wedge-terry-78a.jpg
SKU: ALI8547D | Alimed Bed Rail Bumper Wedges, 70"L, Pair | AliMed Bed Rail Bumper Wedges help protect against injury. These resilient foam bumper wedges attach to bed rails with hook and loop straps. Easy to install, easy to remove. Bumpers are covered in nonconductive vinyl that can be cleaned with soap and water. Blue. | bed-rail-bumper-wedges-70l-pair-31c.jpg
SKU: ALI70151 | Alimed Sit-Straight Wedge Cushion System 18"W x 16"L, with TR2 Alarm | AliMed Sit-Straight Wedge Cushion Alarm System Combines the positioning benefits of our Sit-Straight Cushion with fall prevention benefits of an integrated sensor pad alarm system for double the protection. The wedge design and flat sitting surface encourage upright sitting and decrease the tendency to slide forward on the seat surface. But for added protection, a sensor pad is embedded within the foam of the cushion to detect when weight is lifted off the seat surface. And because the pad is embedded, there is no need to worry about a sensor pad slipping off the cushion.Select the system with our tamper-resistant TR2 Alarm for added protection from patient tampering or staff/caregiver error, or choose the economical Standard alarm unit option.Cushion: 3"H front, 1" H rear, Wipe clean, Waterproof, nonslip cover with rear ties, BlackTR2 Alarm: 85-or 100-dB alarm settings, Chime or Alarm alert options, Two concealed reset buttons, Low-battery light, Nurse call jack, Rubber bumpers, For use with sensor devices only â€“ sensor pads: bed/chair, seatbelts, bed belt, cushions, 4AA batteries (included) | sit-straight-wedge-cushion-system-18w-x-16l-with-tr2-alarm-d1a.jpg
SKU: ALI75378 | Alimed Sit-Straight Wedge Cushion, 18"Wx16"D, with Standard Alarm | AliMed Sit-Straight Wedge Cushion Alarm System Combines the positioning benefits of our Sit-Straightâ„¢ Cushion with fall prevention benefits of an integrated sensor pad alarm system for double the protection. The wedge design and flat sitting surface encourage upright sitting and decrease the tendency to slide forward on the seat surface. But for added protection, a sensor pad is embedded within the foam of the cushion to detect when weight is lifted off the seat surface. And because the pad is embedded, there is no need to worry about a sensor pad slipping off the cushion.Select the system with our tamper-resistant TR2 Alarm for added protection from patient tampering or staff/caregiver error, or choose the economical Standard alarm unit option.Cushion: 3"H front, 1" H rear, Wipe clean, Waterproof, nonslip cover with rear ties, BlackTR2 Alarm: 85-or 100-dB alarm settings, Chime or Alarm alert options, Two concealed reset buttons, Low-battery light, Nurse call jack, Rubber bumpers, For use with sensor devices only â€“ sensor pads: bed/chair, seatbelts, bed belt, cushions, 4AA batteries (included) | sit-straight-wedge-cushion-18wx16d-with-standard-alarm-116.jpg
SKU: ALI75379 | Alimed Sit-Straight Wedge Cushion System 16"W x 16"L | AliMed Sit-Straight Wedge Cushion Alarm System Combines the positioning benefits of our Sit-Straight Cushion with fall prevention benefits of an integrated sensor pad alarm system for double the protection. The wedge design and flat sitting surface encourage upright sitting and decrease the tendency to slide forward on the seat surface. But for added protection, a sensor pad is embedded within the foam of the cushion to detect when weight is lifted off the seat surface. And because the pad is embedded, there is no need to worry about a sensor pad slipping off the cushion.Select the system with our tamper-resistant TR2 Alarm for added protection from patient tampering or staff/caregiver error, or choose the economical Standard alarm unit option.Cushion: 3"H front, 1" H rear, Wipe clean, Waterproof, nonslip cover with rear ties, BlackTR2 Alarm: 85-or 100-dB alarm settings, Chime or Alarm alert options, Two concealed reset buttons, Low-battery light, Nurse call jack, Rubber bumpers, For use with sensor devices only â€“ sensor pads: bed/chair, seatbelts, bed belt, cushions, 4AA batteries (included). | sit-straight-wedge-cushion-system-16w-x-16l-e18.jpg
SKU: ALI70152 | Alimed Sit-Straight Wedge Cushion System, 16"W x 16"L, with TR2 Alarm | AliMed Sit-Straight Wedge Cushion Alarm System Combines the positioning benefits of our Sit-Straight Cushion with fall prevention benefits of an integrated sensor pad alarm system for double the protection. The wedge design and flat sitting surface encourage upright sitting and decrease the tendency to slide forward on the seat surface. But for added protection, a sensor pad is embedded within the foam of the cushion to detect when weight is lifted off the seat surface. And because the pad is embedded, there is no need to worry about a sensor pad slipping off the cushion.Select the system with our tamper-resistant TR2 Alarm for added protection from patient tampering or staff/caregiver error, or choose the economical Standard alarm unit option.Cushion: 3"H front, 1" H rear, Wipe clean, Waterproof, nonslip cover with rear ties, BlackTR2 Alarm: 85-or 100-dB alarm settings, Chime or Alarm alert options, Two concealed reset buttons, Low-battery light, Nurse call jack, Rubber bumpers, For use with sensor devices only â€“ sensor pads: bed/chair, seatbelts, bed belt, cushions, 4AA batteries (included). | sit-straight-wedge-cushion-system-16w-x-16l-with-tr2-alarm-d31.jpg
SKU: ALI77301 | Alimed Wheelchair Half Seat Wedge | AliMed Wheelchair Half Seat Wedge This device is the perfect answer to an uneven pelvis. The thick end (1.5") fits under one side of the pelvis, raising it to a neutral position and evening out the weight-bearing area. This decreases tone in the trunk and increases trunk elongation, resulting in an upright sitting posture, decreased leaning to one side, and decreased risk of skin breakdown due to unequal weight distribution. Aids feeding and other activities where posture and alertness are important. For best results, place the user's wheelchair cushion on top of the wedge. | wheelchair-half-seat-wedge-c2b.jpg
SKU: SKIL914471 | Skil Care Wheelchair Wedge Base, 18" x 16" x 2" | Elevated rigid base for eliminating hammocked surface. Elevates cushions to help residents from sliding forward. Maintains 90 degree hip alignment when in inclined back wheelchairs. Fits 18â€ or 20â€ wheelchairs. | wheelchair-wedge-base-18-x-16-x-2-0f6.jpg
SKU: SKIL914472 | Skil Care Wheelchair Wedge Base, 18" x 16" x 3" | Elevated rigid base for eliminating hammocked surface. Elevates cushions to help residents from sliding forward. Maintains 90 degree hip alignment when in inclined back wheelchairs. Fits 18â€ or 20â€ wheelchairs. | wheelchair-wedge-base-18-x-16-x-3-612.jpg
SKU: SKIL914473 | Skil Care Wheelchair Wedge Base, 18" x 16" x 4" | Elevated rigid base for eliminating hammocked surface. Elevates cushions to help residents from sliding forward. Maintains 90 degree hip alignment when in inclined back wheelchairs. Fits 18â€ or 20â€ wheelchairs. | wheelchair-wedge-base-18-x-16-x-4-eb8.jpg
SKU: SKIL758020 | Skil Care Leg Abductor Wedge Foam Cushion w/ Vinyl Cover | Leg Abductor/Wedge Base, Foam, Vinyl Cover | leg-abductor-wedge-foam-cushion-w-vinyl-cover-b3e.jpg
SKU: MAS8046-9 | Mason Medical Gel-U-Seat Bariatric Cushion | Features A specifically designed pressure reducing cushion to assist in the prevention and healing of pressure sore ulcers Viscous gel provides support for ischial tuberosities Fire-retardant polyurethane foam shell encapsulates an aqueous, non-toxic gel bladder Zippered cover with two varying handles Available with a waterproof cover Medicare reimbursable code HCPCS E2604 | gel-u-seat-bariatric-cushion-0a6.jpg
SKU: MAS8049-U6 | Mason Medical Gel U Seat Bariatric Cushion | Mason Medical 8049-U6 Gel-U-Seat Bariatric Cushion. | gel-u-seat-bariatric-cushion-bcc.jpg
SKU: MAS8049-U6 | Mason Medical Gel U Seat Bariatric Cushion | Mason Medical 8049-U6 Gel-U-Seat Bariatric Cushion. | gel-u-seat-bariatric-cushion-bcc.jpg
SKU: SKIL915110 | Skil Care Bariatric Gel Foam Pad 20" x 18" x 3.5" | These Gel-Foam Cushions provide cooling, pressure relief, and redistribution for the bariatric residents. | bariatric-gel-foam-pad-20-x-18-x-35-b3d.jpg
SKU: MAS8077 | Mason Medical Premier One Bariatric Cushion |  | premier-one-bariatric-cushion-536.jpg
SKU: SKIL754810 | Skil Care Bari-Foam Cushions - 20 x 16 x 3 Inch | Sling Seat, LSII Cover | bari-foam-cushions-20-x-16-x-3-inch-b3c.jpg
SKU: SKIL754812 | Skil Care Bari-Foam Cushions - 20 x 18 x 3 Inch | Sling Seat, LSII Cover | bari-foam-cushions-20-x-18-x-3-inch-e26.jpg
SKU: SKIL754814 | Skil Care Bari-Foam Cushions - 22 x 16 x 3 Inch | Sling Seat, LSII Cover | bari-foam-cushions-22-x-16-x-3-inch-6ba.jpg
SKU: SKIL754816 | Skil Care Bari-Foam Cushions - 22 x 18 x 3 Inch | Sling Seat, LSII Cover | bari-foam-cushions-22-x-18-x-3-inch-2d4.jpg
SKU: SKIL754823 | Skil Care Bari-Foam Cushions - 26 x 18 x 3 Inch | Sling Seat, LSII Cover | bari-foam-cushions-26-x-18-x-3-inch-22b.jpg
SKU: SKIL754825 | Skil Care Bari-Foam Cushions - 28 x 18 x 3 Inch | Sling Seat, LSII Cover | bari-foam-cushions-28-x-18-x-3-inch-646.jpg
SKU: SKIL754825 | Skil Care Bari-Foam Cushions - 28 x 18 x 3 Inch | Sling Seat, LSII Cover | bari-foam-cushions-28-x-18-x-3-inch-646.jpg
SKU: SKIL754829 | Skil Care Bari-Foam Cushions - 28 x 20 x 3 Inch | Sling Seat, LSII Cover | bari-foam-cushions-28-x-20-x-3-inch-4a3.jpg
SKU: ALI10732B | Alimed AeroCell II Pressure Relieving Wheelchair Cushions, Low Cell, One Valve, 20"Wx18"D | AeroCell II Pressure Relieving Wheelchair Cushion, Low Cell are still the ideal solution for patients at risk of developing pressure sores, now, they are even more durable for longer protection against skin breakdown using inflatable air cells. The Low Cell (2"H) model is recommended for active clients who need a highly stable, lightweight cushion. Choose between single-valve or dual-valve options. Single-valve cushion inflates in one step. The dual-valve permits each side of the cushion to be inflated to a different degree of firmness for a custom fit. Includes a free Bulb Inflator. Flame and urine resistant. Cushion comes with a black stretch nylon washable cover with slip-resistant bottom. Cushion constructed of environmentally friendly polyurethane. Two-year warranty. 400 lb. capacity. Weighs 2-1/4 lbs. | aerocell-ii-pressure-relieving-wheelchair-cushions-low-cell-one-valve-20wx18d-5a0.jpg
SKU: ALI10745B | Alimed AeroCell II Pressure Relieving Wheelchair Cushion, Low Cell, Two Valve, 18"W x 16"D | AeroCell II Pressure Relieving Wheelchair Cushion, Low Cell are still the ideal solution for patients at risk of developing pressure sores, now, they are even more durable for longer protection against skin breakdown using inflatable air cells. The Low Cell (2"H) model is recommended for active clients who need a highly stable, lightweight cushion. Choose between single-valve or dual-valve options. Single-valve cushion inflates in one step. The dual-valve permits each side of the cushion to be inflated to a different degree of firmness for a custom fit. Includes a free Bulb Inflator. Flame and urine resistant. Cushion comes with a black stretch nylon washable cover with slip-resistant bottom. Cushion constructed of environmentally friendly polyurethane. Two-year warranty. 400 lb. capacity. Weighs 2-1/4 lbs | aerocell-ii-pressure-relieving-wheelchair-cushion-low-cell-two-valve-18w-x-16d-b59.jpg
SKU: ALI10755 | Alimed AeroCell II Pressure Relieving Wheelchair Cushions, High Cell, Two Valve, 18"W x 16"D | AeroCell II Pressure Relieving Wheelchair Cushions, High Cell are still the ideal solution for patients at risk of developing pressure sores , now, they are even more durable for longer protection against skin breakdown via inflatable air cells. The High Cell (4"H) version is for those at the highest risk for skin injury. | aerocell-ii-pressure-relieving-wheelchair-cushions-high-cell-two-valve-18w-x-16d-8fa.jpg
SKU: ALI10757 | Alimed AeroCell II Pressure Relieving Wheelchair Cushions, High Cell, Two Valve, 20"W x 18"D | AeroCell II Pressure Relieving Wheelchair Cushions, High Cell are still the ideal solution for patients at risk of developing pressure sores, now, they are even more durable for longer protection against skin breakdown via inflatable air cells. The High Cell (4"H) version is for those at the highest risk for skin injury.Choose between single-valve or dual-valve options. Single-valve cushion inflates in one step. The dual-valve permits each side of the cushion to be inflated to a different degree of firmness for a custom fit. Includes a free Bulb Inflator. Flame and urine resistant. Cushion is comes with a black stretch nylon washable cover with slip-resistant bottom. Cushion constructed of environmentally friendly polyurethane. | aerocell-ii-pressure-relieving-wheelchair-cushions-high-cell-two-valve-20w-x-18d-421.jpg
SKU: ALI10743B | Alimed AeroCell II Pressure Relieving Wheelchair Cushions, Low Cell, Two Valve, 16"Wx16"D | AeroCell II Pressure Relieving Wheelchair Cushion, Low Cell are still the ideal solution for patients at risk of developing pressure sores, now, they are even more durable for longer protection against skin breakdown using inflatable air cells. The Low Cell (2"H) model is recommended for active clients who need a highly stable, lightweight cushion. Choose between single-valve or dual-valve options. Single-valve cushion inflates in one step. The dual-valve permits each side of the cushion to be inflated to a different degree of firmness for a custom fit. Includes a free Bulb Inflator. Flame and urine resistant. Cushion comes with a black stretch nylon washable cover with slip-resistant bottom. Cushion constructed of environmentally friendly polyurethane. Two-year warranty. 400 lb. capacity. Weighs 2-1/4 lbs. | aerocell-ii-pressure-relieving-wheelchair-cushions-low-cell-two-valve-16wx16d-4ae.jpg
SKU: ALI10744B | Alimed AeroCell II Pressure Relieving Wheelchair Cushion, Low Cell, Two Valve, 16"W x 18"D | AeroCell II Pressure Relieving Wheelchair Cushion, Low Cell are still the ideal solution for patients at risk of developing pressure sores, now, they are even more durable for longer protection against skin breakdown using inflatable air cells. The Low Cell (2"H) model is recommended for active clients who need a highly stable, lightweight cushion. Choose between single-valve or dual-valve options. Single-valve cushion inflates in one step. The dual-valve permits each side of the cushion to be inflated to a different degree of firmness for a custom fit. Includes a free Bulb Inflator. Flame and urine resistant. Cushion comes with a black stretch nylon washable cover with slip-resistant bottom. Cushion constructed of environmentally friendly polyurethane. 2-yr. warranty. 440 lb. capacity. Weighs 2-1/4 lbs. | aerocell-ii-pressure-relieving-wheelchair-cushion-low-cell-two-valve-16w-x-18d-3ae.jpg
SKU: ALI10747B | Alimed AeroCell II Pressure Relieving Wheelchair Cushion, Low Cell, Two Valve, 20"W x 18"D | AeroCell II Pressure Relieving Wheelchair Cushion, Low Cell are still the ideal solution for patients at risk of developing pressure sores, now, they are even more durable for longer protection against skin breakdown using inflatable air cells. The Low Cell (2"H) model is recommended for active clients who need a highly stable, lightweight cushion. Choose between single-valve or dual-valve options. Single-valve cushion inflates in one step. The dual-valve permits each side of the cushion to be inflated to a different degree of firmness for a custom fit. Includes a free Bulb Inflator. Flame and urine resistant. Cushion comes with a black stretch nylon washable cover with slip-resistant bottom. Cushion constructed of environmentally friendly polyurethane. Two-year warranty. 400 lb. capacity. Weighs 2-1/4 lbs. | aerocell-ii-pressure-relieving-wheelchair-cushion-low-cell-two-valve-20w-x-18d-1c1.jpg
SKU: ALI10735 | Alimed AeroCell II Pressure Relieving Wheelchair Cushion, High Cell, One Valve, 16"W x 16"D | AeroCell II Pressure Relieving Wheelchair Cushions, High Cell are still the ideal solution for patients at risk of developing pressure sores, now, they are even more durable for longer protection against skin breakdown via inflatable air cells. The High Cell (4"H) version is for those at the highest risk for skin injury.Choose between single-valve or dual-valve options. Single-valve cushion inflates in one step. The dual-valve permits each side of the cushion to be inflated to a different degree of firmness for a custom fit. Includes a free Bulb Inflator. Flame and urine resistant. Cushion is comes with a black stretch nylon washable cover with slip-resistant bottom. Cushion constructed of environmentally friendly polyurethane. | aerocell-ii-pressure-relieving-wheelchair-cushion-high-cell-one-valve-16w-x-16d-df5.jpg
SKU: ALI10738 | Alimed AeroCell II Pressure Relieving Wheelchair Cushions, High Cell, One Valve, 18"W x 18"D | AeroCell II Pressure Relieving Wheelchair Cushions, High Cell are still the ideal solution for patients at risk of developing pressure sores , now, they are even more durable for longer protection against skin breakdown via inflatable air cells. The High Cell (4"H) version is for those at the highest risk for skin injury.Choose between single-valve or dual-valve options. Single-valve cushion inflates in one step. The dual-valve permits each side of the cushion to be inflated to a different degree of firmness for a custom fit. Includes a free Bulb Inflator. Flame and urine resistant. Cushion is comes with a black stretch nylon washable cover with slip-resistant bottom. Cushion constructed of environmentally friendly polyurethane. | aerocell-ii-pressure-relieving-wheelchair-cushions-high-cell-one-valve-18w-x-18d-d57.jpg
SKU: ALI10728B | Alimed AeroCell II Pressure Relieving Wheelchair Cushion, Low Cell, One Valve, 16"Wx18"D | AeroCell II Pressure Relieving Wheelchair Cushion, Low Cell are still the ideal solution for patients at risk of developing pressure sores, now, they are even more durable for longer protection against skin breakdown using inflatable air cells. The Low Cell (2"H) model is recommended for active clients who need a highly stable, lightweight cushion. Choose between single-valve or dual-valve options. Single-valve cushion inflates in one step. The dual-valve permits each side of the cushion to be inflated to a different degree of firmness for a custom fit. Includes a free Bulb Inflator. Flame and urine resistant. Cushion comes with a black stretch nylon washable cover with slip-resistant bottom. Cushion constructed of environmentally friendly polyurethane. Two-year warranty. 400 lb. capacity. Weighs 2-1/4 lbs. | aerocell-ii-pressure-relieving-wheelchair-cushion-low-cell-one-valve-16wx18d-c77.jpg
SKU: ALI10736 | Alimed AeroCell II Pressure Relieving Wheelchair Cushion, High Cell, One Valve, 16"W x 18"D | AeroCell II Pressure Relieving Wheelchair Cushions, High Cell are still the ideal solution for patients at risk of developing pressure sores , now, they are even more durable for longer protection against skin breakdown via inflatable air cells. The High Cell (4"H) version is for those at the highest risk for skin injury.Choose between single-valve or dual-valve options. Single-valve cushion inflates in one step. The dual-valve permits each side of the cushion to be inflated to a different degree of firmness for a custom fit. Includes a free Bulb Inflator. Flame and urine resistant. Cushion is comes with a black stretch nylon washable cover with slip-resistant bottom. Cushion constructed of environmentally friendly polyurethane.Two-year warranty. 400 lb. capacity. Weighs 3-1/4 lbs. | aerocell-ii-pressure-relieving-wheelchair-cushion-high-cell-one-valve-16w-x-18d-cdc.jpg
SKU: ALI10737 | Alimed AeroCell II Pressure Relieving Wheelchair Cushion, High Cell, One Valve, 18"W x 16"D | AeroCell II Pressure Relieving Wheelchair Cushions, High Cell are still the ideal solution for patients at risk of developing pressure sores, now, they are even more durable for longer protection against skin breakdown via inflatable air cells. The High Cell (4"H) version is for those at the highest risk for skin injury.Choose between single-valve or dual-valve options. Single-valve cushion inflates in one step. The dual-valve permits each side of the cushion to be inflated to a different degree of firmness for a custom fit. Includes a free Bulb Inflator. Flame and urine resistant. Cushion is comes with a black stretch nylon washable cover with slip-resistant bottom. Cushion constructed of environmentally friendly polyurethane. | aerocell-ii-pressure-relieving-wheelchair-cushion-high-cell-one-valve-18w-x-16d-5b0.jpg
SKU: ALI10756 | Alimed AeroCell II Pressure Relieving Wheelchair Cushions, High Cell, Two Valve, 18"W x 18"D | AeroCell II Pressure Relieving Wheelchair Cushions, High Cell are still the ideal solution for patients at risk of developing pressure sores , now, they are even more durable for longer protection against skin breakdown via inflatable air cells. The High Cell (4"H) version is for those at the highest risk for skin injury.Choose between single-valve or dual-valve options. Single-valve cushion inflates in one step. The dual-valve permits each side of the cushion to be inflated to a different degree of firmness for a custom fit. Includes a free Bulb Inflator. Flame and urine resistant. Cushion is comes with a black stretch nylon washable cover with slip-resistant bottom. Cushion constructed of environmentally friendly polyurethane.Two-year warranty. 400 lb. capacity. Weighs 3-1/4 lbs. | aerocell-ii-pressure-relieving-wheelchair-cushions-high-cell-two-valve-18w-x-18d-e52.jpg
SKU: ALI10727B | Alimed AeroCell II Pressure Relieving Wheelchair Cushions, Low Cell, One Valve, 16"Wx16"D | AeroCell II Pressure Relieving Wheelchair Cushion, Low Cell are still the ideal solution for patients at risk of developing pressure sores, now, they are even more durable for longer protection against skin breakdown using inflatable air cells. The Low Cell (2"H) model is recommended for active clients who need a highly stable, lightweight cushion. Choose between single-valve or dual-valve options. Single-valve cushion inflates in one step. The dual-valve permits each side of the cushion to be inflated to a different degree of firmness for a custom fit. Includes a free Bulb Inflator. Flame and urine resistant. Cushion comes with a black stretch nylon washable cover with slip-resistant bottom. Cushion constructed of environmentally friendly polyurethane. 2-yr. warranty. 440 lb. capacity. Weighs 2-1/4 lbs. | aerocell-ii-pressure-relieving-wheelchair-cushions-low-cell-one-valve-16wx16d-27f.jpg
SKU: ALI10731B | Alimed AeroCell II Pressure Relieving Wheelchair Cushions, Low Cell, One Valve, 18"Wx18"D | AeroCell II Pressure Relieving Wheelchair Cushion, Low Cell are still the ideal solution for patients at risk of developing pressure sores, now, they are even more durable for longer protection against skin breakdown using inflatable air cells. The Low Cell (2"H) model is recommended for active clients who need a highly stable, lightweight cushion. Choose between single-valve or dual-valve options. Single-valve cushion inflates in one step. The dual-valve permits each side of the cushion to be inflated to a different degree of firmness for a custom fit. Includes a free Bulb Inflator. Flame and urine resistant. Cushion comes with a black stretch nylon washable cover with slip-resistant bottom. Cushion constructed of environmentally friendly polyurethane. 2-yr. warranty. 440 lb. capacity. Weighs 2-1/4 lbs. | aerocell-ii-pressure-relieving-wheelchair-cushions-low-cell-one-valve-18wx18d-362.jpg
SKU: ALI10753 | Alimed AeroCell II Pressure Relieving Wheelchair Cushions, High Cell, Two Valve, 16"W x 16"D | AeroCell II Pressure Relieving Wheelchair Cushions, High Cell are still the ideal solution for patients at risk of developing pressure sores , now, they are even more durable for longer protection against skin breakdown via inflatable air cells. The High Cell (4"H) version is for those at the highest risk for skin injury.Choose between single-valve or dual-valve options. Single-valve cushion inflates in one step. The dual-valve permits each side of the cushion to be inflated to a different degree of firmness for a custom fit. Includes a free Bulb Inflator. Flame and urine resistant. Cushion is comes with a black stretch nylon washable cover with slip-resistant bottom. Cushion constructed of environmentally friendly polyurethane. | aerocell-ii-pressure-relieving-wheelchair-cushions-high-cell-two-valve-16w-x-16d-58f.jpg
SKU: ALI10729B | Alimed AeroCell II Pressure Relieving Wheelchair Cushion, Low Cell, One Valve, 18"Wx16"D | AeroCell II Pressure Relieving Wheelchair Cushion, Low Cell are still the ideal solution for patients at risk of developing pressure sores, now, they are even more durable for longer protection against skin breakdown using inflatable air cells. The Low Cell (2"H) model is recommended for active clients who need a highly stable, lightweight cushion. Choose between single-valve or dual-valve options. Single-valve cushion inflates in one step. The dual-valve permits each side of the cushion to be inflated to a different degree of firmness for a custom fit. Includes a free Bulb Inflator. Flame and urine resistant. Cushion comes with a black stretch nylon washable cover with slip-resistant bottom. Cushion constructed of environmentally friendly polyurethane. Two-year warranty. 400 lb. capacity. Weighs 2-1/4 lbs. | aerocell-ii-pressure-relieving-wheelchair-cushion-low-cell-one-valve-18wx16d-e97.jpg
SKU: ALI10739 | Alimed AeroCell II Pressure Relieving Wheelchair Cushion, High Cell, One Valve, 20"W x 18"D | AeroCell II Pressure Relieving Wheelchair Cushions, High Cell are still the ideal solution for patients at risk of developing pressure sores , now, they are even more durable for longer protection against skin breakdown via inflatable air cells. The High Cell (4"H) version is for those at the highest risk for skin injury.Choose between single-valve or dual-valve options. Single-valve cushion inflates in one step. The dual-valve permits each side of the cushion to be inflated to a different degree of firmness for a custom fit. Includes a free Bulb Inflator. Flame and urine resistant. Cushion is comes with a black stretch nylon washable cover with slip-resistant bottom. Cushion constructed of environmentally friendly polyurethane. | aerocell-ii-pressure-relieving-wheelchair-cushion-high-cell-one-valve-20w-x-18d-301.jpg
SKU: ROHOLTVBLK | ROHO LTV Seat Cushion with Black Ultraleather Cover | The secret to the extraordinary comfort of this cushion is the valve. It lets you customize the seat to your specific comfort level. ROHOÂ® Shape Fitting TechnologyÂ® makes the difference. The LTVÂ® Seat Cushion is made of individual, interconnected air cells that allow air to slowly transfer from chamber to chamber and evenly distribute body weight pressure. Weighing only one (1) pound, the LTVÂ® Seat Cushion is lightweight and easy to fold. | ltv-seat-cushion-with-black-ultraleather-cover-a48.jpg
SKU: RBW60 | R & B Wire Air-Cushion Bumper to fit F Basket , 101" Long | Bumper provides complete protection on all four sides of basket. Non-marking gray vinyl fits on the F Basket. 101" Long. | air-cushion-bumper-to-fit-f-basket-101-long-742.jpg
SKU: RBW65 | R & B Wire Air-Cushion Bumper to fit G Baskets | Bumper provides complete protection on all four sides of basket. Non-marking gray vinyl fit only on the G Basket. 83" Long. | air-cushion-bumper-to-fit-g-baskets-321.jpg
SKU: RBW66 | R & B Wire Air-Cushion Bumper to fit H Basket ,115" | R&B ID: 65 Bumper provides complete protection on all four sides of basket. Non-marking gray vinyl fits H Baskets. 115" Long. | air-cushion-bumper-to-fit-h-basket-115-233.jpg
SKU: MAS8047-18 | Mason Medical Balanced Aire Adjustable Cushion, 18" x 16" x 4" | The Balanced Aire Adjustable Cushionâ„¢ is our Premier Pressure managementwheelchair cushion. The Balanced Aire Adjustable Cushionâ„¢ offers you dynamic andaggressive positioning, unmatched stability and a highly advancedlevel of prevention and treatment of pressure ulcers. | balanced-aire-adjustable-cushion-18-x-16-x-4-14f.jpg
SKU: MAS8047-20 | Mason Medical Balanced Aire Adjustable Cushion, 20" x 16" x 4" | The Balanced Aire Adjustable Cushionâ„¢ is our Premier Pressure managementwheelchair cushion. The Balanced Aire Adjustable Cushionâ„¢ offers you dynamic andaggressive positioning, unmatched stability and a highly advancedlevel of prevention and treatment of pressure ulcers. | balanced-aire-adjustable-cushion-20-x-16-x-4-330.jpg
SKU: SKIL756237 | Skil Care Air Lift Cushion Cushion w/LSII Cover | Air-Lift, Bariatric, 22x28", w/LSII Cover | air-lift-cushion-cushion-w-lsii-cover-cc7.jpg
SKU: SKIL914248 | Skil Care Air-Foam Cushion Cushion with Coccyx Cut-Out w/LSII Cover, 18" x 16" x 2 1/2" | Foam Air w/Coccyx Cutout | air-foam-cushion-cushion-with-coccyx-cut-out-w-lsii-cover-18-x-16-x-2-1-2-867.jpg
SKU: SKIL756235 | Skil Care Air Lift Cushion prevention and comfort | A pressure relief and redistribution cushion that is light, economical and can be used inside or outside. | air-lift-cushion-prevention-and-comfort-cdf.jpg
SKU: SKIL756239 | Skil Care Air Lift Cushion Optional Cushion Cover w/Safety Straps | Repl.Cover, Air-Lift, Bariatric, 22x28" | air-lift-cushion-optional-cushion-cover-w-safety-straps-9ce.jpg
SKU: SKIL914247 | Skil Care Air-Foam Cushion with Coccyx Cut-Out w/LSII Cover, 16" x 16" x 2 1/2" | Foam Air Cushion, w/Coccyx Cutout, 16" | air-foam-cushion-with-coccyx-cut-out-w-lsii-cover-16-x-16-x-2-1-2-30e.jpg
SKU: SKIL914249 | Skil Care Air-Foam Cushion with Coccyx Cut-Out w/LSII Cover, 20" x 16" x 2 1/2" | Foam Air Cushion, w/Coccyx Cutout, 20" | air-foam-cushion-with-coccyx-cut-out-w-lsii-cover-20-x-16-x-2-1-2-2a6.jpg
SKU: SKIL914250 | Skil Care Air-Foam Cushion Without Cut-Out, 18" x 16" x 3" | Foam Air Cushion *HCPCS code # K0734 | air-foam-cushion-without-cut-out-18-x-16-x-3-9b2.jpg
SKU: SKIL914251 | Skil Care Foam Air Cushion | Foam Air Cushion *HCPCS code # K0734 | foam-air-cushion-24e.jpg
SKU: MAS8047-16 | Mason Medical Balanced Aire Adjustable Cushion, 16" x 16" x 2" | The Balanced Aire Adjustable Cushionâ„¢ is our Premier Pressure managementwheelchair cushion. The Balanced Aire Adjustable Cushionâ„¢ offers you dynamic andaggressive positioning, unmatched stability and a highly advancedlevel of prevention and treatment of pressure ulcers. | balanced-aire-adjustable-cushion-16-x-16-x-2--b39.jpg
SKU: RBW59 | R & B Wire Air-Cushion Bumper to fit F & S Basket, 108" Long | Bumper provides complete protection on all four sides of basket. Non-marking grey vinyl fits the S baskets. 108" Long. | air-cushion-bumper-to-fit-f-s-basket-108-long-656.jpg
SKU: RBW63 | R & B Wire Air-Cushion Bumper to fit D, E, and T Baskets | Bumper provides complete protection on all four sides of basket. Non-marking grey vinyl fits D, E, and T baskets. 95" Long.Air-Cushion Bumper to fit D, E, and T Baskets (95 long). | air-cushion-bumper-to-fit-d-e-and-t-baskets-747.jpg
SKU: RBW62 | R & B Wire Air-Cushion Bumper Adhesive | This adhesive attaches bumpers to baskets securely. It will accommodate both 59 and 63 bumpers. Enough adhesive for 3-4 bumpers to be secured to baskets. | air-cushion-bumper-adhesive-adc.jpg
SKU: ALI10909 | Alimed T-Foam Cushion Only, 18"W | AliMed Drop Seat fits almost any chair! Sturdy plastic drop seat attaches with strong webbing that independently adjusts in the front and the rear. Lowers seat up to 3". Use as a level seat or incline it for a wedge effect. Add a specially configured 2" thick AliMed Polyfoam or T-Foamâ„¢ Combo Cushion (1" high-density foam topped with 1" Medium T-Foam) that clears the crossbars. Sewn. Vinyl construction. Drop seat fits both 16" and 18"W x 16"D wheelchairs. | t-foam-cushion-only-18w-45b.jpg
SKU: ALI1808 | Alimed Drop Seat with 16"T-Foam Combo Cushion | AliMed Drop Seat fits almost any chair! Sturdy plastic drop seat attaches with strong webbing that independently adjusts in the front and the rear. Lowers seat up to 3". Use as a level seat or incline it for a wedge effect. Add a specially configured 2" thick AliMed Polyfoam or T-Foamâ„¢ Combo Cushion (1" high-density foam topped with 1" Medium T-Foam) that clears the crossbars. Sewn. Vinyl construction. Drop seat fits both 16" and 18"W x 16"D wheelchairs. | drop-seat-with-16t-foam-combo-cushion-288.jpg
SKU: ALI10908 | Alimed Drop Seat, 16"W T-Foam Cushion Only | AliMed Drop Seat fits almost any chair! Sturdy plastic drop seat attaches with strong webbing that independently adjusts in the front and the rear. Lowers seat up to 3". Use as a level seat or incline it for a wedge effect. Add a specially configured 2" thick AliMed Polyfoam or T-Foam Combo Cushion (1" high-density foam topped with 1" Medium T-Foam) that clears the crossbars. Sewn. Vinyl construction. Drop seat fits both 16" and 18"W x 16"D wheelchairs. | drop-seat-16w-t-foam-cushion-only-02d.jpg
SKU: SKIL754340 | Skil Care Thin-Line Ultra-Cushion with LSI Cover - 18 x 16 x 2.5 Inch | Ultra Cushion, Gel-Foam Vinyl w/LSI Cover | thin-line-ultra-cushion-with-lsi-cover-18-x-16-x-25-inch-44f.jpg
SKU: SKIL757108 | Skil Care Skil-Care Anti-Thrust Cushion, Foam, Soft Contoured Base | Anti-Thrust Cushion, Foam, Soft Contoured Base | skil-care-anti-thrust-cushion-foam-soft-contoured-base-355.jpg
SKU: CM1989A | Complete Medical Gel Wheelchair Cushion With Fleece Top | Gel and foam construction provide perfect weight distribution for maximum comfort while you sit. | gel-wheelchair-cushion-with-fleece-top-356.jpg
SKU: NOVA2601-2-2016 | Nova Gel Foam Cushion For Wheelchairs | Gel/Foam combination provides the user excellent weight distribution and even pressure relief. Non-flammable; cover is washable. Great for wheelchairs, transport chairs, or home and office seating comfort. It has a removable, machine washable polyester/cotton cover and a non-skid bottom with Velcro straps, which secure the cushion to the wheelchair. | gel-foam-cushion-for-wheelchairs-49d.jpg
SKU: CM1982A | Complete Medical Gel/Foam Wheelchair Cushion 16 x16 x2-1/2 | Feature 16 W x 16 D x 2 1/2 Custom and bariatric available (bariatric sizes increase weight capacity to 450 Lbs.) 250 Lbs. weight capacity Segmented gel bladder contains an aqueous highly viscous gel surrounded by a high density foam shell that is covered using a fluid-proof low shear nylon top with a medical grade vinyl bottom All cover materials and foam are fire-retardant and anti-microbial Medicare Code #KO652 Shipping Carton Size: 18 L x 16 W x 4 H | gel-foam-wheelchair-cushion-16-x16-x2-1-2-3c1.jpg
SKU: CM1705B | Complete Medical Gel/Foam Low Profile Cushion 18 x 16 x 1-3/4 | Custom and bariatric available (Bariatric sizes increase weight capacity to 450 Lbs.) Utilizes the same gel formulation and bladder design as the Economy Gel Cushion, Low nylon shear cover is anti-microbial and fluid-proof to protect the inner core. Excellent choice where a low profile cushion is necessary. | gel-foam-low-profile-cushion-18-x-16-x-1-3-4-3c2.jpg
SKU: CM1700H | Complete Medical Gel / Foam Position Wheelchair Cushion 22 x18 x (4-1/2-5 ) | Provides the most advanced pressure relieving therapeutic support and positioning available. Allows therapists to offer correct posture proper spinal alignment trunk stability and all the pressure relieving characteristics required for a seating application | gel-foam-position-wheelchair-cushion-22-x18-x-4-1-2-5--ac2.jpg
SKU: MAB513-7645-0200 | Briggs Healthcare DMI Gel Foam Flotation Cushion Oxford Nylon Cover Black | DMI Gel/Foam Flotation Cushion, Oxford Nylon Cover, Black, 16" x 18" x 2" | dmi-gel-foam-flotation-cushion-oxford-nylon-cover-black-a70.jpg
SKU: MAS8046-8 | Mason Medical Gel U Seat Bariatric Cushion | The Gel-U-Seatâ„¢ Lite cushion from Drive and Mason Medical is specifically designed to redistribute pressure to assist in the prevention of pressure ulcers while providing patient comfort by incorporating high-density foam surrounding a dual-chamber gel bladder. The fluid-resistant, low-shear stretch cover includes tie straps to secure to wheelchair. | gel-u-seat-bariatric-cushion-84e.jpg
SKU: CNTR30-740RGY | Contour Health Kabooti 3 in 1 Seating Comfort Solution Large Gray | The feature rich design of our Kabooti seat cushion offers a solution to many common aliments associated with seating discomfort from coccyx/ tailbone injury and lower back pain to pressure during prolonged sitting!The Kabooti 3-in1 complete seating solution combines the best feature of a donut ring, coccyx cushion and seat wedge to provide a complete seating solution. This brand new design is unlike any seat cushion you've ever seen! | kabooti-3-in-1-seating-comfort-solution-large-gray-85f.jpg
SKU: CNTR30-761GEL | Contour Health Kabooti Removable Ice Gel Insert for Comfort Ring | Never be without the cooling comfort of this Kabooti Ice Gel Pack when you use your Kabooti seat cushion. This reusable pack provides instant soothing relief and comfort with the natural power of ice. | kabooti-removable-ice-gel-insert-for-comfort-ring-741.jpg
SKU: MAS 8046-2 | Mason Medical Gel U Seat Cushion 18" x 16" x 3" | A specifically designed pressure reducing cushion to assist in the prevention and healing of pressure ulcers. High density foam encapsulates a dual chamber gel bladder that prevents migration. The Unitekâ„¢ nylon cover is low shear and waterproof. | gel-u-seat-cushion-18-x-16-x-3-fc0.jpg
SKU: MAS8046-1 | Mason Medical Gel-U-Seat Cushion | Features A specifically designed pressure reducing cushion to assist in the prevention and healing of pressure sore ulcers Viscous gel provides support for ischial tuberosities Fire-retardant polyurethane foam shell encapsulates an aqueous, non-toxic gel bladder Zippered cover with two varying handles Available with a waterproof cover Medicare reimbursable code HCPCS E2603 | gel-u-seat-cushion-324.jpg
SKU: SKIL757127 | Skil Care Cushions: Anti-Thrust Cushion, w/Gel Pod, Firm Contoured Base | Anti-Thrust Cushion, w/Gel Pod, Firm Contoured Base | cushions-anti-thrust-cushion-w-gel-pod-firm-contoured-base--607.jpg
SKU: SKIL912442B | Skil Care Skil-care Ornamental Therapy Gel Pad BLUE - TREE | Light Box Gel Pads - Quad Tree / Blue | skil-care-ornamental-therapy-gel-pad-blue-tree--c9b.jpeg
SKU: SKIL912442C | Skil Care Skil-care Ornamental Therapy Gel Pad CLEAR - TREE | Light Box Gel Pads - Quad Tree / Clear | skil-care-ornamental-therapy-gel-pad-clear-tree--317.jpeg
SKU: SKIL912442G | Skil Care Skil-care Ornamental Therapy Gel Pad GREEN - TREE | Light Box Gel Pads - Quad Tree / Green | skil-care-ornamental-therapy-gel-pad-green-tree-23d.jpeg
SKU: SKIL912442R | Skil Care Skil-Care Light Box Gel Pads - Quad Tree / Red # 912442R - 15"X15", each | Light Box Gel Pads - Quad Tree / Red | skil-care-light-box-gel-pads-quad-tree-red-912442r-15x15-each-2a2.jpeg
SKU: SKIL912442Y | Skil Care Skil-care Ornamental Therapy Gel Pad YELLOW - TREE | Light Box Gel Pads - Quad Tree / Yellow | skil-care-ornamental-therapy-gel-pad-yellow-tree--ca0.jpeg
SKU: SKIL912447G | Skil Care Skil-Care Light Box Gel Pads - Snow Flake / Green | Light Box Gel Pads - Snow Flake / Green | skil-care-light-box-gel-pads-snow-flake-green--db9.jpg
SKU: SKIL912447R | Skil Care Skil-Care Light Box Gel Pads - Snow Flake / Red | Light Box Gel Pads - Snow Flake / Red | skil-care-light-box-gel-pads-snow-flake-red-7f1.jpg
SKU: CM1988 | Complete Medical Coccyx Gel Seat Cushion with Fleece Top | Cut-out relieves pressure on the spine. 3" High density foam with gel pad center. Reduces pressure on the tail bone and spine. | coccyx-gel-seat-cushion-with-fleece-top-b3e.jpg
SKU: SKIL751150 | Skil Care Econo Gel Pad Vinyl with Polyester Cover 16" x 16" x 2" | A low rise pressure relief and redistribution cushion that is economical and can be used for all seating surfaces. | econo-gel-pad-vinyl-with-polyester-cover-16-x-16-x-2-439.png
SKU: SKIL751011 | Skil Care Gel-Foam Pad, 18" x 16" x 2 1/2" | Gel-Foam, Vinyl w/Low-Shear Cover *HCPCS code # K0669 | gel-foam-pad-18-x-16-x-2-1-2-bc0.jpg
SKU: ROSCWCF-163 | Roscoe Medical Foam Wheelchair Cushion with Nylon Cover | Made of high quality foam designed to contour the seating area, Roscoe Wheelchair Seat Cushions are perfect for stabilizing and supporting the body. Roscoe Gel Wheelchair Cushions are made with high resilient foam with an embedded gel bladder that provides pressure redistribution and weight-equalization. All cushions come with attractive retail packaging and a one year warranty. Roscoe Seat Cushions come in a wide variety of sizes to satisfy nearly all patient profiles | foam-wheelchair-cushion-with-nylon-cover-1e2.png
SKU: SKIL751042 | Skil Care Thin-Line Gel-Foam Cushion, 20" x 16" x 1.5" | Gel-Foam, Vinyl w/LSI Cover | thin-line-gel-foam-cushion-20-x-16-x-15-c4f.jpg
SKU: SKIL751170 | Skil Care Thin-Line Econo-Gel Cushion, Vinyl with Polyester, 16" x 16" x 1 1/2" | Econo-Gel, Vinyl w/Poly. Cover | thin-line-econo-gel-cushion-vinyl-with-polyester-16-x-16-x-1-1-2-988.jpg
SKU: SKIL751172 | Skil Care Thin-Line Econo-Gel Cushion 16" x 16" x 1 1/2" | Low-rise pressure relief at a budget price. | thin-line-econo-gel-cushion-16-x-16-x-1-1-2-e5d.jpg
SKU: SKIL751173 | Skil Care Thin Line EconoGel Cushion Vinyl Only | Thin-Line Econo-Gel Cushion. | thin-line-econogel-cushion-vinyl-only--ae7.jpg
SKU: SKIL751420 | Skil Care Thin-Line Position-Plus Cushion, 16" x 16" x 2 1/2" | Position Plus, Vinyl w/ Low-Sheer Cover | thin-line-position-plus-cushion-16-x-16-x-2-1-2-85f.jpg
SKU: SKIL751435 | Skil Care Thin-Line Position-Plus Cushion, 16" | Position Plus, Vinyl w/ Low-Sheer Cover | thin-line-position-plus-cushion-16-063.jpg
SKU: SKIL751180 | Skil Care Sittin' Pretty Econo-Gel Pad, Bimini Blue, 16" x 16" x 2" | Econo-Gel, Bimini Blue, 16" | sittin-pretty-econo-gel-pad-bimini-blue-16-x-16-x-2-d1e.jpg
SKU: SKIL751181 | Skil Care Sittin Pretty Econo Gel Pad Bimini Blue 18" x 16" x 2" | Skil-Care Sittin Pretty Econo Gel Pad is designed to relieve pressure and increase comfort for wheelchair users. | sittin-pretty-econo-gel-pad-bimini-blue-18-x-16-x-2-219.jpg
SKU: SKIL914430 | Skil Care X Gel Overlay Vinyl Only 18"W x 16"D x 1"H | This gel overlay can be used to upgrade any foam cushion to provide added pressure relief and redistribution. The gel overlay provides cooling effect to prevent ulcer formation. | x-gel-overlay-vinyl-only-18w-x-16d-x-1h-836.gif
SKU: SKIL751151 | Skil Care Econo Gel Pad Vinyl with Polyester Cover | Value priced, this gel and foam cushion reduces pressure and increases comfort, New anti-slip bottom for added user safety. | econo-gel-pad-vinyl-with-polyester-cover--c7d.jpg
SKU: SKIL751154 | Skil Care Econo-Gel Pad Vinyl Only 16" x 16" x 2" | Value-priced, popular gel and foam cushion. | econo-gel-pad-vinyl-only-16-x-16-x-2-4ff.jpg
SKU: SKIL751155 | Skil Care Econo-Gel Pad with Vinyl Cover | Value priced, this gel and foam cushion reduces pressure and increases comfort. | econo-gel-pad-with-vinyl-cover-146.jpg
SKU: SKIL758015 | Skil Care Leg Abductor Level Base with Gel-Foam | Leg Abductor/Level Base, Gel-Foam, Vinyl with Poly | leg-abductor-level-base-with-gel-foam-bca.jpg
SKU: SKIL754330 | Skil Care Gel-Foam Cushion with Vinyl-Cloth Cover - 18 x 16 x 4 Inch | Ultra-Cushion, Gel-Foam, 4 | gel-foam-cushion-with-vinyl-cloth-cover-18-x-16-x-4-inch-13a.jpg
SKU: ALI1319 | Alimed T-Gel Cushion with Black Knit Cover, 5/8"x16"x18" | T-Gel Cushion T-Gel elastomeric gel has the consistency of fatty tissue. It can "slide" and move laterally, so it is effective in reducing shear forces. Unconditionally guaranteed not to leak or dry out if accidentally punctured or cut. Do not confuse T-Gel with air or liquid systems that leak and require constant maintenance. Cut T-Gel without harming the material. Includes black knit or ripstop nylon cover. 5/8"H â€¢ 5-1/2 lbs. | t-gel-cushion-with-black-knit-cover-5-8x16x18-6c6.jpg
SKU: ALI1293 | Alimed T-Gel Plus Cushion, Black Knit Cover, 16"Wx16"L | T-Gel Plus Cushion combines slow-recovery T-Foam (Temper Foam) and elastomeric T-Gel for the best in pressure distribution and shear reduction. Features a 5/8"-thick T-Gel pad over a 1" thick Medium T-Foam layer. Allows uncomplicated transfer. Weighs half as much as other gel cushions. AliTane covering protects the T-Foam from incontinence. 1-5/8" thick. 8 lbs. Choose Black knit or Blue ripstop nylon cover. | t-gel-plus-cushion-black-knit-cover-16wx16l-3f5.jpg
SKU: ALI10003/NA/1416 | Alimed Action Xact Classic Cushion, 14"Wx16"D | Action Xact Classic Cushion for mid to high risk users. Reduces and distributes pressure to low-risk areas, while maintaining proper skin temperature. Incorporates a gel cube overlay on a contoured viscofoam pad with a sealed solid foam base. High laterals, moderate pommel and a pre-ischial ridge help maintain postural support and a neutral pelvis. Durable stretch knit cover. Body Smart cover also wicks moisture away from vulnerable skin and can be machine washed/dried.HCPCS Code E2607 for skin protection and positioning. Two year warranty. 4 3/8" H, 6.8 lbs., 250-lb. weight capacity. | action-xact-classic-cushion-14wx16d-f87.jpg
SKU: ALI10002/NA/2018 | Alimed Action Xact Lite Cushion, 20"Wx18"L | Action Xact Lite Cushion is 3-1/5 lbs. with a low profile design. Provides pressure reduction and anti-shearing properties. 1/4" thick AktonÂ® polymer-textured overlay on a contoured multi-layered foam base promotes therapeutic positioning and comfort. Durable stretch knit cover. Cover wicks moisture and is machine washable. HCPCS Code E2603 for skin protection. Two-year warranty. 2-3/4" thick. | action-xact-lite-cushion-20wx18l-5f7.jpg
SKU: ALI10003/NA/1616 | Alimed Action Xact Classic Cushion, 16"Wx16"D | Action XactÂ® Classic Cushion for mid to high risk users. Reduces and distributes pressure to low-risk areas, while maintaining proper skin temperature. Incorporates a gel cube overlay on a contoured viscofoam pad with a sealed solid foam base. High laterals, moderate pommel and a pre-ischial ridge help maintain postural support and a neutral pelvis. Durable stretch knit cover. Body SmartÂ® cover also wicks moisture away from vulnerable skin and can be machine washed/dried.HCPCS Code E2607 for skin protection and positioning. Two year warranty. 4 3/8" H, 6.8 lbs., 250-lb. weight capacity. | action-xact-classic-cushion-16wx16d-580.jpg
SKU: ALI10003/NA/1618 | Alimed Action Xact Classic Cushion, 16"Wx18"D | Action Xact Classic Cushion for mid to high risk users. Reduces and distributes pressure to low-risk areas, while maintaining proper skin temperature. Incorporates a gel cube overlay on a contoured viscofoam pad with a sealed solid foam base. High laterals, moderate pommel and a pre-ischial ridge help maintain postural support and a neutral pelvis. Durable stretch knit cover. Body Smart cover also wicks moisture away from vulnerable skin and can be machine washed/dried.HCPCS Code E2607 for skin protection and positioning. Two year warranty. 4 3/8" H, 6.8 lbs., 250-lb. weight capacity. | action-xact-classic-cushion-16wx18d-064.jpg
SKU: ALI10004/NA/1620 | Alimed Action Xact Classic Cushion, 16"Wx20"D | Action Xact Classic Cushion for mid to high risk users. Reduces and distributes pressure to low-risk areas, while maintaining proper skin temperature. Incorporates a gel cube overlay on a contoured viscofoam pad with a sealed solid foam base. High laterals, moderate pommel and a pre-ischial ridge help maintain postural support and a neutral pelvis. Durable stretch knit cover. Body Smart cover also wicks moisture away from vulnerable skin and can be machine washed/dried.HCPCS Code E2607 for skin protection and positioning. Two year warranty. 4 3/8" H, 6.8 lbs., 250-lb. weight capacity. | action-xact-classic-cushion-16wx20d-d4b.jpg
SKU: ALI10004/NA/2020 | Alimed Action Xact Classic Cushion, 20"Wx20"D | Action XactÂ® Classic Cushion for mid to high risk users. Reduces and distributes pressure to low-risk areas, while maintaining proper skin temperature. Incorporates a gel cube overlay on a contoured viscofoam pad with a sealed solid foam base. High laterals, moderate pommel and a pre-ischial ridge help maintain postural support and a neutral pelvis. Durable stretch knit cover. Body SmartÂ® cover also wicks moisture away from vulnerable skin and can be machine washed/dried.HCPCS Code E2607 for skin protection and positioning. Two year warranty. 4 3/8" H, 6.8 lbs., 250-lb. weight capacity. | action-xact-classic-cushion-20wx20d-574.jpg
SKU: ALI10003/NA/1414 | Alimed Action Xact Classic Cushion, 14"Wx14"D | Action Xact Classic Cushion for mid to high risk users. Reduces and distributes pressure to low-risk areas, while maintaining proper skin temperature. Incorporates a gel cube overlay on a contoured viscofoam pad with a sealed solid foam base. High laterals, moderate pommel and a pre-ischial ridge help maintain postural support and a neutral pelvis. Durable stretch knit cover. Body Smart cover also wicks moisture away from vulnerable skin and can be machine washed/dried.HCPCS Code E2607 for skin protection and positioning. Two year warranty. 4 3/8" H, 6.8 lbs., 250-lb. weight capacity. | action-xact-classic-cushion-14wx14d-6bd.jpg
SKU: ALI1272 | Alimed Super Economy Gel Cushion, 16"Wx16"D | AliMed Super-Econo Gel Wheelchair Cushion Meets requirements for E0192! Combines pressure-reducing gel bladder with foam cushion outer layer for maximum protection. Bacteriostatic and fluid resistant, urethane-coated, 200-denier nylon, washable, Navy top cover with zipper closure. Waterproof, grey Weblon bottom cover. Flame retardant: meets NFPA, 16 CFR, Part 1632, DOT, CaL TB 117. 7 lbs. | super-economy-gel-cushion-16wx16d-400.jpg
SKU: ALI1793 | Alimed Sit-Straight Coccyx Cushion with Checkerboard T-Gel Layer, Ocean Blue Cover, 18"Wx16"D | AliMed Coccyx Cushion w/Checkerboard T-Gel Topper features a scooped out area to alleviate pressure on the coccyx, T-Gel to help greatly reduce shear forces, T-Foam memory foam to reduce pressure, and a built-in Solid Seat Insert to help reduce sling seat sag and integrated wedge shape. An ideal solution for at risk patients! Polyurethane-backed nylon cover with grey, slip-proof bottom in black or blue print design. | sit-straight-coccyx-cushion-with-checkerboard-t-gel-layer-ocean-blue-cover-18wx16d-e30.jpg
SKU: ALI10001/NA/1616 | Alimed Action Xact Lite Cushion, 16"Wx16"L | Action Xact Lite Cushion is 3-1/5 lbs. with a low profile design. Provides pressure reduction and anti-shearing properties. 1/4" thick AktonÂ® polymer-textured overlay on a contoured multi-layered foam base promotes therapeutic positioning and comfort. Durable stretch knit cover. Cover wicks moisture and is machine washable. HCPCS Code E2603 for skin protection. Two-year warranty. 2-3/4" thick. | action-xact-lite-cushion-16wx16l-c40.jpg
SKU: ALI10001/NA/1618 | Alimed Action Xact Lite Cushion, 16"Wx18"L | Action Xact Lite Cushion is 3-1/5 lbs. with a low profile design. Provides pressure reduction and anti-shearing properties. 1/4" thick Akton polymer-textured overlay on a contoured multi-layered foam base promotes therapeutic positioning and comfort. Durable stretch knit cover. Cover wicks moisture and is machine washable. HCPCS Code E2603 for skin protection. Two-year warranty. 2-3/4" thick. | action-xact-lite-cushion-16wx18l-c8e.jpg
SKU: ALI10002/NA/1620 | Alimed Action Xact Lite Lite Cushion, 20"Wx16"L | Action Xact Lite Cushion is 3-1/5 lbs. with a low profile design. Provides pressure reduction and anti-shearing properties. 1/4" thick Akton polymer-textured overlay on a contoured multi-layered foam base promotes therapeutic positioning and comfort. Durable stretch knit cover. Cover wicks moisture and is machine washable. HCPCS Code E2603 for skin protection. Two-year warranty. 2-3/4" thick. | action-xact-lite-lite-cushion-20wx16l-3a0.jpg
SKU: ALI10002/NA/1820 | Alimed Action Xact Lite Cushion, 18"Wx20"L | Action Xact Lite Cushion is 3-1/5 lbs. with a low profile design. Provides pressure reduction and anti-shearing properties. 1/4" thick Akton polymer-textured overlay on a contoured multi-layered foam base promotes therapeutic positioning and comfort. Durable stretch knit cover. Cover wicks moisture and is machine washable. HCPCS Code E2603 for skin protection. Two-year warranty. 2-3/4" thick. | action-xact-lite-cushion-18wx20l-ebe.jpg
SKU: ALI10003/NA/1818 | Alimed Action Xact Classic Cushion, 18"Wx18"D | Action Xact Classic Cushion for mid to high risk users. Reduces and distributes pressure to low-risk areas, while maintaining proper skin temperature. Incorporates a gel cube overlay on a contoured viscofoam pad with a sealed solid foam base. High laterals, moderate pommel and a pre-ischial ridge help maintain postural support and a neutral pelvis. Durable stretch knit cover. Body SmartÂ® cover also wicks moisture away from vulnerable skin and can be machine washed/dried. | action-xact-classic-cushion-18wx18d-395.jpg
SKU: ALI10004/NA/1820 | Alimed Action Xact Classic Cushion, 18"Wx20"D | Action Xact Classic Cushion for mid to high risk users. Reduces and distributes pressure to low-risk areas, while maintaining proper skin temperature. Incorporates a gel cube overlay on a contoured viscofoam pad with a sealed solid foam base. High laterals, moderate pommel and a pre-ischial ridge help maintain postural support and a neutral pelvis. Durable stretch knit cover. Body SmartÂ® cover also wicks moisture away from vulnerable skin and can be machine washed/dried.HCPCS Code E2607 for skin protection and positioning. | action-xact-classic-cushion-18wx20d-7dd.jpg
SKU: ALI10004/NA/2016 | Alimed Action Xact Classic Cushion, 20"Wx16"D | Action Xact Classic Cushion for mid to high risk users. Reduces and distributes pressure to low-risk areas, while maintaining proper skin temperature. Incorporates a gel cube overlay on a contoured viscofoam pad with a sealed solid foam base. High laterals, moderate pommel and a pre-ischial ridge help maintain postural support and a neutral pelvis. Durable stretch knit cover. Body Smart cover also wicks moisture away from vulnerable skin and can be machine washed/dried.HCPCS Code E2607 for skin protection and positioning. | action-xact-classic-cushion-20wx16d-14e.jpg
SKU: ALI1553NYL | Alimed T-Gel Cushion with Solid Seat Insert | T-Gelâ„¢Cushion with Solid Seat Insert (SSI) reduces shear forces and provides a stable, flat sitting surface for sling-seat wheelchairs. Choose black knit or ripstop nylon cover. 2-1/4" thick. | t-gel-cushion-with-solid-seat-insert-070.jpg
SKU: ALI10001/NA/1816 | Alimed Action Xact Lite Cushion, 18"Wx16"L | Action Xact Lite Cushion is 3-1/5 lbs. with a low profile design. Provides pressure reduction and anti-shearing properties. 1/4" thick Akton polymer-textured overlay on a contoured multi-layered foam base promotes therapeutic positioning and comfort. Durable stretch knit cover. Cover wicks moisture and is machine washable. HCPCS Code E2603 for skin protection. Two-year warranty. 2-3/4" thick. | action-xact-lite-cushion-18wx16l-dce.jpg
SKU: ALI10002/NA/2020 | Alimed Action Xact Lite Cushion, 20"Wx20"L | Action Xact Lite Cushion is 3-1/5 lbs. with a low profile design. Provides pressure reduction and anti-shearing properties. 1/4" thick Akton polymer-textured overlay on a contoured multi-layered foam base promotes therapeutic positioning and comfort. Durable stretch knit cover. Cover wicks moisture and is machine washable. HCPCS Code E2603 for skin protection. Two-year warranty. 2-3/4" thick. | action-xact-lite-cushion-20wx20l-5ba.jpg
SKU: ALI10003/NA/1816 | Alimed Action Xact Classic Cushion, 18"Wx16"D | Action Xact Classic Cushion for mid to high risk users. Reduces and distributes pressure to low-risk areas, while maintaining proper skin temperature. Incorporates a gel cube overlay on a contoured viscofoam pad with a sealed solid foam base. High laterals, moderate pommel and a pre-ischial ridge help maintain postural support and a neutral pelvis. Durable stretch knit cover. Body Smart cover also wicks moisture away from vulnerable skin and can be machine washed/dried.HCPCS Code E2607 for skin protection and positioning. Two year warranty. 4 3/8" H, 6.8 lbs., 250-lb. weight capacity. | action-xact-classic-cushion-18wx16d-f2a.jpg
SKU: ALI10004/NA/2018 | Alimed Action Xact Classic Cushion, 20"Wx18"D | Action Xact Classic Cushion for mid to high risk users. Reduces and distributes pressure to low-risk areas, while maintaining proper skin temperature. Incorporates a gel cube overlay on a contoured viscofoam pad with a sealed solid foam base. High laterals, moderate pommel and a pre-ischial ridge help maintain postural support and a neutral pelvis. Durable stretch knit cover. Body SmartÂ® cover also wicks moisture away from vulnerable skin and can be machine washed/dried.HCPCS Code E2607 for skin protection and positioning. Two year warranty. 4 3/8" H, 6.8 lbs., 250-lb. weight capacity. | action-xact-classic-cushion-20wx18d-49f.jpg
SKU: ALI1273 | Alimed AliMed Super-Econo Gel Cushion, 18"Wx16"D | AliMed Super-Econo Gel Wheelchair Cushion Meets requirements for E0192! Combines pressure-reducing gel bladder with foam cushion outer layer for maximum protection. Bacteriostatic and fluid resistant, urethane-coated, 200-denier nylon, washable, Navy top cover with zipper closure. Waterproof, grey Weblon bottom cover. Flame retardant: meets NFPA, 16 CFR, Part 1632, DOT, CaL TB 117. 7 lbs. 12/cs. | alimed-super-econo-gel-cushion-18wx16d-fdf.jpg
SKU: ALI1554NYL | Alimed T-Gel Cushion with SSI, Nylon Cover, 16"x16" | T-Gel Cushion with Solid Seat Insert (SSI) reduces shear forces and provides a stable, flat sitting surface for sling-seat wheelchairs. Choose black knit or ripstop nylon cover. 2-1/4" thick. | t-gel-cushion-with-ssi-nylon-cover-16x16-6a9.png
SKU: ALI1790 | Alimed AliMed Sit-Straight Coccyx Cushion with Checkerboard T-Gel Layer | AliMed Coccyx Cushion w/Checkerboard T-Gel Topper features a scooped out area to alleviate pressure on the coccyx, T-Gel to help greatly reduce shear forces, T-Foam memory foam to reduce pressure, and a built-in Solid Seat Insert to help reduce sling seat sag and integrated wedge shape. An ideal solution for at risk patients! Polyurethane-backed nylon cover with grey, slip-proof bottom in Black or Blue print design. 3-1/2"H front, 2-1/2"H rear. | alimed-sit-straight-coccyx-cushion-with-checkerboard-t-gel-layer-d5c.jpg
SKU: ALI1791 | Alimed AliMed Sit-Straight Coccyx Cushion w/ Checkerboard T-Gel Layer | AliMed Coccyx Cushion w/Checkerboard T-Gel Topper features a scooped out area to alleviate pressure on the coccyx, T-Gel to help greatly reduce shear forces, T-Foam memory foam to reduce pressure, and a built-in Solid Seat Insert to help reduce sling seat sag and integrated wedge shape. An ideal solution for at risk patients! Polyurethane-backed nylon cover with grey, slip-proof bottom in black or blue print design. | alimed-sit-straight-coccyx-cushion-w-checkerboard-t-gel-layer-ed1.jpg
SKU: ALI1554 | Alimed T-Gel Cushion with SSI, Black Knit Cover, 16"x16" | T-Gel Cushion with Solid Seat Insert (SSI) reduces shear forces and provides a stable, flat sitting surface for sling-seat wheelchairs. Choose black knit or ripstop nylon cover. 2-1/4" thick. 6-lbs. | t-gel-cushion-with-ssi-black-knit-cover-16x16-431.jpg
SKU: ALI1792 | Alimed Sit-Straight Coccyx Cushion with Checkerboard T-Gel Layer, Ocean Blue Cover, 16"Wx16"D | AliMed Coccyx Cushion w/Checkerboard T-Gel Topper features a scooped out area to alleviate pressure on the coccyx, T-Gel to help greatly reduce shear forces, T-Foamâ„¢ memory foam to reduce pressure, and a built-in Solid Seat Insertâ„¢ to help reduce sling seat sag and integrated wedge shape. An ideal solution for at risk patients! Polyurethane-backed nylon cover with grey, slip-proof bottom in Black or Blue print design. 3-1/2"H front, 2-1/2"H rear. | sit-straight-coccyx-cushion-with-checkerboard-t-gel-layer-ocean-blue-cover-16wx16d-873.jpg
SKU: ALI10001/NA/1818 | Alimed Action Xact Lite Cushion, 18"Wx18"L | Action Xact Lite Cushion is 3-1/5 lbs. with a low profile design. Provides pressure reduction and anti-shearing properties. 1/4" thick Akton polymer-textured overlay on a contoured multi-layered foam base promotes therapeutic positioning and comfort. Durable stretch knit cover. Cover wicks moisture and is machine washable. HCPCS Code E2603 for skin protection. Two-year warranty. 2-3/4" thick. | action-xact-lite-cushion-18wx18l-156.jpg
SKU: ALI10002/NA/2016 | Alimed Action Xact Lite Cushion, 20"Wx16"L | Action Xact Lite Cushion is 3-1/5 lbs. with a low profile design. Provides pressure reduction and anti-shearing properties. 1/4" thick Akton polymer-textured overlay on a contoured multi-layered foam base promotes therapeutic positioning and comfort. Durable stretch knit cover. Cover wicks moisture and is machine washable. HCPCS Code E2603 for skin protection. Two-year warranty. 2-3/4" thick. | action-xact-lite-cushion-20wx16l-3c1.jpg
SKU: ALI70341 | Alimed T-GEL PLUS WBV Cushion | T-Gel Plus WBV Cushion combines space age T-Foam (used by NASA for astronaut seating) with a layer of elastromeric T-Gel to effectively reduce shear forces. Dampens vibration and absorbs shock, remaining comfortable even after long hours of use. 5/8"-thick T-Gel pad over 1" thick medium T-Foam. Black vinyl cover has ties for securing. Carry handles for easy transport. 16" x 16" x 1-5/8" overall thickness. 7 lbs. | t-gel-plus-wbv-cushion-608.jpg
SKU: SKIL751047 | Skil Care Stability Plus Gel-Foam Cushions, 18" x 16" x 2 1/2" | Gel-Foam Stability Plus, 18", w/Low-Shear Cover | stability-plus-gel-foam-cushions-18-x-16-x-2-1-2-765.jpg
SKU: SKIL751010 | Skil Care Gel-Foam Pad, 16" x 16" x 2 1/2" | Water-based gel lowers interface pressure and cools to eliminate perspiration. High-density foam prevents bottoming-out while increasing comfort and stability. Low-shear outer cover reduces skin-damaging friction - removes for easy laundering Incontinence-proof vinyl cover prevents urine from entering cushion. Wipes clean for easy care. Safety strap secures cushion to wheelchair. Special 18-month guarantee. New anti-slip bottom for added user safety. | gel-foam-pad-16-x-16-x-2-1-2-4a2.jpg
SKU: SKIL751012 | Skil Care Gel-Foam Pad 20" x 16" x 2 1/2" | Water-based gel lowers interface pressure and cools to eliminate perspiration. High-density foam prevents bottoming-out while increasing comfort and stability. Low-shear outer cover reduces skin-damaging friction - removes for easy laundering. Incontinence-proof vinyl cover prevents urine from entering cushion. Wipes clean for easy care. Safety strap secures cushion to wheelchair. Special 18-month guarantee. New anti-slip bottom for added user safety. | gel-foam-pad-20-x-16-x-2-1-2-c8c.jpg
SKU: SKIL751040 | Skil Care Thin-Line Gel-Foam Cushion, 18" x 16" x 1.5" | Gel flotation lowers interface pressure. Water-based gel cools to reduce skin-damaging perspiration. High-density foam prevents bottoming out. Incontinence-proof vinyl inner cover wipes clean. Launderable Low-Shear outer cover reduces skin-damaging friction. Safety strap secures cushion to wheelchair. Special 18-month guarantee. New anti-slip bottom for added use safety. | thin-line-gel-foam-cushion-18-x-16-x-15-814.jpg
SKU: SKIL751046 | Skil Care Stability Plus Gel-Foam Cushions, 16" x 16" x 2 1/2" | Separate chambers to assure stability. Raised pommel to control sliding. Water based gel to provide pressure relief, equalization and therapeutic cooling. High density foam base to prevent bottoming out. Heat sealed incontinent proof inner cover. Launderable outside stretch fabric Low Shear I cover for added comfort and with safety straps. | stability-plus-gel-foam-cushions-16-x-16-x-2-1-2-722.jpg
SKU: SKIL751048 | Skil Care Gel-Foam X-Cushion With Coccyx Cut Out, 20" x 16" x 2 1/2" | Unique X-design controls lateral leaning and forward sliding. Water-based gel surface provides pressure-relieving flotation. Cooling action reduces skin-damaging perspiration. High-density foam base prevents bottoming-out. Incontinent-proof vinyl inner cover wipes clean for easy care. Available launderable Low-Shear outer cover reduces skin friction and shear. Safety straps secure cushion to wheelchair. | gel-foam-x-cushion-with-coccyx-cut-out-20-x-16-x-2-1-2-814.jpg
SKU: SKIL754334 | Skil Care CUSHION ULTRA GEL-FOAM | Ultra-Cushion, Gel-Foam, 4 | cushion-ultra-gel-foam-89e.jpg
SKU: SKIL757108 | Skil Care Skil-Care Anti-Thrust Cushion, Foam, Soft Contoured Base | Anti-Thrust Cushion, Foam, Soft Contoured Base | skil-care-anti-thrust-cushion-foam-soft-contoured-base-355.jpg
SKU: SKIL757130 | Skil Care Cushions: Anti-Thrust Cushion, w/Gel, for Geri Chair | Anti-Thrust Cushion, w/Gel, for Geri Chair | cushions-anti-thrust-cushion-w-gel-for-geri-chair-c6a.jpg
SKU: SKIL914429 | Skil Care Skil Care Thin Line X Gel Overlay | This gel overlay can be used to upgrade any foam cushion to provide added pressure relief and redistribution. The gel overlay provides cooling effect to prevent ulcer formation. | skil-care-thin-line-x-gel-overlay-eb0.gif
SKU: SKIL914443 | Skil Care Back Support With Pocket For 16" Cushion with Coccyx Cut-Out | Provides simultaneous pressure relief to the back and seating area. Includes X-Gel cushion in seating area for pressure relief, cooling and comfort. Includes wipe-clean, stretch cover with tie straps. | back-support-with-pocket-for-16-cushion-with-coccyx-cut-out-4b1.jpg
SKU: SKIL914444 | Skil Care Back Support With Pocket For 18" Cushion with Coccyx Cut-Out | A portable cushion combo that provides added comfort to the back and seat of any16" to 18" chair. | back-support-with-pocket-for-18-cushion-with-coccyx-cut-out-d76.jpg
SKU: SKIL914481 | Skil Care Ultra Thin Gel Foam Cushion w/LSII Cover 16" x 16" | Very low profile gel foam cushion. Waterproof, heat sealed inner cover for incontinence and infection control protection. Low shear, stretch wipe-clean outer cover with tie straps. | ultra-thin-gel-foam-cushion-w-lsii-cover-16-x-16-da6.jpg
SKU: SKIL914482 | Skil Care Ultra Thin Gel Foam Cushion with LSII Cover 18" x 16" x 1" | A chair cushion that enjoys all the advantages of gel such as cooling, alternating pressure, relief and redistribution. Very low profile gel foam cushion. | ultra-thin-gel-foam-cushion-with-lsii-cover-18-x-16-x-1-369.jpg
SKU: SKIL914483 | Skil Care Ultra Thin Gel Foam Cushion with LSII Cover - 20" x 16" | A chair cushion that enjoys all the advantages of gel such as cooling, alternating pressure, relief and redistribution. | ultra-thin-gel-foam-cushion-with-lsii-cover-20-x-16--dda.jpg
SKU: SKIL912447Y | Skil Care Skil-Care Light Box Gel Pads - Snow Flake / Yellow | Light Box Gel Pads - Snow Flake / Yellow | skil-care-light-box-gel-pads-snow-flake-yellow--c00.jpg
SKU: CM1982K | Complete Medical Gel/Foam Wheelchair Cushion 24 x18 x2-1/2 | High-density foam surrounds a dual-chamber gel pod providing excellent pressure relief & comfort. Low Shear, anti-microbial, and fire-resistant fabric all incorporated into one fluid-proof removable cover. Slip-resistant bottom with Velcro straps help keep cushion in place. Custom and bariatric available (bariatric sizes increase weight capacity to 450 Lbs.) Segmented gel bladder contains an aqueous highly viscous gel surrounded by a high density foam shell that is covered using a fluid-proof low shear nylon top with a medical grade vinyl bottom. | gel-foam-wheelchair-cushion-24-x18-x2-1-2-885.jpg
SKU: SKIL307050 | Skil Care Lift Off Lap Cushion 16" - 18" | Releases easily as resident stands. | lift-off-lap-cushion-16-18-265.jpg
SKU: SKIL307051 | Skil Care Lift-Off Lap Cushion 20" - 22" | Lift-Off Lap Top Cushion, Black. | lift-off-lap-cushion-20-22-950.jpg
SKU: ALI76808 | Alimed Replacement Lap Cushion | Replacement Lap Cushion for Breakaway Lap Cushion with Alarm | replacement-lap-cushion-0ba.jpg
SKU: ALI77338 | Alimed Inflatable Lap Buddy | AliMedÂ® Inflatable Lap Buddy acts as a reminder to patients to ask for assistance before getting out of their wheelchair, while providing upper body support and posture assistance. Simply snugs into the wheelchair frame and provides a comfortable forearm and wrist/hand rest and is ideal to support light activity, such as reading. No hard edges to harm fragile skin. Unlike traditional lap buddies, this inflatable model can be deflated for easy storage when not in use. Seamless and easy to clean. Inflates quickly and easily with hand inflator bulb (included). | inflatable-lap-buddy-5bd.jpg
SKU: ALI88925 | Alimed Sit Straight Release Pommel Cushion with Wedge/SSI 18"W x 16"D | AliMed Sit-Straight Release Pommel Cushion has a pommel that conveniently drops out of the way to make transfers. The pommel of this pressure-relieving cushion attaches securely with a hook and loop strap. While in place, the pommel assists with hip abduction and provides a gentle reminder of the agitated individual who fidgets out of position on other cushions. For unhindered transfers, simply pull on the hook and loop strap to drop the pommel (it stays attached to the strap so it won't get lost) so the patient can scoot forward on the seat. This feature helps increase the patient's functional independence from sitting to standing. | sit-straight-release-pommel-cushion-with-wedge-ssi-18w-x-16d-504.jpg
SKU: ALI1120 | Alimed Sit Straight Wedge with Pommel Cushion | AliMed Sit Straight Wedge with Pommel Cushion controls hip abduction and forward sliding with the built-in pommel. Great for those with windswept deformity or pelvic obliquity, as the pommel helps keep hips and femurs aligned properly. Pommel is padded with a 1" layer of soft Polyfoam for added comfort. | sit-straight-wedge-with-pommel-cushion-1d9.jpg
SKU: ALI88927 | Alimed Sit Straight Release Pommel Cushion with SSI 18"Wx16"D | AliMed Sit-Straight Release Pommel Cushion has a pommel that conveniently drops out of the way to make transfers. The pommel of this pressure-relieving cushion attaches securely with a hook and loop strap. While in place, the pommel assists with hip abduction and provides a gentle reminder of the agitated individual who fidgets out of position on other cushions. For unhindered transfers, simply pull on the hook and loop strap to drop the pommel (it stays attached to the strap so it won't get lost) so the patient can scoot forward on the seat. This feature helps increase the patient's functional independence from sitting to standing.The Solid Seat Insert (SSI) model now has a concave bottom that fills the space of the sagging sling seat to create a stable, flat sitting surface. Black, no-slip nylon incontinence cover. | sit-straight-release-pommel-cushion-with-ssi-18wx16d-0f6.jpg
SKU: CMBCBLKLO | Complete Medical Replacement Lowback Cover | Replacement Cover for Lowback Backrest Support LBBLKCA | replacement-lowback-cover-492.jpg
SKU: CNTR1-901-124R | Contour Health Folding Bed Wedge Cover 24 Inch | The Contour Products Folding Bed Wedge Cover is specially designed to fit the unique shape of the Contour Products Folding Bed Wedge. Made of soft fleece material, the case protects the wedge and keeps it clean. This cover makes the wedge even more comfortable for your relaxation and recovery. Since the introduction of our first product in 1991, Contour Products has emerged as a recognized leader of specialty sleep, comfort and support solutions. Our products help to properly align the body for overall comfort and improved well-being. | folding-bed-wedge-cover-24-inch-ac0.jpg
SKU: ALI1532 | Alimed T-Gel Checkerboard Cushion with T-Foam, Black Knit Cover, 16"W x 16"L | T-Gel Checkerboard Cushion with T-Foam combines the optimal shear reduction of our elastomer gel top with the pressure relief of our premium medium T-Foam for a true skin protection cushion. Combo cushions raise the overall seat height by less than 2" to aid in proper positioning. | t-gel-checkerboard-cushion-with-t-foam-black-knit-cover-16w-x-16l-4f0.jpg
SKU: ALI1321 | Alimed T-Gel Cushion with Black Knit Cover, 5/8"x16"x16" | Unconditionally guaranteed not to leak or dry out if accidentally punctured or cut. Do not confuse T-Gel with air or liquid systems that leak and require constant maintenance. Cut T-Gel without harming the material. Includes black knit , or ripstop nylon cover. | t-gel-cushion-with-black-knit-cover-5-8x16x16-a02.jpg
SKU: ALI1766 | Alimed AeroCell II Pressure Relieving Wheelchair Cushions, Low Cell Cushion Cover, 18"x18"x 2" | The Low Cell (2"H) model is recommended for active clients who need a highly stable, lightweight cushion. Choose between single-valve or dual-valve options. Single-valve cushion inflates in one step. The dual-valve permits each side of the cushion to be inflated to a different degree of firmness for a custom fit. Includes a free Bulb Inflator. Flame and urine resistant. Cushion comes with a black stretch nylon washable cover with slip-resistant bottom. Cushion constructed of environmentally friendly polyurethane. Two-year warranty. 400 lb. capacity. Weighs 2-1/4 lbs. | aerocell-ii-pressure-relieving-wheelchair-cushions-low-cell-cushion-cover-18x18x-2-9f9.jpg
SKU: ALI1295 | Alimed T-Gel Plus Cushion with SSI, Black Knit Cover, 16"x16" | T-Gel Plus Cushion with a Solid Seat Insert incorporates a Solid Seat Insert base into the T-Gel Plus Cushion. The semirigid base fills in sling-seat sag to create a flatter, more stable sitting surface in sling-seat wheelchairs. 3-1/2" thick. 6 lbs., 7 oz. Choose black knit or ripstop nylon cover. | t-gel-plus-cushion-with-ssi-black-knit-cover-16x16-e09.jpg
SKU: ALI1294 | Alimed T-Gel Plus Cushion w/SSI, Black Knit Cover, 18"x16" | T-Gel Plus Cushion with a Solid Seat Insert incorporates a Solid Seat Insert base into the T-Gel Plus Cushion. The semirigid base fills in sling-seat sag to create a flatter, more stable sitting surface in sling-seat wheelchairs. 3-1/8" thick. 8-1/2 lbs. Choose Black knit or ripstop nylon cover. | t-gel-plus-cushion-w-ssi-black-knit-cover-18x16-e09.jpg
SKU: ALI1531 | Alimed T Gel Checkerboard Cushion with T Foam Black Knit Cover 18"W x 16"L | AliMedÂ® T-Gelâ„¢ Checkerboard Cushion with T-Foamâ„¢ combines the optimal shear reduction of our elastomer gel top with the pressure relief of our premium medium T-Foam for a true skin protection cushion. Combo cushions raise the overall seat height by less than 2" to aid in proper positioning. | t-gel-checkerboard-cushion-with-t-foam-black-knit-cover-18w-x-16l-f63.jpg
SKU: ALI1535 | Alimed T-Gel Checkerboard Cushion with T-Foam and Solid Seat Insert Black Knit Cover, 16"Wx16"L | T-Gel Checkerboard Cushion with T-Foam and Solid Seat Insert (Temper-Foam) and Solid Seat Insert combines checkerboard gel, foam and SSI for maximum pressure management and added stability. 3-1/4"H. 8-1/2 lbs. Available with Black stretch knit cover or nylon cover. | t-gel-checkerboard-cushion-with-t-foam-and-solid-seat-insert-black-knit-cover-16wx16l-f7c.jpg
SKU: ALI1536 | Alimed T-Gel Checkerboard Cushion with T-Foam and Solid Seat Insert, Black Knit Cover, 16"W x 16"L | T-Gel Checkerboard Cushion with T-Foam and Solid Seat Insert (Temper-Foam) and Solid Seat Insertâ„¢ combines checkerboard gel, foam and SSI for maximum pressure management and added stability. 3-1/4"H. 8-1/2 lbs. Available with Black stretch knit cover or nylon cover. | t-gel-checkerboard-cushion-with-t-foam-and-solid-seat-insert-black-knit-cover-16w-x-16l-6e7.jpg
SKU: ALI1555 | Alimed T-Gel Checkerboard Cushion with Solid Seat Insert, Black Knit Cover, 16"W x 16"L | T-Gel Checkerboard Cushion with Solid Seat Insert (SSI) reduces shear force and provides a stable, flat sitting surface for sling-seat wheelchairs. 2-1/4" thick. 6 lbs. Choose black knit or ripstop nylon cover. | t-gel-checkerboard-cushion-with-solid-seat-insert-black-knit-cover-16w-x-16l-0e2.jpg
SKU: ALI1533 | Alimed T-Gel Checkerboard Cushion with Solid Seat Insert, Black Knit Cover, 18"W x 16"L | T-GelCheckerboard Cushion with Solid Seat Insert (SSI) reduces shear force and provides a stable, flat sitting surface for sling-seat wheelchairs. 2-1/4" thick. Choose black knit or ripstop nylon cover | t-gel-checkerboard-cushion-with-solid-seat-insert-black-knit-cover-18w-x-16l-51f.jpg
SKU: ALI1292 | Alimed T-Gel Plus Cushion, Black Knit Cover, 18"W x 16"L | T-Gel Plus Cushion combines slow-recovery T-Foam (Temper Foam) and elastomeric T-Gel for the best in pressure distribution and shear reduction. Features a 5/8"-thick T-Gel pad over a 1" thick Medium T-Foam layer. Allows uncomplicated transfer. Weighs half as much as other gel cushions. AliTane covering protects the T-Foam from incontinence. 1-5/8" thick. 8 lbs. Choose Black knit or Blue ripstop nylon cover. | t-gel-plus-cushion-black-knit-cover-18w-x-16l-2ef.png
SKU: ALI1529 | Alimed T-Gel Checkerboard Cushion, Black Knit Cover, 18"W x 16"L | T-Gel Checkerboard Cushion is a great choice for minimum thickness applications. The checkerboard profile reduces shear and redistributes pressure. 3/4" thick. Choose black knit or ripstop nylon cover. | t-gel-checkerboard-cushion-black-knit-cover-18w-x-16l-667.jpg
SKU: ALI1530 | Alimed T-Gel Checkerboard Cushion, Black Polyknit Cover, 16"Wx16"L | T-Gel Checkerboard Cushion is a great choice for minimum thickness applications. The checkerboard profile reduces shear and redistributes pressure. 3/4" thick. Choose black knit or ripstop nylon cover. | t-gel-checkerboard-cushion-black-polyknit-cover-16wx16l-fa5.jpg
SKU: ALI1763 | Alimed AeroCell II Pressure Relieving Wheelchair Cushion, Low Cell Cushion Cover, 16" x 16"x 2" | AeroCell II Pressure Relieving Wheelchair Cushion, Low Cell are still the ideal solution for patients at risk of developing pressure sores, now, they are even more durable for longer protection against skin breakdown using inflatable air cells. The Low Cell (2"H) model is recommended for active clients who need a highly stable, lightweight cushion. Choose between single-valve or dual-valve options. Single-valve cushion inflates in one step. The dual-valve permits each side of the cushion to be inflated to a different degree of firmness for a custom fit. Includes a free Bulb Inflator. Flame and urine resistant. Cushion comes with a black stretch nylon washable cover with slip-resistant bottom. Cushion constructed of environmentally friendly polyurethane. Two-year warranty. 400 lb. capacity. Weighs 2-1/4 lbs. | aerocell-ii-pressure-relieving-wheelchair-cushion-low-cell-cushion-cover-16-x-16x-2-d7f.jpg
SKU: ALI1765 | Alimed AeroCell II Pressure Relieving Wheelchair Cushion, Low Cell Cushion Cover, 18" x 16" x 2" | AeroCell II Pressure Relieving Wheelchair Cushion, Low Cell are still the ideal solution for patients at risk of developing pressure sores, now, they are even more durable for longer protection against skin breakdown using inflatable air cells. The Low Cell (2"H) model is recommended for active clients who need a highly stable, lightweight cushion. Choose between single-valve or dual-valve options. Single-valve cushion inflates in one step. The dual-valve permits each side of the cushion to be inflated to a different degree of firmness for a custom fit. Includes a free Bulb Inflator. Flame and urine resistant. Cushion comes with a black stretch nylon washable cover with slip-resistant bottom. Cushion constructed of environmentally friendly polyurethane. Two-year warranty. 400 lb. capacity. Weighs 2-1/4 lbs. | aerocell-ii-pressure-relieving-wheelchair-cushion-low-cell-cushion-cover-18-x-16-x-2-6a9.jpg
SKU: ALI1767 | Alimed AeroCell II Pressure Relieving Wheelchair Cushion, Low Cell Cushion Cover, 20" x 18"x 2" | AeroCell II Pressure Relieving Wheelchair Cushion, Low Cell are still the ideal solution for patients at risk of developing pressure sores, now, they are even more durable for longer protection against skin breakdown using inflatable air cells. The Low Cell (2"H) model is recommended for active clients who need a highly stable, lightweight cushion. Choose between single-valve or dual-valve options. Single-valve cushion inflates in one step. The dual-valve permits each side of the cushion to be inflated to a different degree of firmness for a custom fit. Includes a free Bulb Inflator. Flame and urine resistant. Cushion comes with a black stretch nylon washable cover with slip-resistant bottom. Cushion constructed of environmentally friendly polyurethane. Two-year warranty. 400 lb. capacity. Weighs 2-1/4 lbs. | aerocell-ii-pressure-relieving-wheelchair-cushion-low-cell-cushion-cover-20-x-18x-2-345.jpg
SKU: SKIL781030 | Skil Care Cushions: Universal L/S II Cush Cover with Straps | Universal L/S II Cush Cover with Straps | cushions-universal-l-s-ii-cush-cover-with-straps--39c.jpg
SKU: SKIL781031 | Skil Care MATTRESS COVER 18X16X3/4 Cushion cover 18x16x3/4'' universal w/strap | Universal L/S II Cush Cover with Straps | -mattress-cover-18x16x3-4-cushion-cover-18x16x3-4-universal-w-strap--5eb.jpg
SKU: SKIL781065 | Skil Care Skil-Care LS II Cover for X-Gel Overlay, 18" # 781065 - 18"x16"x1", each | LS II Cover for X-Gel Overlay, 18" | skil-care-ls-ii-cover-for-x-gel-overlay-18-781065-18x16x1-each-e61.jpg
SKU: SKIL781066 | Skil Care Cushions: LS II Cover for X-Gel Overlay, 16" | LS II Cover for X-Gel Overlay, 16" | cushions-ls-ii-cover-for-x-gel-overlay-16--629.jpg
SKU: SKIL914441 | Skil Care Visco Cushion Topper with LSII Cover, 18" x 16" x 1" | Covered visco foam topper upgrades any foam cushion. Pressure relieving Visco foam Outer stretch Low Shear II, water proof cover with tie straps. | visco-cushion-topper-with-lsii-cover-18-x-16-x-1-62e.jpg
SKU: SKIL751025 | Skil Care Gel Foam Vinyl Cushion with Coccyx Cutout And LSI Cover 18" x 16" x 2 1/2" | A chair cushion that enjoys all the advantages of gel such as cooling, alternating pressure, relief and redistribution. | gel-foam-vinyl-cushion-with-coccyx-cutout-and-lsi-cover-18-x-16-x-2-1-2-b50.jpg
SKU: ALI1089 | Alimed Basic Soft Wedge, 16" X 16", Polyester Knit Cover | AliMed Basic Wedge This simple wedge design creates a comfortable sitting surface that discourages slouching and maximizes sitting tolerance. High-density polyurethane foam contours to body for added support, yet holds its shape even with long-term use. 3" high front tapers to 1" in rear. Cover options: Choose between two removable covers. Nonslip Vinyl Cover is a wipe-clean fabric that further limits forward sliding and is great for long-term durability. Polyester Knit Cover is a washable polyester fabric that enhances comfort and reduces heat buildup. | basic-soft-wedge-16-x-16-polyester-knit-cover-e3a.jpg
SKU: ALI1118 | Alimed Basic Cushion with Solid Seat Insert, Gel Insert, Std Cover, 16" X 16" | AliMed Stroke Cushions with Low-Profile Solid Seat Insert (SSI) meets the wheelchair positioning needs of stroke patients. Made of rigid, closed-cell foam, the SSI has a concave bottom to fill a wheelchair's sagging sling seat. Low-profile cushion allows the user's legs to reach the floor so he or she can self-propel the wheelchair. Gel/cushion interface helps prevent window edema by creating a gradual pressure transition between the firmness of the solid seat insert and the soft, pressure-relieving gel insert. Front waterfall edge reduces pressure at distal edges of thighs.Basic Stroke Cushion with SSI Gel insert in the rear of the Solid Seat Insert offers excellent coccyx protection. | basic-cushion-with-solid-seat-insert-gel-insert-std-cover-16-x-16-ae9.jpg
SKU: ALI1290 | Alimed Sit-Straight Pressure Relief Cushion w/Standard Cover, 18" x 16" | AliMed Sit-Straight Pressure Relief Cushion Same features as Sit-Straight Basic plus a top layer of yellow extra-soft T-Foam (Temper Foam) for better pressure distribution. T-Foam's self-molding, gel-like consistency provides an outstanding antidecubitus sitting surface. Tapered distal edge relieves pressure on thighs. Center front 4-1/2"H, center back 3-1/2"H. Dark gray no-slip cover is waterproof with water-resistant seams. Remove for laundering. | sit-straight-pressure-relief-cushion-w-standard-cover-18-x-16-181.jpg
SKU: NYO9597-AGL-181603 | NY Orthopedic Apex Leg Abductor Gel-Foam Cushion, 18" x 16" x 3" | RECOMMENDED USE: Patients at low risk for pressure ulcers, requiring posture support and/or with abduction contracture.The APEX Gel-Foam Cushion features an innovative design that chambers the gel-pod closer to the top of the cushion providing a cooler interface between the patient and wheelchair. Internal dual gel chamber evenly maintains gel in the area of the highest pressure, preventing skin breakdown. A high-performance, 4-way stretch cover, improves moisture evaporation and enhances the APEX design features mentioned above. | apex-leg-abductor-gel-foam-cushion-18-x-16-x-3-0ce.jpg
SKU: NYO9597-GEL-161602 | NY Orthopedic 2" APEX Gel- Foam Cushion, 16" x 16" | The APEX Gel-Foam Cushion features an innovative design that chambers the gel-pod closer to the top of the cushion providing a cooler interface between the patient and wheelchair. This direct interface further improves comfort and stability with a dual gel-pod that is close-up to the patient. Internal gel chamber evenly maintains gel in the area of the highest pressure, preventing skin breakdown. A high-performance, 4-way stretch cover, improves moisture evaporation and enhances the APEX design features mentioned above. | 2-apex-gel-foam-cushion-16-x-16-1ed.jpg
SKU: NYO9597-GEL-161603 | NY Orthopedic 3" APEX Gel- Foam Cushion, 16" x 16" | The APEX Gel-Foam Cushion features an innovative design that chambers the gel-pod closer to the top of the cushion providing a cooler interface between the patient and wheelchair. This direct interface further improves comfort and stability with a dual gel-pod that is close-up to the patient. Internal gel chamber evenly maintains gel in the area of the highest pressure, preventing skin breakdown. A high-performance, 4-way stretch cover, improves moisture evaporation and enhances the APEX design features mentioned above. | 3-apex-gel-foam-cushion-16-x-16-8c7.jpg
SKU: NYO9597-GEL-181602 | NY Orthopedic 2" APEX Gel- Foam Cushion, 18" x 16" | The APEX Gel-Foam Cushion features an innovative design that chambers the gel-pod closer to the top of the cushion providing a cooler interface between the patient and wheelchair. This direct interface further improves comfort and stability with a dual gel-pod that is close-up to the patient. Internal gel chamber evenly maintains gel in the area of the highest pressure, preventing skin breakdown. A high-performance, 4-way stretch cover, improves moisture evaporation and enhances the APEX design features mentioned above. | 2-apex-gel-foam-cushion-18-x-16-603.jpg
SKU: NYO9597-GEL-181603 | NY Orthopedic 3" APEX Gel- Foam Cushion, 18" x 16" | The APEX Gel-Foam Cushion features an innovative design that chambers the gel-pod closer to the top of the cushion providing a cooler interface between the patient and wheelchair. This direct interface further improves comfort and stability with a dual gel-pod that is close-up to the patient. Internal gel chamber evenly maintains gel in the area of the highest pressure, preventing skin breakdown. A high-performance, 4-way stretch cover, improves moisture evaporation and enhances the APEX design features mentioned above. | 3-apex-gel-foam-cushion-18-x-16-d7f.jpg
SKU: NYO9597-GEL-201602 | NY Orthopedic 2" APEX Gel- Foam Cushion, 20" x 16" | The APEX Gel-Foam Cushion features an innovative design that chambers the gel-pod closer to the top of the cushion providing a cooler interface between the patient and wheelchair. This direct interface further improves comfort and stability with a dual gel-pod that is close-up to the patient. Internal gel chamber evenly maintains gel in the area of the highest pressure, preventing skin breakdown. A high-performance, 4-way stretch cover, improves moisture evaporation and enhances the APEX design features mentioned above. | 2-apex-gel-foam-cushion-20-x-16-770.jpg
SKU: NYO9597-GEL-201603 | NY Orthopedic 3" Apex Gel Foam Cushion 20" x 16" | The APEX Gel-Foam Cushion features an innovative design that chambers the gel-pod closer to the top of the cushion providing a cooler interface between the patient and wheelchair. This direct interface further improves comfort and stability with a dual gel-pod that is close-up to the patient. Internal gel chamber evenly maintains gel in the area of the highest pressure, preventing skin breakdown. A high-performance, 4-way stretch cover, improves moisture evaporation and enhances the APEX design features mentioned above. | 3-apex-gel-foam-cushion-20-x-16-5e7.jpg
SKU: NYO9597-GEL-201802 | NY Orthopedic 2" APEX Gel- Foam Cushion, 20" x 18" | The APEX Gel-Foam Cushion features an innovative design that chambers the gel-pod closer to the top of the cushion providing a cooler interface between the patient and wheelchair. This direct interface further improves comfort and stability with a dual gel-pod that is close-up to the patient. Internal gel chamber evenly maintains gel in the area of the highest pressure, preventing skin breakdown. A high-performance, 4-way stretch cover, improves moisture evaporation and enhances the APEX design features mentioned above. | 2-apex-gel-foam-cushion-20-x-18-e09.jpg
SKU: NYO9597-GEL-221803 | NY Orthopedic 3" APEX Gel- Foam Cushion, 22" x 18" | The APEX Gel-Foam Cushion features an innovative design that chambers the gel-pod closer to the top of the cushion providing a cooler interface between the patient and wheelchair. This direct interface further improves comfort and stability with a dual gel-pod that is close-up to the patient. Internal gel chamber evenly maintains gel in the area of the highest pressure, preventing skin breakdown. A high-performance, 4-way stretch cover, improves moisture evaporation and enhances the APEX design features mentioned above. | 3-apex-gel-foam-cushion-22-x-18-532.jpg
SKU: NYO9597-VSC-181604 | NY Orthopedic Apex Memory Foam Cushion, 18" x 16" | RECOMMENDED USE: Patients at low risk for pressure ulcers.The APEX Memory Foam Cushion features a triple layer design that provides control, stability and the comfort of memory foam. A high-performance, 4-way stretch cover, improves moisture evaporation. This combination helps prevent pressure ulcers, improve patient comfort and correct patient positioning. | apex-memory-foam-cushion-18-x-16-2cc.jpg
SKU: NYO9597-WGL-181642 | NY Orthopedic Apex Wedge Gel-Foam Cushion, 18" x 16" x 4" x 2" | The APEX Wedge Gel-Foam Cushion features an innovative design that chambers the gel-pod closer to the top of the cushion providing a cooler interface between the patient and wheelchair. This direct interface further improves comfort and stability with a dual gel-pod that is close-up to the patient. Internal gel chamber evenly maintains gel in the area of the highest pressure, preventing skin breakdown. A high-performance, 4-way stretch cover, improves moisture evaporation and enhances the APEX design features mentioned above. | apex-wedge-gel-foam-cushion-18-x-16-x-4-x-2-1fc.jpg
SKU: NYO9597-WGL-201842 | NY Orthopedic Apex Wedge Gel-Foam Cushion, 20" x 18" x 4" x 2" | The APEX Wedge Gel-Foam Cushion features an innovative design that chambers the gel-pod closer to the top of the cushion providing a cooler interface between the patient and wheelchair. This direct interface further improves comfort and stability with a dual gel-pod that is close-up to the patient. Internal gel chamber evenly maintains gel in the area of the highest pressure, preventing skin breakdown. A high-performance, 4-way stretch cover, improves moisture evaporation and enhances the APEX design features mentioned above. | apex-wedge-gel-foam-cushion-20-x-18-x-4-x-2-7aa.jpg
SKU: NYO9599-G-181603 | NY Orthopedic Apex Core Gel- Foam Cushion, 18" x 16" x 3" | The APEX CORE Gel-Foam Cushion combines a firm core foundation that eliminates hammocking with the superlative APEX innovative design that chambers the gel-pod closer to the top of the cushion providing a cooler interface between the patient and wheelchair. This direct interface further improves comfort and stability with a dual gel pod that is close up to the patient. Internal gel chamber evenly maintains gel in the area of the highest pressure, preventing skin breakdown. A high-performance pressure reducing fabric promotes healing via active evaporation of moisture and cooling at patient pressure points. | apex-core-gel-foam-cushion-18-x-16-x-3-5ad.jpg
SKU: NYO9599-G-201603 | NY Orthopedic Apex Core Gel- Foam Cushion, 20" x 16" x 3" | Innovative APEX CORE design provides a firm foundation, cools and reduces body interface pressureBreathable 4-way stretch removable cover with anti-slip bottomAnti-microbial, water-resistant, mildew-resistantAqueous dual gel-pod reduces gel migrationEasy to attach quick-release strapsMeets CA 117 standards | apex-core-gel-foam-cushion-20-x-16-x-3-bd4.jpg
SKU: NYO9599-GCP-181603 | NY Orthopedic Apex Core Coccyx Pommel Gel- Foam Cushion, 18" x 16" x 3" | The APEX CORE Coccyx Pommel Gel-Foam Cushion combines a firm core foundation that eliminates hammocking with the superlative APEX innovative design that chambers the gel pod closer to the top of the cushion providing a cooler interface between the patient and wheelchair. This direct interface further improves comfort and stability with a dual gel-pod that is close up to the patient. Internal gel chamber evenly maintains gel in the area of the highest pressure, preventing skin breakdown. A high performance pressure reducing fabric promotes healing via active evaporation of moisture and cooling at patient pressure points. | apex-core-coccyx-pommel-gel-foam-cushion-18-x-16-x-3-df1.jpg
SKU: NYO9599-GCP-201603 | NY Orthopedic Apex Core Coccyx Pommel Gel- Foam Cushion, 20" x 16" x 3" | The APEX CORE Coccyx Pommel Gel-Foam Cushion combines a firm core foundation that eliminates hammocking with the superlative APEX innovative design that chambers the gel pod closer to the top of the cushion providing a cooler interface between the patient and wheelchair. This direct interface further improves comfort and stability with a dual gel-pod that is close up to the patient. Internal gel chamber evenly maintains gel in the area of the highest pressure, preventing skin breakdown. A high performance pressure reducing fabric promotes healing via active evaporation of moisture and cooling at patient pressure points. | apex-core-coccyx-pommel-gel-foam-cushion-20-x-16-x-3-3f4.jpg
SKU: NYO9599-GCP-221603 | NY Orthopedic Apex Core Coccyx Pommel Gel- Foam Cushion, 22" x 16" x 3" | The APEX CORE Coccyx Pommel Gel-Foam Cushion combines a firm core foundation that eliminates hammocking with the superlative APEX innovative design that chambers the gel pod closer to the top of the cushion providing a cooler interface between the patient and wheelchair. This direct interface further improves comfort and stability with a dual gel-pod that is close up to the patient. Internal gel chamber evenly maintains gel in the area of the highest pressure, preventing skin breakdown. A high performance pressure reducing fabric promotes healing via active evaporation of moisture and cooling at patient pressure points. | apex-core-coccyx-pommel-gel-foam-cushion-22-x-16-x-3-2fa.jpg
SKU: NYO9599-GW-181642 | NY Orthopedic Apex Core Wedge Gel- Foam Cushion, 18" x 16" x 4" x 2" | The APEX CORE Wedge Gel-Foam Cushion helps prevent forward sliding and assists in posterior pelvic tilting.The APEX CORE Wedge Gel-Foam Cushion combines a firm core foundation that eliminates hammocking with the superlative APEX innovative design that chambers the gel pod closer to the top of the cushion providing a cooler interface between the patient and wheelchair. This direct interface further improves comfort and stability with a dual gel-pod that is close up to the patient. Internal gel chamber evenly maintains gel in the area of the highest pressure, preventing skin breakdown. A high performance pressure reducing fabric promotes healing via active evaporation of moisture and cooling at patient pressure points. | apex-core-wedge-gel-foam-cushion-18-x-16-x-4-x-2-3de.jpg
SKU: NYO9599-GW-201642 | NY Orthopedic Apex Core Wedge Gel- Foam Cushion, 20" x 16" x 4" x 2" | The APEX CORE Wedge Gel-Foam Cushion helps prevent forward sliding and assists in posterior pelvic tilting.The APEX CORE Wedge Gel-Foam Cushion combines a firm core foundation that eliminates hammocking with the superlative APEX innovative design that chambers the gel pod closer to the top of the cushion providing a cooler interface between the patient and wheelchair. This direct interface further improves comfort and stability with a dual gel-pod that is close up to the patient. Internal gel chamber evenly maintains gel in the area of the highest pressure, preventing skin breakdown. A high performance pressure reducing fabric promotes healing via active evaporation of moisture and cooling at patient pressure points. | apex-core-wedge-gel-foam-cushion-20-x-16-x-4-x-2-495.jpg
SKU: NYO9599-GWP-181642 | NY Orthopedic Apex Core Wedge Pommel Gel-Foam Cushion, 18" x 16" x 4" x 2" | RECOMMENDED USE: Patients at low risk for pressure ulcers, requiring posture support, hip positioning and/or inclined to slide forward.Firm CORE Foundation: High density beveled polyethylene provides a firm foundation that eliminates hammocking. Innovative APEX Design Cools and Reduces Body Interface Pressure: Dual density foam layers provides a soft top entry layer promoting direct interface with cooling gel-pod and a higher density base layer for support and pressure distribution. This top-design brings the gel-pod up close so you can feel the superior comfort and stability. Breathable 4-Way Stretch Removable Cover: High performance pressure reducing fabric promotes healing via active evaporation of moisture and cooling at patient pressure points. Antimicrobial, water-resistant and mildew-resistant. Aqueous Dual Gel-Pod: Dual chamber gel-pod reduces gel migration. Slip resistant bottom with easy to attach quick-release straps keep cushion in place. Meets CA 117 standards. | apex-core-wedge-pommel-gel-foam-cushion-18-x-16-x-4-x-2-816.jpg
SKU: NYO9599-GWP-201642 | NY Orthopedic Apex Core Wedge Pommel Gel-Foam Cushion, 20" x 16" x 4" x 2" | RECOMMENDED USE: Patients at low risk for pressure ulcers, requiring posture support, hip positioning and/or inclined to slide forward.Firm CORE Foundation: High density beveled polyethylene provides a firm foundation that eliminates hammocking. Innovative APEX Design Cools and Reduces Body Interface Pressure: Dual density foam layers provides a soft top entry layer promoting direct interface with cooling gel-pod and a higher density base layer for support and pressure distribution. This top-design brings the gel-pod up close so you can feel the superior comfort and stability. Breathable 4-Way Stretch Removable Cover: High performance pressure reducing fabric promotes healing via active evaporation of moisture and cooling at patient pressure points. Antimicrobial, water-resistant and mildew-resistant. Aqueous Dual Gel-Pod: Dual chamber gel-pod reduces gel migration. Slip resistant bottom with easy to attach quick-release straps keep cushion in place. Meets CA 117 standards. | apex-core-wedge-pommel-gel-foam-cushion-20-x-16-x-4-x-2-f68.jpg
SKU: SKIL751201 | Skil Care Sittin Pretty Gel Foam Pad Bimini Blue Foam Cushion | Sittin Pretty Gel Foam Pad Bimini Blue Foam Cushion | sittin-pretty-gel-foam-pad-bimini-blue-foam-cushion--6e0.jpg
SKU: SKIL758025 | Skil Care Leg Abductor Wedge Base with Foam | Leg Abductor/Wedge Base, Gel-Foam, Vinyl with Poly. Cover | leg-abductor-wedge-base-with-foam-2cc.jpg
SKU: SKIL751210 | Skil Care Slide-Guard Cushion, Gel-Foam, Firm Foundation with Vinyl and Low-Shear Cover, 18" x 16" x 3" | Slide-Guard Cush, Gel-Foam, Firm, Vinyl w/ LSI Cvr | slide-guard-cushion-gel-foam-firm-foundation-with-vinyl-and-low-shear-cover-18-x-16-x-3-f7e.jpg
SKU: SKIL751230 | Skil Care Slide-Guard Cushion, Gel-Foam, Soft Foundation with Vinyl and Low-Shear Cover, 18" x 16" x 2 1/2" | Slide-Guard Cush, Gel-Foam, Soft, Vinyl w/ LSI Cvr | slide-guard-cushion-gel-foam-soft-foundation-with-vinyl-and-low-shear-cover-18-x-16-x-2-1-2-ab8.jpg
SKU: SKIL503025 | Skil Care Gel-Foam Heel Cushion | Gel-Foam Heel Cushion | gel-foam-heel-cushion-064.jpg
SKU: ALI1865 | Alimed Sit-Straight Gel Cushion with Print Slipcover, 18"X16" | AliMed Sit-Straight Pressure Relief Cushion Same features as Sit-Straight Basic plus a top layer of yellow extra-soft T-Foam (Temper Foam) for better pressure distribution. T-Foam's self-molding, gel-like consistency provides an outstanding antidecubitus sitting surface. Tapered distal edge relieves pressure on thighs. Center front 4-1/2"H, center back 3-1/2"H. Dark gray no-slip cover is waterproof with water-resistant seams. Remove for laundering. | sit-straight-gel-cushion-with-print-slipcover-18x16-60e.jpg
SKU: ALI1260 | Alimed Solid Seat Insert with Cover 18" x 16" | AliMed Solid Seat Insert (SSI) provides a flat sitting foundation for any cushion. Helps balance user's weight for stability and to reduce the tendency of forward sliding. Creates minimal seat rise so user's feet will reach floor. This allows the post-CVA wheelchair user to easily propel chair using one arm and one leg while getting the benefits of a level surface: a balanced pelvis, even weight distribution over both ischial tuberosities, and improved posture.Firm closed-end foam with a convex bottom and flat top. Smooth surface wipes clean. | solid-seat-insert-with-cover-18-x-16-3bc.jpg
SKU: ALI1117 | Alimed Basic Cushion with Solid Seat Insert, Gel Insert, Std Cover, 18"W x 16"D | AliMed Stroke Cushions with Low-Profile Solid Seat Insert (SSI) meets the wheelchair positioning needs of stroke patients. Made of rigid, closed-cell foam, the SSI has a concave bottom to fill a wheelchair's sagging sling seat. Low-profile cushion allows the user's legs to reach the floor so he or she can self-propel the wheelchair. Gel/cushion interface helps prevent window edema by creating a gradual pressure transition between the firmness of the solid seat insert and the soft, pressure-relieving gel insert. Front waterfall edge reduces pressure at distal edges of thighs. | basic-cushion-with-solid-seat-insert-gel-insert-std-cover-18w-x-16d-335.jpg
SKU: ALI1314 | Alimed Solid Seat Insert with Pommel, with T-Foam Layer, 18" x 16" | AliMed Solid Seat Insert with Pommel Here's a truly useful abduction wedge that also eliminates wheelchair seat sag. Fixed pommel resists collapse for the most secure positioning. Pommel is padded with soft, comfortable, polyfoam. For more cushioning and enhanced pressure distribution, choose the model with a 1" T-Foam (Temper Foam) or T-Gelâ„¢ layer covering the entire sitting surface.The solid seat insert is only 1-1/2" thick at the center and effectively fills sling seat sag. The cushion is upholstered in slip-resistant, liquid-resistant vinyl. Back ties included, plus a square of ScootGard which can be used between the cushion and seat to prevent slippage. | solid-seat-insert-with-pommel-with-t-foam-layer-18-x-16-f67.jpg
SKU: ALI1391 | Alimed Stroke T-Foam Cushion with SSI, Gel Insert, Std Cover, 18"Wx16"D | AliMed Stroke Cushions with Low-Profile Solid Seat Insert (SSI) meets the wheelchair positioning needs of stroke patients. Made of rigid, closed-cell foam, the SSI has a concave bottom to fill a wheelchair's sagging sling seat. Low-profile cushion allows the user's legs to reach the floor so he or she can self-propel the wheelchair. Gel/cushion interface helps prevent window edema by creating a gradual pressure transition between the firmness of the solid seat insert and the soft, pressure-relieving gel insert. Front waterfall edge reduces pressure at distal edges of thighs. | stroke-t-foam-cushion-with-ssi-gel-insert-std-cover-18wx16d-2d6.jpg
SKU: ALI1862 | Alimed Sit-Straight Coccyx Relief Cushion with Ocean Blue Slipcover, 16"W x 16"D | AliMed Sit-Straight Coccyx Relief Cushion combines all the benefits of our Basic Sit-Straightâ„¢ Cushion (#1250), plus a dished area in the back of the cushion for pressure relief at the base of the spine. A uniform top layer of soft pink T-Foamâ„¢ (Temper-Foam) provides anatomical conformation, while the resilient, high-density foam offers cushioning and support. The convex solid seat insert base provides a superior sitting platform. | sit-straight-coccyx-relief-cushion-with-ocean-blue-slipcover-16w-x-16d-ceb.jpg
SKU: ALI1121 | Alimed Sit Straight with Pommel Cushion 16"D x 16"W | AliMedÂ® Sit-Straightâ„¢Â Wedge with Pommel CushionÂ Control hip adduction and forward sliding withthe built-in pommel. Great for those with windswept deformity or pelvic obliquity, as the pommel helps keep hips and femurs aligned properly. Pommel is padded with a 1" layer of soft Polyfoam for added comfort.Â Â | sit-straight-with-pommel-cushion-16d-x-16w-806.jpg
SKU: ALI1291 | Alimed Sit-Straight Pressure Relief Cushion with Standard Cover, 16" x 16" | AliMed Sit-Straight Pressure Relief Cushion Same features as Sit-Straight Basic plus a top layer of yellow extra-soft T-Foam (Temper Foam) for better pressure distribution. T-Foam's self-molding, gel-like consistency provides an outstanding antidecubitus sitting surface. Tapered distal edge relieves pressure on thighs. Center front 4-1/2"H, center back 3-1/2"H. Dark gray no-slip cover is waterproof with water-resistant seams. Remove for laundering. | sit-straight-pressure-relief-cushion-with-standard-cover-16-x-16-e81.jpg
SKU: ALI1312 | Alimed Solid Seat Insert with Pommel, Standard, 18"W x 16"D | AliMed Solid Seat Insert with Pommel Here's a truly useful abduction wedge that also eliminates wheelchair seat sag. Fixed pommel resists collapse for the most secure positioning. Pommel is padded with soft, comfortable, polyfoam. For more cushioning and enhanced pressure distribution, choose the model with a 1" T-Foam (Temper Foam) or T-Gelâ„¢ layer covering the entire sitting surface.The solid seat insert is only 1-1/2" thick at the center and effectively fills sling seat sag. The cushion is upholstered in slip-resistant, liquid-resistant vinyl. Back ties included, plus a square of ScootGard which can be used between the cushion and seat to prevent slippage. | solid-seat-insert-with-pommel-standard-18w-x-16d-775.jpg
SKU: ALI1864 | Alimed Sit-Straight Basic with Alarm, with Print Slipcover, 16"W x 16"D | The patented AliMed Sit-Straight Basic helps improve posture and helps prevents forward sliding. It combines a built-in Solid Seat Insert with a superimposed wedge cushion. The Solid Seat Insert ensures a flat sitting surface on wheelchair sling seats, while the superimposed wedge cushion effectively reduces forward sliding and sacral sitting. Dark Grey, no-slip waterproof vinyl cover with ties.AliMed Sit-Straight Basic with Alarm provides a built-in alarm that sounds when embedded pressure sensor detects patient attempting to leave their chair. The pressure-sensor pad is built into the cushion and comes complete with alarm. Dark Grey, no-slip waterproof vinyl cover with ties. Batteries included. | sit-straight-basic-with-alarm-with-print-slipcover-16w-x-16d-19b.jpg
SKU: ALI1866 | Alimed Sit Straight Gel Cushion With Print Slipcover, 16" x 16" | AliMed Sit-Straight Pressure Relief Cushion Same features as Sit-Straight Basic plus a top layer of yellow extra-soft T-Foam (Temper Foam) for better pressure distribution. T-Foam's self-molding, gel-like consistency provides an outstanding antidecubitus sitting surface. Tapered distal edge relieves pressure on thighs. Center front 4-1/2"H, center back 3-1/2"H. Dark gray no-slip cover is waterproof with water-resistant seams. Remove for laundering. | sit-straight-gel-cushion-with-print-slipcover-16-x-16-9a3.jpg
SKU: ALI260 | Alimed Basic Firm Wedge 18" x 16" Vinyl Cover | AliMed Basic Wedge This simple wedge design creates a comfortable sitting surface that discourages slouching and maximizes sitting tolerance. | basic-firm-wedge-18-x-16-vinyl-cover-f2b.jpg
SKU: ALI1877 | Alimed Ocean Blue Covers, T-Gel Checkerboard Cushion with Print Slipcover, 18" X 16" | Ocean Blue Covers We now offer our most popular cushions with an attractive new cover. Our new cover material solves the dilemma of therapeutic versus aesthetic value of wheelchair cushions. Bright and cheery, yet stretchable to maintain maximum pressure distribution. These covers incorporate all the benefits of our black stretch covers in a colorful print. The two-way stretch fabric makes getting covers on and off a breeze. Waterproof bacteriostatic fabric is incontinence proof to preserve the cushion',s integrity. Decorative covers are available with our T-Gelâ„¢ and Sit-Straightâ„¢ cushions or separately for use with the cushion of your choice. | ocean-blue-covers-t-gel-checkerboard-cushion-with-print-slipcover-18-x-16-0d6.jpg
SKU: ALI1974 | Alimed Low-Profile Antithrust Cushion with T-Gel Insert, 16"W x 16"D | AliMed Low-Profile Antithrust Cushion features a convex Solid Seat Insert base, which nestles into a sling seat wheelchair to ensure level seating with minimal seat rise. Because the cushion is just 6"H at the front edge, it's much easier to assist patient transfer. Provides the antithrust protection needed when extensor tone is present. Effective alternative to pommel cushions for those who find pommels uncomfortable.5"H front, Black water-resistant polyester AliTex top with a vinyl nonskid base; removable. | low-profile-antithrust-cushion-with-t-gel-insert-16w-x-16d-5a6.jpg
SKU: ALI1804 | Alimed Low-Profile Antithrust Cushion, 18" X 16" | AliMed Low-Profile Antithrust Cushion features a convex Solid Seat Insert base, which nestles into a sling seat wheelchair to ensure level seating with minimal seat rise. Because the cushion is just 6"H at the front edge, it's much easier to assist patient transfer. Provides the antithrust protection needed when extensor tone is present. Effective alternative to pommel cushions for those who find pommels uncomfortable.5"H front, Black water-resistant polyester AliTex top with a vinyl nonskid base; removable. | low-profile-antithrust-cushion-18-x-16-148.jpg
SKU: ALI1975 | Alimed Low-Profile Antithrust Cushion with T-Gel Insert, 18" x 16'' | AliMed Low-Profile Antithrust Cushion features a convex Solid Seat Insert base, which nestles into a sling seat wheelchair to ensure level seating with minimal seat rise. Because the cushion is just 6"H at the front edge, it's much easier to assist patient transfer. Provides the antithrust protection needed when extensor tone is present. Effective alternative to pommel cushions for those who find pommels uncomfortable.5"H front, Black water-resistant polyester AliTex top with a vinyl nonskid base; removable. | low-profile-antithrust-cushion-with-t-gel-insert-18-x-16-44e.jpg
SKU: ALI1210 | Alimed Profile Sitting Orthosis, 18"W x 16"D | AliMed Profile Sitting Orthosis 25 years of wheelchair cushion experience built in! Pre-ischial bar and contour cuts encourage modified anterior pelvic tilt and help foster upright sitting posture. Tapered distal edges relieve pressure ridge of thigh. Solid Seat Insert creates preferred sitting foundation, to discourage harmful "sacral sitting". Ischial pressure is relieved by contouring and shaping of the rear of the cushion. T-Foamâ„¢ interfaces between the cushion and the user. Removable cover: incontinence-resistant; Black with nonslip Grey bottom. 18"W x 16"D or 16"W x 16"D.Patient selection criteria: At high-risk of ulcer formation and needs postural support, Double amputee unable to sit in a wheelchair with stable posture, Lower extremity amputee needing pressure protection and extra support. | profile-sitting-orthosis-18w-x-16d-a46.jpg
SKU: ALI1211 | Alimed Profile Sitting Orthosis, 16"Wx16"D | AliMed Profile Sitting Orthosis is backed up by AliMed's 25 years of wheelchair cushion design experience! The ischial bar and contour cuts encourage modified anterior pelvic tilt and help foster an upright sitting posture. Discourages harmful "sacral sitting.Contouring and shaping of the rear of the cushion helps relieve ischial pressure. T-Foam interfaces between the cushion and user. Tapered distal edges relieve pressure ridge on the posterior aspect of the thigh. Solid Seat Insert creates the preferred sitting foundation. Breathable cover features incontinence protection and nonslip bottom. Washable. Cushion protection for amputees: Patient "nests" in the Profile Sitting Orthosis, resulting in exceptionally safe, upright, stable posture. | profile-sitting-orthosis-16wx16d-753.jpg
SKU: ALI1261 | Alimed Solid Seat Insert with Cover, 16" x 16" | Solid Seat Insert (SSI) provides a flat sitting foundation for any cushion. Helps balance user's weight for stability and to reduce the tendency of forward sliding. Creates minimal seat rise so user's feet will reach floor. This allows the post-CVA wheelchair user to easily propel chair using one arm and one leg while getting the benefits of a level surface: a balanced pelvis, even weight distribution over both ischial tuberosities, and improved posture.Firm closed-end foam with a convex bottom and flat top. Smooth surface wipes clean. Choose the No-slip cover for incontinent patients or those who move and slide involuntarily | solid-seat-insert-with-cover-16-x-16-8df.jpg
SKU: ALI1545 | Alimed Stroke Semirigid Pommel Cushion with SSI, Gel Insert, Std Cover, 18"Wx16"D | AliMed Stroke Cushions with Low-Profile Solid Seat Insert (SSI) meets the wheelchair positioning needs of stroke patients. Made of rigid, closed-cell foam, the SSI has a concave bottom to fill a wheelchair's sagging sling seat. Low-profile cushion allows the user's legs to reach the floor so he or she can self-propel the wheelchair. Gel/cushion interface helps prevent window edema by creating a gradual pressure transition between the firmness of the solid seat insert and the soft, pressure-relieving gel insert. Front waterfall edge reduces pressure at distal edges of thighs.I. Basic Stroke Cushion with SSI Gel insert in the rear of the Solid Seat Insert offers excellent coccyx protection.II. T-Foam (Temper Foam) Stroke Cushion with SSI provides even greater cushioning. A layer of 1"-thick, pressure-relieving Medium T-Foam lays over the SSI with gel insert for extra comfort and pressure distribution.III. Pommel Stroke Cushion with SSI provides extra assistance with hip abduction. Suggested for the patient experiencing a slight increase in hip adductor tone. Pommel keeps hips apart, improving alignment and minimizing the patient's tendency to slide forward. (Not available with T-Foam Layer.) | stroke-semirigid-pommel-cushion-with-ssi-gel-insert-std-cover-18wx16d-34a.jpg
SKU: ALI1546 | Alimed Stroke Semirigid Pommel Cushion with SSI, Gel Insert, Std Cover, 16"Wx16"D | AliMed Stroke Cushions with Low-Profile Solid Seat Insert (SSI) meets the wheelchair positioning needs of stroke patients. Made of rigid, closed-cell foam, the SSI has a concave bottom to fill a wheelchair's sagging sling seat. Low-profile cushion allows the user's legs to reach the floor so he or she can self-propel the wheelchair. Gel/cushion interface helps prevent window edema by creating a gradual pressure transition between the firmness of the solid seat insert and the soft, pressure-relieving gel insert. Front waterfall edge reduces pressure at distal edges of thighs.Basic Stroke Cushion with SSI Gel insert in the rear of the Solid Seat Insert offers excellent coccyx protection. | stroke-semirigid-pommel-cushion-with-ssi-gel-insert-std-cover-16wx16d-e67.jpg
SKU: ALI1863 | Alimed Sit-Straight Basic, Cushion with Print Slipcover, 18"Wx16"D | The patented AliMed Sit-Straight Basic helps improve posture and helps prevents forward sliding. It combines a built-in Solid Seat Insert with a superimposed wedge cushion. The Solid Seat Insert ensures a flat sitting surface on wheelchair sling seats, while the superimposed wedge cushion effectively reduces forward sliding and sacral sitting. Dark Grey, no-slip waterproof vinyl cover with ties.AliMed Sit-Straight Basic with Alarm provides a built-in alarm that sounds when embedded pressure sensor detects patient attempting to leave their chair. The pressure-sensor pad is built into the cushion and comes complete with alarm. Dark Grey, no-slip waterproof vinyl cover with ties. Batteries included. | sit-straight-basic-cushion-with-print-slipcover-18wx16d-d31.jpg
SKU: ALI1931 | Alimed Low-Profile Antithrust Cushion, 16"W x 16"D | AliMed Low-Profile Antithrust Cushion features a convex Solid Seat Insert base, which nestles into a sling seat wheelchair to ensure level seating with minimal seat rise. Because the cushion is just 6"H at the front edge, it's much easier to assist patient transfer. Provides the antithrust protection needed when extensor tone is present. Effective alternative to pommel cushions for those who find pommels uncomfortable. 5"H front, Black water-resistant polyester AliTex top with a vinyl nonskid base; removabls. | low-profile-antithrust-cushion-16w-x-16d-5d7.jpg
SKU: ALI1246 | Alimed Cushion with Standard Cover 18"W x 16"D | AliMedÂ® Sit-Straightâ„¢ Coccyx Relief Wheelchair Cushions combine all the benefits of our Basic Sit-Straightâ„¢ Wheelchair Cushion (#1250), plus a dished area in the back of the cushion for pressure relief at the base of the spine. A uniform top layer of soft pink T-Foamâ„¢ (Temper-Foam) provides anatomical conformation, while the resilient, high-density foam offers cushioning and support. The convex solid seat insert base provides a superior sitting platform. | cushion-with-standard-cover-18w-x-16d--7bf.jpg
SKU: ALI1247 | Alimed Sit-Straight Coccyx Relief Cushion with Standard Cover, 16" x 16" | AliMed Sit-Straight Coccyx Relief Cushion combines all the benefits of our Basic Sit-Straight Cushion (#1250), plus a dished area in the back of the cushion for pressure relief at the base of the spine. A uniform top layer of soft pink T-Foam (Temper-Foam) provides anatomical conformation, while the resilient, high-density foam offers cushioning and support. The convex solid seat insert base provides a superior sitting platform. | sit-straight-coccyx-relief-cushion-with-standard-cover-16-x-16-7cf.jpg
SKU: ALI1250 | Alimed Sit-Straight Basic Cushion with Standard Cover, 18"W x 16"D | The patented AliMed Sit-Straight Basic helps improve posture and helps prevents forward sliding. It combines a built-in Solid Seat Insert with a superimposed wedge cushion. The Solid Seat Insert ensures a flat sitting surface on wheelchair sling seats, while the superimposed wedge cushion effectively reduces forward sliding and sacral sitting. Dark Grey, no-slip waterproof vinyl cover with ties.AliMed Sit-Straight Basic with Alarm provides a built-in alarm that sounds when embedded pressure sensor detects patient attempting to leave their chair. The pressure-sensor pad is built into the cushion and comes complete with alarm. Dark Grey, no-slip waterproof vinyl cover with ties. Batteries included. | sit-straight-basic-cushion-with-standard-cover-18w-x-16d-952.jpg
SKU: ALI1251 | Alimed Sit Straight Basic Cushion With Standard Cover 16" W x 16" D x 3.25" H | The patented AliMed Sit-Straight Basic helps improve posture and helps prevents forward sliding. It combines a built-in Solid Seat Insert with a superimposed wedge cushion. The Solid Seat Insert ensures a flat sitting surface on wheelchair sling seats, while the superimposed wedge cushion effectively reduces forward sliding and sacral sitting. Dark Grey, no-slip waterproof vinyl cover with ties.AliMed Sit-Straight Basic with Alarm provides a built-in alarm that sounds when embedded pressure sensor detects patient attempting to leave their chair. The pressure-sensor pad is built into the cushion and comes complete with alarm. Dark Grey, no-slip waterproof vinyl cover with ties. Batteries included. | sit-straight-basic-cushion-with-standard-cover-16-w-x-16-d-x-325-h-181.jpg
SKU: ALI1287 | Alimed Basic Firm Wedge, 14"X14", Vinyl Cover | AliMed Basic Wedge High density polyurethane foam maintains shape. 3" high front tapers to 1" in rear. Choose incontinence-proof, upholstered vinyl nonslip cover or polyester stretch knit cover for greater shear control. | basic-firm-wedge-14x14-vinyl-cover-78c.jpg
SKU: ALI1311 | Alimed Solid Seat Insert w/Pommel, Standard, Wedge Abduct, 16"W x 16"D | AliMed Solid Seat Insert with Pommel Here's a truly useful abduction wedge that also eliminates wheelchair seat sag. Fixed pommel resists collapse for the most secure positioning. Pommel is padded with soft, comfortable, polyfoam. For more cushioning and enhanced pressure distribution, choose the model with a 1" T-Foam (Temper Foam) or T-Gelâ„¢ layer covering the entire sitting surface.The solid seat insert is only 1-1/2" thick at the center and effectively fills sling seat sag. The cushion is upholstered in slip-resistant, liquid-resistant vinyl. Back ties included, plus a square of ScootGard which can be used between the cushion and seat to prevent slippage. | solid-seat-insert-w-pommel-standard-wedge-abduct-16w-x-16d-7e4.jpg
SKU: ALI1313 | Alimed Solid Seat Insert with Pommel, with T-Foam Layer, 16" x 16" | AliMed Solid Seat Insert with Pommel Here's a truly useful abduction wedge that also eliminates wheelchair seat sag. Fixed pommel resists collapse for the most secure positioning. Pommel is padded with soft, comfortable, polyfoam. For more cushioning and enhanced pressure distribution, choose the model with a 1" T-Foam (Temper Foam) or T-Gel layer covering the entire sitting surface.The solid seat insert is only 1-1/2" thick at the center and effectively fills sling seat sag. The cushion is upholstered in slip-resistant, liquid-resistant vinyl. Back ties included, plus a square of ScootGard which can be used between the cushion and seat to prevent slippage. | solid-seat-insert-with-pommel-with-t-foam-layer-16-x-16-8ab.jpg
SKU: ALI1315 | Alimed Solid Seat Insert with Pommel, with T-Gel Layer, 16'' x 16" | AliMed Solid Seat Insert with Pommel Here's a truly useful abduction wedge that also eliminates wheelchair seat sag. Fixed pommel resists collapse for the most secure positioning. Pommel is padded with soft, comfortable, polyfoam. For more cushioning and enhanced pressure distribution, choose the model with a 1" T-Foam (Temper Foam) or T-Gel layer covering the entire sitting surface.The solid seat insert is only 1-1/2" thick at the center and effectively fills sling seat sag. The cushion is upholstered in slip-resistant, liquid-resistant vinyl. Back ties included, plus a square of ScootGard which can be used between the cushion and seat to prevent slippage. | solid-seat-insert-with-pommel-with-t-gel-layer-16-x-16-0b1.jpg
SKU: ALI1392 | Alimed T-Foam Cushion with SSI and Gel Insert, Std Cover, 16"Wx16"D | AliMed Stroke Cushions with Low-Profile Solid Seat Insert (SSI) meets the wheelchair positioning needs of stroke patients. Made of rigid, closed-cell foam, the SSI has a concave bottom to fill a wheelchair's sagging sling seat. Low-profile cushion allows the user's legs to reach the floor so he or she can self-propel the wheelchair. Gel/cushion interface helps prevent window edema by creating a gradual pressure transition between the firmness of the solid seat insert and the soft, pressure-relieving gel insert. Front waterfall edge reduces pressure at distal edges of thighs.I. Basic Stroke Cushion with SSI Gel insert in the rear of the Solid Seat Insert offers excellent coccyx protection.II. T-Foam (Temper Foam) Stroke Cushion with SSI provides even greater cushioning. A layer of 1"-thick, pressure-relieving Medium T-Foam lays over the SSI with gel insert for extra comfort and pressure distribution.III. Pommel Stroke Cushion with SSI provides extra assistance with hip abduction. Suggested for the patient experiencing a slight increase in hip adductor tone. Pommel keeps hips apart, improving alignment and minimizing the patient's tendency to slide forward. (Not available with T-Foam Layer.) | t-foam-cushion-with-ssi-and-gel-insert-std-cover-16wx16d-052.jpg
SKU: ALI1875 | Alimed Ocean Blue Covers, T-Gel Cushion with Print Slipcover, 5/8" x 16" x 16" | Ocean Blue Covers We now offer our most popular cushions with an attractive new cover. Our new cover material solves the dilemma of therapeutic versus aesthetic value of wheelchair cushions. Bright and cheery, yet stretchable to maintain maximum pressure distribution. These covers incorporate all the benefits of our black stretch covers in a colorful print. The two-way stretch fabric makes getting covers on and off a breeze. Waterproof bacteriostatic fabric is incontinence proof to preserve the cushionâ€™,s integrity. Decorative covers are available with our T-Gel and Sit-Straight cushions or separately for use with the cushion of your choice. | ocean-blue-covers-t-gel-cushion-with-print-slipcover-5-8-x-16-x-16-872.jpg
SKU: ALI1876 | Alimed Ocean Blue Covers, T-Gel Cushion with Print Slipcover, 5/8"x16"x18" | Our new material solves the dilemma of therapeutic versus aesthetic value of wheelchair cushions Ocean Blue Covers We now offer our most popular cushions with an attractive new cover. Our new cover material solves the dilemma of therapeutic versus aesthetic value of wheelchair cushions. Bright and cheery, yet stretchable to maintain maximum pressure distribution. The two-way stretch fabric makes getting covers on and off a breeze. These covers incorporate all the benefits of our black stretch covers in a colorful print. | ocean-blue-covers-t-gel-cushion-with-print-slipcover-5-8x16x18-9ff.jpg
SKU: ALI1878 | Alimed Ocean Blue Covers, T-Gel Checkerboard Cushion with Print Slipcover,16" X 16" | Ocean Blue Covers We now offer our most popular cushions with an attractive new cover. Our new cover material solves the dilemma of therapeutic versus aesthetic value of wheelchair cushions. Bright and cheery, yet stretchable to maintain maximum pressure distribution. These covers incorporate all the benefits of our black stretch covers in a colorful print. The two-way stretch fabric makes getting covers on and off a breeze. Waterproof bacteriostatic fabric is incontinence proof to preserve the cushion',s integrity. Decorative covers are available with our T-Gelâ„¢ and Sit-Straightâ„¢ cushions or separately for use with the cushion of your choice. | ocean-blue-covers-t-gel-checkerboard-cushion-with-print-slipcover16-x-16-a05.jpg
SKU: ALI1895 | Alimed Ocean Blue Covers, Print Slipcovers, 18" x 16" x 3" | Our new material solves the dilemma of therapeutic versus aesthetic value of wheelchair cushions Ocean Blue Covers We now offer our most popular cushions with an attractive new cover. Our new cover material solves the dilemma of therapeutic versus aesthetic value of wheelchair cushions. Bright and cheery, yet stretchable to maintain maximum pressure distribution.The two-way stretch fabric makes getting covers on and off a breeze. These covers incorporate all the benefits of our black stretch covers in a colorful print. | ocean-blue-covers-print-slipcovers-18-x-16-x-3-f92.jpg
SKU: ALI1896 | Alimed Ocean Blue Covers, Print Slipcovers, 18" x 16'' x 2'' | Our new material solves the dilemma of therapeutic versus aesthetic value of wheelchair cushions.Ocean Blue Covers We now offer our most popular cushions with an attractive new cover. Our new cover material solves the dilemma of therapeutic versus aesthetic value of wheelchair cushions. Bright and cheery, yet stretchable to maintain maximum pressure distribution. The two-way stretch fabric makes getting covers on and off a breeze. These covers incorporate all the benefits of our black stretch covers in a colorful print. | ocean-blue-covers-print-slipcovers-18-x-16-x-2-90b.jpg
SKU: ALI1959 | Alimed Antithrust Cushion, 18"W x 16"D | AliMed Antithrust Cushion is a restraint-free option for difficult positioning problems. Diminishes problems associated with forward thrust and sacral sitting while maintaining pelvic neutrality. Portion of cushion with lower height is placed at back of wheelchair seat. User's legs drape over higher portion. We recommend this item for men as an alternative to the pommel cushion.18"W x 16"D x 5-1/2"H' front to 3"H back, Secures to chair with safety ties, Available with Solid Support base (not convex) to fill wheelchair sling seat for more stable, flat sitting surface, Black, vinyl, no-slip cover. | antithrust-cushion-18w-x-16d-c1a.jpg
SKU: ALI1088 | Alimed Basic Soft Wedge, 18" x 16", Polyester Knit Cover | AliMed Basic Wedge This simple wedge design creates a comfortable sitting surface that discourages slouching and maximizes sitting tolerance. High-density polyurethane foam contours to body for added support, yet holds its shape even with long-term use. 3" high front tapers to 1" in rear. Cover options: Choose between two removable covers. Polyester Knit Cover is a washable polyester fabric that enhances comfort and reduces heat buildup. | basic-soft-wedge-18-x-16-polyester-knit-cover-b29.jpg
SKU: ALI1316 | Alimed Solid Seat Insert with Pommel, with T-Gel Layer, 18" x 16" | Solid Seat Insert with Pommel Here's a truly useful abduction wedge that also eliminates wheelchair seat sag. Pommel resists collapse for the most secure positioning. Pommel is padded with soft, comfortable, polyfoam. For more cushioning and enhanced pressure distribution, choose the model with a 1" T-Foam (Temper Foam) or T-Gelâ„¢ layer covering the entire sitting surface.The solid seat insert is only 1-1/2" thick at the center and effectively fills sling seat sag. The cushion is upholstered in slip-resistant, liquid-resistant vinyl. Back ties included, plus a square of ScootGard which can be used between the cushion and seat to prevent slippage. | solid-seat-insert-with-pommel-with-t-gel-layer-18-x-16-eb9.jpg
SKU: ALI1861 | Alimed Sit-Straight Coccyx Relief Cushion with Ocean Blue Slipcover, 18" x 16" | AliMed Sit-Straight Coccyx Relief Cushion combines all the benefits of our Basic Sit-Straight Cushion (#1250), plus a dished area in the back of the cushion for pressure relief at the base of the spine. A uniform top layer of soft pink T-Foam (Temper-Foam) provides anatomical conformation, while the resilient, high-density foam offers cushioning and support. The convex solid seat insert base provides a superior sitting platform. | sit-straight-coccyx-relief-cushion-with-ocean-blue-slipcover-18-x-16-d16.jpg
SKU: ALI261 | Alimed Basic Firm Wedge, 16" X 16". Vinyl Cover | AliMed Basic Wedge This simple wedge design creates a comfortable sitting surface that discourages slouching and maximizes sitting tolerance. High-density polyurethane foam contours to body for added support, yet holds its shape even with long-term use. 3" high front tapers to 1" in rear. Cover options: Choose between two removable covers. | basic-firm-wedge-16-x-16-vinyl-cover-c97.jpg
SKU: ALI1193 | Alimed Solid Seat Insert 16"W x 16"D | AliMed Solid Seat Insert (SSI) provides a flat sitting foundation for any cushion. Helps balance user's weight for stability and to reduce the tendency of forward sliding. Creates minimal seat rise so user's feet will reach floor. This allows the post-CVA wheelchair user to easily propel chair using one arm and one leg while getting the benefits of a level surface: a balanced pelvis, even weight distribution over both ischial tuberosities, and improved posture.Firm closed-end foam with a convex bottom and flat top. Smooth surface wipes clean. Choose the No-slip cover for incontinent patients or those who move and slide involuntarily. | solid-seat-insert-16w-x-16d-d43.jpg
SKU: SKIL754339 | Skil Care Skil-Care Ultra Cushion, Gel-Foam Vinyl | Ultra Cushion, Gel-Foam Vinyl w/LSI Cover | skil-care-ultra-cushion-gel-foam-vinyl-f9a.jpg
SKU: NYO9597-GEL-201803 | NY Orthopedic 3" Apex Gel Foam Cushion 20" x 18" | The APEX Gel-Foam Cushion features an innovative design that chambers the gel-pod closer to the top of the cushion providing a cooler interface between the patient and wheelchair. This direct interface further improves comfort and stability with a dual gel-pod that is close-up to the patient. Internal gel chamber evenly maintains gel in the area of the highest pressure, preventing skin breakdown. A high-performance, 4-way stretch cover, improves moisture evaporation and enhances the APEX design features mentioned above. | 3-apex-gel-foam-cushion-20-x-18-eb3.jpg
SKU: CERPPRO-3010 | Core Products Ladies Comfort Cushion for Pressure Relief | Provides face-down comfort for large breasted patients. Standard option features a layer of resilient foam. Deluxe option features an additional layer of memory foam for added comfort. Both cushions have a durable, easy to clean vinyl cover. Available in Blue, Black or Gray. | ladies-comfort-cushion-for-pressure-relief-515.jpg
SKU: KCC88331 | Kimberly-Clark U-Bar Pack III - Chest | Sterile pack contains: (1) back table cover, zone-reinforced, 44" x 90", (1) large ULTRA surgical gown in overwrap with towel, (2) large ULTRA fabric reinforced surgical gowns with towels, (1) mayo stand cover, reinforced, 23" x 54", (4) utility drapes with tape, 26" x 15", (1) suture bag, (1) chest U-drape, 76" x 120", 12" x 30" split with CONTROLÃ¢â€žÂ¢ fabric reinforcement and tube holders, (1) bar drape, 106" x 62" with armboard covers, CONTROL fabric reinforcement and tube holders. | u-bar-pack-iii-chest-c60.jpg
SKU: SAMPA7464 | Sammons Preston Arm Tray with Foam Elevator | Firm foam insert for cushioned elevation. | arm-tray-with-foam-elevator-fa1.jpg
SKU: GF603210R | Lumex Walker Glide Skis 1" White | Allows walker to glide easily and smoothly over most surfaces. | walker-glide-skis-1-white-e14.jpg
SKU: SAMP081622836 | Sammons Preston HealthSmart Walker Coaster Glides | HealthSmart Walker Coaster Glides are used to help walker users move over doorways, sidewalks, and carpets. The gliders prevent the walker from carrying dirt inside.The glides help increase mobility and stability of walker users. | healthsmart-walker-coaster-glides-2d9.jpg
SKU: SKIL753186 | Skil Care Pressure Check Cushion With Cover | Pressure Check, Light/heavy Cushion w/LS II Cover | pressure-check-cushion-with-cover-29f.jpg
SKU: GPIAP240 | General Physiotherapy G5 Travel Bag | New and Improved Design! The G5 Brand Travel Bag makes it easy to transport or store any hand-held G5 massage machine, applicators and lotions. | g5-travel-bag-0ab.jpg
SKU: EZAHCEZ0040BK | EZ Access EZ Accessories Carry On Universal Wheelchair Scooter Tote | EZ-Access EZ-Accessories - Carry-On Universal Wheelchair/Scooter Tote is an accessory bag that helps to increase mobility and organize everything in one place. Formerly Homecare EZ-Access. | ez-accessories-carry-on-universal-wheelchair-scooter-tote-cad.jpg
SKU: DKLGB42 | Dukal DawnMist Garment Bag, 24â€ x 42â€ | DawnMist Garment Bag, 24â€ x 42â€ | dawnmist-garment-bag-24-x-42-b13.jpg
SKU: MKS25941200 | McKesson Post Mortem Contamination Kit Adult Performance 36 W X 90 L Inch PVC Zipper | Post Mortem Contamination Kit Adult Performance 36 W X 90 L Inch PVC Zipper. | post-mortem-contamination-kit-adult-performance-36-w-x-90-l-inch-pvc-zipper-e32.jpg
SKU: MKS30421200 | McKesson Patient Belongings Bag Performance 4 X 20 X 20 Inch Polyethylene White | Patient Belongings Bag Performance 4 X 20 X 20 Inch Polyethylene White. | patient-belongings-bag-performance-4-x-20-x-20-inch-polyethylene-white-362.jpg
SKU: MKS30431200 | McKesson Patient Belongings Bag Performance 4 X 20 X 20 Inch Polyethylene Clear | Patient Belongings Bag Performance 4 X 20 X 20 Inch Polyethylene Clear. | patient-belongings-bag-performance-4-x-20-x-20-inch-polyethylene-clear-ea0.jpg
SKU: MKS30471200 | McKesson Patient Belongings Bag Medi-Pak Performance 4 X 20 X 20 Inch Polyethylene White | Medi-Pakâ„¢ Performance Patient's Belongings Bags. | patient-belongings-bag-medi-pak-performance-4-x-20-x-20-inch-polyethylene-white-e6a.jpg
SKU: MKS47221200 | McKesson Bedside Bag 7 X 11-1/2 Inch White with Blue Floral Print Polyethylene | Bedside Bag 7 X 11-1/2 Inch White with Blue Floral Print Polyethylene. | bedside-bag-7-x-11-1-2-inch-white-with-blue-floral-print-polyethylene-c95.jpg
SKU: MKS92031200 | McKesson Bedside Bag, 7 X 11-1/2 Inch, Clear Plastic | Medi-Pak Performance Patient's Belongings Bags | bedside-bag-7-x-11-1-2-inch-clear-plastic-299.jpg
SKU: MKS92101200 | McKesson Zip Closure Bag Medi-Pak, 2 X 3 Inch, Polyethylene Clear | Zip Closure Bag Medi-Pak, 2 X 3 Inch, Polyethylene Clear | zip-closure-bag-medi-pak-2-x-3-inch-polyethylene-clear-7b4.jpg
SKU: MKS92211200 | McKesson Zip Closure Bag Medi-Pak, 9 X 12 Inch, Polyethylene Clear | Zip Closure Bag Medi-Pak, 9 X 12 Inch, Polyethylene Clear | zip-closure-bag-medi-pak-9-x-12-inch-polyethylene-clear-eb0.jpg
SKU: MKS92211200 | McKesson Zip Closure Bag Medi-Pak, 9 X 12 Inch, Polyethylene Clear | Zip Closure Bag Medi-Pak, 9 X 12 Inch, Polyethylene Clear | zip-closure-bag-medi-pak-9-x-12-inch-polyethylene-clear-eb0.jpg
SKU: RBW653 | R & B Wire Replacement Canvas Bag for Hamper | This heavy duty canvas bag is made exclusively for the R&B 652 Collapsible Hamper. The bag is easy to carry with the snap closure shoulder strap. | replacement-canvas-bag-for-hamper-8d7.jpg
SKU: PMIBOR20535 | Probasics Equipment Bag, Clear,Medium, 20" x 5" x 35" | 1ML Gauge. Size- 20â€™â€™ x 5â€™â€™ x 35â€™â€™. | equipment-bag-clearmedium-20-x-5-x-35-8d4.jpg
SKU: PMIBOR20535T | Probasics Equipment Bag, Tan, Medium, 20" x 5" x 35" | 1ML Gauge. Size - 20â€™â€™ x 5â€™â€™ x 35â€™â€™. | equipment-bag-tan-medium-20-x-5-x-35--1ba.jpg
SKU: BMUD150103 | Bard Medical Dispoz-a-Bag - Sterile, 12", 32 fl oz | Bard Dispoz-a-Bag Leg Bags are made from heavy duty vinyl for extended wear, odor containment and leak resistance. Each leg bag contains an anti-reflux valve. Available with or without the Flip-Flo drainage valve which opens and closes with a simple flip. Reusable, sterile. | dispoz-a-bag-sterile-12-32-fl-oz-3ef.jpg
SKU: BMUD150102 | Bard Medical Dispoz-a-Bag - Sterile, 9 3/4", 19 fl oz | Bard Dispoz-a-Bag Leg Bags are made from heavy duty vinyl for extended wear, odor containment and leak resistance. Each leg bag contains an anti-reflux valve. Available with or without the Flip-Flo drainage valve which opens and closes with a simple flip. Reusable, sterile. | dispoz-a-bag-sterile-9-3-4-19-fl-oz-d47.jpg
SKU: RLMZRCN02BAG | ReliaMed Carrying Bag for the Pediatric Compressor Nebulizer | Carrying Bag for the ReliaMed Pediatric Compressor Nebulizer ZRCN02PED. | carrying-bag-for-the-pediatric-compressor-nebulizer-0e9.jpg
SKU: METL110 | Mettler Electronics Travel bag, 14" x 10.5" x 10" | Travel bag, 14â€³ x 10.5â€³ x 10â€³. Travel bagâ€”Ideal for carrying the Sonicator 740 to the patient. Holds one Sonicator 740 and all of its accessories including all the applicators and the battery. | travel-bag-14-x-105-x-10-35e.jpg
SKU: PMIHDN2424 | Probasics Miscellaneous Bags, Clear, 6 MIC, 24" | High Density Garbage Pail Liner. Clear. 6 MIC. 24â€™â€™ x 24â€™â€™. | miscellaneous-bags-clear-6-mic-24-ec2.jpg
SKU: PMIHDN4048 | Probasics Miscellaneous Bags, Clear, 11 MIC, 40" x 48" | High Density Garbage Pail Liner.Clear. 11 MIC. 40â€™â€™ x 48â€™â€™. | miscellaneous-bags-clear-11-mic-40-x-48-07f.jpg
SKU: PMIBOR20F-2024 | Probasics Equipment Bag, Clear, Small, 20" x 24" | 2ML Gauge. Size - 20â€™â€™ x 24â€™â€™. | equipment-bag-clear-small-20-x-24-e10.jpg
SKU: PMIBOR20F-2024T | Probasics Equipment Bag, Tan, Small, 20" x 24" | 2ML Gauge. Size -20â€™â€™ x 24â€™â€™. | equipment-bag-tan-small-20-x-24-47e.jpg
SKU: ALI81794 | Alimed Mesh ADL Bags, 13"x12" | Mesh ADL Bags go right into the dishwasher after a meal. Tag for the resident's name. Two sizes. Choose 9" x 9" for utensils only. Choose 13" x 12" for special plate and cup, too. Nylon zipper close. | mesh-adl-bags-13x12-b80.jpg
SKU: ALI77849 | Alimed Urinary Drainage Bag Holder, Canvas | Urinary Drainage Bag Holder conceals drainage bags from public view. Hangs under wheelchairs, geriatric chairs, or from bed rails. Universally sized to hold all drainage bags. Naugahyde Drainage Bag is pictured. Note: Bag must be positioned lower than level of seat for proper drainage. | urinary-drainage-bag-holder-canvas-8d4.jpg
SKU: MAI1-348 | Medical Action Industries Water Soluble Laundry Bag Clear No Print Polyvinyl Alcohol Film Hot Water Heavy Duty | For one-time handling of heavily contaminated linen. The bag and contents can be placed in the washer without additional handling. The bag dissolves quickly to an environmentally safe solution. Polyvinyl alcohol film. | water-soluble-laundry-bag-clear-no-print-polyvinyl-alcohol-film-hot-water-heavy-duty-3d1.jpg
SKU: MAI37-97 | Medical Action Industries Biohazardous Waste Bag 24" x 24" | Biohazardous Waste Bag 24" x 24" | biohazardous-waste-bag-24-x-24--9f1.jpg
SKU: MAI44-03 | Medical Action Industries Biohazardous Waste Bag, Red/Black , 17"x18", 4-6 gal | Made of resilient, high density polymer film. They offer excellent value and outstanding puncture resistance. Red. | biohazardous-waste-bag-red-black-17x18-4-6-gal-fdf.jpg
SKU: MAI57-00 | Medical Action Industries Biohazardous Waste Bag, Meet A.S.T.M. Dart Test Requirements; LLDPE Film, Flat Pack, 24" x 24", 8-10 gal | Made of resilient, high density polymer film. They offer excellent value and outstanding puncture resistance. Red. | biohazardous-waste-bag-meet-astm-dart-test-requirements-lldpe-film-flat-pack-24-x-24-8-10-gal-deb.jpg
SKU: MAIRD650 | Medical Action Industries Biohazardous Waste Bag Red Black 16" x 24" | Designed for superior performance and produced according to the most stringent quality controls, every item is created knowing that you depend on it to perform. | biohazardous-waste-bag-red-black-16-x-24-0f3.jpg
SKU: SAMP5604 | Sammons Preston Walker Carryall | Attaches to a walker or to the back of some wheelchairs. | walker-carryall-077.jpg
SKU: SAMPA7724 | Sammons Preston Quilted Walker Bag Quilted Fabric | Bag hangs over front bar of walker. | quilted-walker-bag-quilted-fabric-12b.jpg
SKU: MAI884 | Medical Action Industries Autoclavable Biohazardous Waste Bags | Medical Action sets the industry standard for quality and reliability by incorporating state-of-the-art systems with highly skilled professionals working together to provide you with a complete line of Autoclavable Biohazardous Waste Bags: Polypropylene Film with Indicator, Flat Pack, and Twist Ties.Designed for superior performance and produced according to the most stringent quality controls, every item is created knowing that you depend on it to perform.Right. From the Beginning. | autoclavable-biohazardous-waste-bags-841.jpg
SKU: ROSCC-BAG | Roscoe Medical Shoulder-Style Cylinder Bag with Adjustable Strap Black | ValueAdvantage C Cylinder Bag Roscoe Medical ValueAdvantage cylinder bags are priced up to 35 percent lower than comparable bags currently on the market.Features high-quality padded nylon fabric,adjustable shoulder strap and clear window panel for easy viewing of the regulator. | shoulder-style-cylinder-bag-with-adjustable-strap-black-2c3.jpg
SKU: ROSCC-BAG | Roscoe Medical Shoulder-Style Cylinder Bag with Adjustable Strap Black | ValueAdvantage C Cylinder Bag Roscoe Medical ValueAdvantage cylinder bags are priced up to 35 percent lower than comparable bags currently on the market.Features high-quality padded nylon fabric,adjustable shoulder strap and clear window panel for easy viewing of the regulator. | shoulder-style-cylinder-bag-with-adjustable-strap-black-2c3.jpg
SKU: RBW640 | R & B Wire Nylon Hamper Bag | Constructed from a rugged 200 denier urethane coated nylon making this bag flame retardant and durable. The flame retardant properties of the material are built into the fabric and are guaranteed for the life of the bag. Double sewn seams add strength and the draw string rim provides for easy closure and transporting. This bag is tear resistant and completely washable - cool dry for best results and a long life. Fits all R&B hampers. | nylon-hamper-bag-782.jpg
SKU: RBW641 | R & B Wire Antimicrobial Hamper Bag | Constructed from a rugged heavy-duty antimicrobial vinyl making this bag flame retardant and durable. The antimicrobial and flame retardant properties of the material are built into the fabric and are guaranteed for the life of the bag. Double sewn seams add strength and the draw string rim provides for easy closure and transporting. This bag is tear resistant and best cleaned with a neutral soap in warm water for best results and a long life. Rinsed-laundering is not recommended. Fits all R&B hampers. | antimicrobial-hamper-bag-49b.jpg
SKU: RBW670R | R & B Wire Replacement Easy Access Bag | Easy Access bags are constructed from high quality antimicrobial and flame retardant material- approved for institutional use. The antimicrobial and flame retardant properties of the material are built into the fabric and are guaranteed for the life of the bag. Bags have convenient Velcro closures for easy access and use. This bag is made for the 670 series hamper exclusively. 18"W x 13 1/2"D x 25"H. | replacement-easy-access-bag-1ca.jpg
SKU: RBW680R | R & B Wire Replacement Leakproof Bag | Leakproof bags are constructed from high quality vinyl that is fully welded and flame retardant. These bags are approved for institutional use. The leak proof and flame retardant properties of the material are built into the fabric and are guaranteed for the life of the bag. Bags are hooded for convenient transporting along with a shock corded rim to insure a snug fit and easy removal and setup. These bags are made for the 680 series hampers but will fit on 692, 694, and 697 hampers as well. Dimensions: 30" x 35". | replacement-leakproof-bag-4c2.jpg
SKU: SKIL914341 | Skil Care Wheelchair Chart Holder Bag | Wheelchair Chart Holder Bag | wheelchair-chart-holder-bag-cba.jpg
SKU: SKIL914363 | Skil Care Wheelchair Footrest Bag, LG | Wheelchair Footrest Bag, LG | wheelchair-footrest-bag-lg-664.jpg
SKU: SKIL914362 | Skil Care Footrest Bag for Wheelchair | Most wheelchairs have footrests that are removable and arenâ€™t interchangeable with other model wheelchairs. Often, when removed, the footrests are difficult to locate which nessitates a large time expenditure to locate. The Skil-Care footrest bag can be used on any wheelchair and avoids looking for the detached footrests. | footrest-bag-for-wheelchair-b71.jpg
SKU: RBW669/AM | R & B Wire Triangular Antimicrobial Hamper Bag for 669 Series | Triangular Laundry Hamper Bag is made exclusively for the R&B Wire 669 Triangular Laundry Hamper. Each bag has a drawstring top with a lock for easy and secure closing. Triangular shape of bottom and sides of bag exclusively fit the triangular laundry hamper. Available colors are White, Green, Mauve, and Blue. | triangular-antimicrobial-hamper-bag-for-669-series-943.jpg
SKU: RBW669/LP | R & B Wire Triangular Leakproof Hamper Bag | Triangular Laundry Hamper Bag is made exclusively for the R&B Wire 669 Triangular Laundry Hamper. Each bag has a drawstring top with a lock for easy and secure closing. Triangular shape of bottom and sides of bag fit the triangular laundry hamper exactly. Available colors are White, Green, Mauve, and Blue. | triangular-leakproof-hamper-bag-6ef.jpg
SKU: RBW669/CD | R & B Wire Triangular Cotton Duck Hamper Bag | Triangular Laundry Hamper Bag is made exclusively for the R&B Wire 669 Triangular Laundry Hamper. Each bag has a drawstring top with a lock for easy and secure closing. Triangular shape of bottom and sides of bag exclusively fit the triangular laundry hamper. The Cotton Duck bag comes only in a durable canvas material. | triangular-cotton-duck-hamper-bag-f22.jpg
SKU: RBW669/NY | R & B Wire Triangular Nylon Hamper Bag | Triangular Laundry Hamper Bag is made exclusively for the R&B Wire 669 Triangular Laundry Hamper. Each bag has a drawstring top with a lock for easy and secure closing. Triangular shape of bottom and sides of bag exclusively fit the triangular laundry hamper. Available colors are White, Green, Mauve, and Blue. | triangular-nylon-hamper-bag-154.jpg
SKU: BRW43431 | Brewer Personal Belongings Tray | The Brewer Personal Belonging Tray is for use with Brewer Infusion Pump Stands. The Tray provides a place for patients to place personal items such as a book or reading glasses. Alternately, the tray may be used for instruments used during infusion set-up procedures. Requires Universal Clamp (sold separately). | personal-belongings-tray-e66.jpg
SKU: EZAB1005DB | EZ Access Tray Inflatable | The EZ-SHAMPOOÂ® Hair Washing Basin allows for a refreshing, revitalizing shampoo without getting out of the bed. Comfortable and convenient, the inflatable basin provides secure, form-fitting support that cushions the head and shoulders. A caregiver can quickly shampoo and rinse your hair without awkward lifting and bending. Made of heavy-duty vinyl and is latex-free. | tray-inflatable-54d.png
SKU: STND2050 | Stander Assist-A-Tray | The Assist-A-Tray is a simple couch-side handle that make from your favorite couch or chairâ€¦ Easy! It comes with a convenient multi-use swivel tray so you can eat, surf the web, or simply keep handy items close by. And like all of our products, it blends in with your living-room (like another piece of furniture) so you can maintain the comforting feeling of your home. Support Handle -Â Makes sitting and standing easy. Swivel-Tray -Â Laptop/TV tray comes with a cup holder, utensil compartment, and swings out of the way when not in use.Â Adaptable -Â Adjusts in length to fit either side of your couch/chair. Super- Grip Rubber Pads -Â Ensures extra stability and protects floors against damage. Low Profile -Â Matches look and feel of your home. Lifetime Guarantee -Â If you are unsatisfied for any reason send it back for a full refund no questions asked! | assist-a-tray-274.jpg
SKU: INDJIJJB4790 | Jobar International Walker Tray | Makes carrying dinner, magazines and crafts easyTurns any standard walker into a TV/transport tray | walker-tray-25e.jpg
SKU: CVN31144499 | Covidien Devon 7059 Laceration Tray | Laceration Trays & Suture Removal Kits Offer Compact, Disposable, Ready to Use Options. They Save Time and Eliminate Waste with Only Necessary Components. They Reduce Set Up Time and Cost While Increasing Efficiency. | devon-7059-laceration-tray-7a2.jpg
SKU: BOVA812-C | Bovie Medical Mobile Stand For A800, A900, & A950 | "Mobile Stand For Aaron 800, 800-Eu, 900, 940 & 950 (Includes Bottom Tray, Top Tray, Clamp, And 12â€ Height Extension)47â€ High" | mobile-stand-for-a800-a900-a950-128.jpg
SKU: CVN8881847019 | Covidien Bone Marrow Biopsy Tray I-Type Sternal/ Iliac Aspiration Needle & Bone Marrow Biopsy/ Aspiration Needle 16G 11G x 4" Sterile | The Monoject bone marrow biopsy / aspiration needle is ideal for obtaining a reliable aspirate and/or core bone marrow sample with unaltered architecture. The rigid stainless steel needle features a double-cutting edge cannula and sharp style for confident use and smoother entry into the marrow. The comfortable ergonomic handle design also provides precision control with minimal discomfort. These needles, along with safety components are conveniently packaged in sterile procedural trays that comply with industry standards. | bone-marrow-biopsy-tray-i-type-sternal-iliac-aspiration-needle-amp-bone-marrow-biopsy-aspiration-needle-16g-11g-x-4quot-sterile-f6c.jpg
SKU: CVN8881847118 | Covidien Monoject Bone Marrow Biopsy Tray with Safety Components, 11 G Bone Marrow Needle | The Monoject bone marrow biopsy / aspiration needle is ideal for obtaining a reliable aspirate and/or core bone marrow sample with unaltered architecture. The rigid stainless steel needle features a double-cutting edge cannula and sharp style for confident use and smoother entry into the marrow. The comfortable ergonomic handle design also provides precision control with minimal discomfort. These needles, along with safety components are conveniently packaged in sterile procedural trays that comply with industry standards. | monoject-bone-marrow-biopsy-tray-with-safety-components-11-g-bone-marrow-needle-547.jpg
SKU: CVN6070 | Covidien Dover 100% Silicone Urine Meter Foley Tray | CURITY Foley Tray utilizing CURITY Drain Bag w/ MONO-FLO Anti-Reflux Device, SAFEGUARD Needleless Sampling Port, and SPLASHGUARD II Drain Spout includes: 100% Silicone Foley catheter 14-16 Fr., 5cc, 2-way,17", CURITY Drain Bag (6308), 100% Latex Free Standard Prep Tray includes: (Sterile CSR Wrap, Fenestrated Drape, Underpad, Nitrile Exam Gloves, Forceps, Prepping Balls, 10cc Prefilled Sterile Water Inflation Syringe, Unique Bellows Lubricant Syringe, Povidone-Iodine Solution, Specimen Container and Label). | dover-100-silicone-urine-meter-foley-tray-dd1.jpg
SKU: CVN6162 | Covidien Dover Hydrogel Coated Latex Foley Tray | MONO-FLO Anti-Reflux Device Foley Tray w/ SAFEGUARD Needleless Sampling Port and SPLASHGUARD II Drain Spout includes: ULTRAMER Foley Catheter (Latex), 14 Fr., 5cc, 2-way, 17", CURITY Drain Bag (6308), 100% Latex Free Standard Prep Tray includes: (Sterile CSR Wrap, Fenestrated Drape, Underpad, Nitrile Exam Gloves, Forceps, Prepping Balls, 10cc Prefilled Sterile Water Inflation Syringe, Unique Bellows Lubricant Syringe, Povidone-Iodine Solution, Specimen Container and Label). | dover-hydrogel-coated-latex-foley-tray-8fc.jpg
SKU: ROSCRW-248NCBK | Roscoe Medical Rear Wheel 24 x 1-0.38 Pneumatic | For multiple wheelchairs. | rear-wheel-24-x-1-038-pneumatic-3ff.jpg
SKU: ROSCRW-248PCBK | Roscoe Medical Rear Wheel 24 x 1-0.38 Polyurethane | For multiple wheelchairs. | rear-wheel-24-x-1-038-polyurethane-aba.jpg
SKU: PMI9057 | Probasics 5â€ Universal Wheels with Glide Caps | 5â€ Universal Wheels with Glide Caps | 5-universal-wheels-with-glide-caps-afe.jpg
SKU: REVMWA-100W | Revolution Mobility Single Button Folding Walker With 3" Wheels, 300 lbs | Durable aluminum frame. Single button release. Contoured grip. Height adjustable. Includes rear glide caps. | single-button-folding-walker-with-3-wheels-300-lbs-acb.jpg
SKU: REVMWA-103-5 | Revolution Mobility Junior Two Button Folding Walker with 5" Wheels 300 lbs | Junior Two Button Folding Walker with 5" Wheels 300 lbs. | junior-two-button-folding-walker-with-5-wheels-300-lbs-615.jpg
SKU: RBWE/DIVIDER | R & B Wire Wire Adjustable and Removable Divider for E Basket | The R&B Wire Adjustable & Removable Divider for E Basket allows you to effectively sort your load the way you want, making the inside of the basket into two separate compartments or you can remove it completely to utilize the entire basket. | wire-adjustable-and-removable-divider-for-e-basket-144.jpg
SKU: PMI1048WB | Probasics Walker Basket | Probasics Walker Basket | walker-basket-988.jpg
SKU: ROSC90364 | Roscoe Medical Basket for Knee Scooter Gemini Scooter | Basket for Knee Scooter Gemini Scooter | basket-for-knee-scooter-gemini-scooter-364.jpg
SKU: NOVA437B | Nova Basket with Plastic Liner for Folding Walker | Basket For 4080/4090 Series Adult Walkers | basket-with-plastic-liner-for-folding-walker-145.jpg
SKU: RBWH | R & B Wire Big Dog Capacity Laundry Basket, 6 Bushels | This H basket is 6 bushels, and comes standard in sturdy chrome finish or your choice of chrome, grey, and blue copolymer coating. The basket is equipped with our grey thick air-cushion bumper for maximum protection. Fits on the 200 base. | big-dog-capacity-laundry-basket-6-bushels-a77.jpg
SKU: NOVAC4203B | Nova Basket For 4200 4203 4212 | This basket (C4203B) is for the Cruiser 4200, GetGO 4203, and GetGO Super 4212. | basket-for-4200-4203-4212-83d.jpg
SKU: NOVAP4215B | Nova Mack Basket | This basket (P4215B) is for the Mack 4215 and Might Mack 4216. | mack-basket-fb8.jpg
SKU: MJM241DR | MJM International Laundry Baskets, 33" L x 19" W x 75" H | MJM Key Advantages: Rust Proof Frame, No Peeling, Chipping or Discoloring, No Sharp Edges, Heavy Duty Threaded Stem and Axle Casters, Non Marking Thread, Ideal for Both Wet or Dry Items, Color Code with 13 Different Colors, Fabrics, Anti-Bacterial Vinyl, Mesh and Nylon, Roomy Baskets, Custom Sizes Available. | laundry-baskets-33-l-x-19-w-x-75-h-d46.jpg
SKU: MJM250ER | MJM International Laundry Baskets, 33" L x 19" W x 74.25" H | MJM Key Advantages: Rust Proof Frame, No Peeling, Chipping or Discoloring, No Sharp Edges, Heavy Duty Threaded Stem and Axle Casters, Non Marking Thread, Ideal for Both Wet or Dry Items, Color Code with 13 Different Colors, Fabrics, Anti-Bacterial Vinyl, Mesh and Nylon, Roomy Baskets, Custom Sizes Available. | laundry-baskets-33-l-x-19-w-x-7425-h-5b0.jpg
SKU: SKIL753272 | Skil Care Comfort Foam Wheelchair Cushion | High Density Foam, Vinyl Cover | comfort-foam-wheelchair-cushion-40a.jpeg
SKU: PSY8313 | Posey Bulb Syringe 3 oz. Reusable Sterile Plastic | disposable over mattress sensors | bulb-syringe-3-oz-reusable-sterile-plastic-c99.jpg
SKU: RBW2255 | R & B Wire Storage Basket 15" x 7" x 4" | This medical storage basket will provide a convenient location to store items that need to be accessible. | storage-basket-15-x-7-x-4-2ee.jpg
SKU: RBWE | R & B Wire Standard Capacity Baskt | This E standard basket is 2 1/2 bu. and comes standard in a sturdy chrome finish or your choice of a copolymer coating (see color chart). The basket is equipped with our grey thick air-cushion bumper for maximum protection. Fits 100 base. | standard-capacity-baskt-040.jpg
SKU: RBWT | R & B Wire Standard Front Load Basket | This T front load basket is 2 1/4 bu. and comes standard in a sturdy chrome finish or your choice of an almond copolymer coating. The basket is equipped with our grey thick air-cushion bumper for maximum protection. Fits 100 base. | standard-front-load-basket-e40.jpg
SKU: RBWS | R & B Wire Large Capacity Front Load Basket, 3 3/4 bushels | This S front load basket is 3 3/4 bu. and comes standard in a sturdy chrome finish or your choice of an almond copolymer coating. The basket is equipped with our grey thick air-cushion bumper for maximum protection. Fits 200 base. | large-capacity-front-load-basket-3-3-4-bushels-fc4.jpg
SKU: RBWF | R & B Wire Large Capacity Basket | This F large capacity basket is 4 1/2 bu. and comes standard in a sturdy chrome finish or your choice of an almond copolymer coating. The basket is equipped with our grey thick air-cushion bumper for maximum protection. Fits 200 base. | large-capacity-basket-243.jpg
SKU: RBWG | R & B Wire Deluxe Basket | This G deluxe basket is 3 1/2 bu. and comes in a sturdy chrome finish or your choice of an almond copolymer coating. Equipped with our gray thick air-cushion bumper for maximum protection. Fits 300 base. | deluxe-basket-910.jpg
SKU: RBWD | R & B Wire Narrow Basket | This D narrow basket is 2 bu. and comes standard in a sturdy chrome finish or your choice of an almond copolymer coating. Equipped with our grey thick air-cushion bumper for maximum protection. Fits 100 base. | narrow-basket-9ef.jpg
SKU: RBW661 | R & B Wire Bulk Polyliner Holder for Easy Access and Leakproof Hampers | This convenient wire accessory bag holder is chrome plated and is made specifically for the 670 series and 680 series deluxe hampers. This basket allows you to store replacement liners or other appropriate products with the hamper. | bulk-polyliner-holder-for-easy-access-and-leakproof-hampers-f84.jpg
SKU: RBWRWB | R & B Wire Round Wire Utility Basket, Zinc Plated, 45 Gallon | This wire basket can be used with or without the rolling base and offers 46 gallons of capacity. The basket has a durable zinc finish and can be used for multiple purposes. The basket is 30" high and 21" wide at the top and 17" wide at the bottom. | round-wire-utility-basket-zinc-plated-45-gallon-250.jpg
SKU: RBW781 | R & B Wire Basket Shelf for 36" Single Garment Rack | This 2-piece shelf allows you to add a bottom shelf to the 703 garment rack for boots or additional storage. Also handy for transporting other small items along with garments. This unit is constructed from heavy-duty wire with a bright and sturdy chrome finish. A useful accessory that attaches to the bottom of the 703 garment rack with ease. This shelf has a 50 lb. capacity.Basket Shelf for 703 Garment Rack. | basket-shelf-for-36-single-garment-rack-f09.jpg
SKU: RBW782 | R & B Wire Basket Shelf for 48" Single Garment Rack | This 2-piece shelf allows you to add a bottom shelf to the 704 garment rack for boots or additional storage. Also handy for transporting other small items along with garments. This unit is constructed from heavy-duty wire with a bright and sturdy chrome finish. A useful accessory that attaches to the bottom of the 704 garment rack with ease. This shelf has a 50 lb. capacity.Basket Shelf for 704 Garment Rack. | basket-shelf-for-48-single-garment-rack-3e2.jpg
SKU: RBW2250 | R & B Wire Storage Basket 19.5" x 5" x 6" | This medical storage basket will provide a convenient location to store items that need to be accessible. | storage-basket-195-x-5-x-6-1a7.jpg
SKU: INVT57 | Invacare Top End T-5 7000 Series Tennis Wheelchair | The Invacare Top End T-5 7000 Series Tennis Wheelchair offers a custom built aluminum frame with an enhanced headtube design for maximum performance. High performance rear wheels and adjustable tension seat and back upholstery help ensure a perfect fit for each athlete. | top-end-t-5-7000-series-tennis-wheelchair-137.jpg
SKU: MJM722ATC-YEL | MJM International All Terrain Beach Wheelchair Yellow | All Terrain Beach Chair. | all-terrain-beach-wheelchair-yellow-c3f.png
SKU: MJM722-ATC-ELR-YEL | MJM International All Terrain Chair: 22in Seat 2 Swivel Wheels and Elevated Leg Rest | Healthcare Grade, Reinforced At All Stress Related Areas, Heavy Duty Wheels Non-Corrosive Plastic Bearings, 2 Swivel And 2 Rigid Wheels. | all-terrain-chair-22in-seat-2-swivel-wheels-and-elevated-leg-rest-460.jpg
SKU: MJME720-ATC-YEL | MJM International All Terrain 20 Inch Beach Chair | Available colors: | all-terrain-20-inch-beach-chair-c74.jpg
SKU: MJME720-ATC-Y-U | MJM International Echo All Terrain Chair with Umbrella 20 Inch | Echo all terrain chair with heavy duty wheels, 20 inch internal width, storage bag, folding footrest and umbrella, 250 lbs weight capacity | echo-all-terrain-chair-with-umbrella-20-inch-53e.jpg
SKU: MJM725-ATC-YEL | MJM International All Terrain Beach Lounger | Healthcare Grade, Reinforced At All Stress Related Areas, High Flotation Heavy Duty Wheels Non-Corrosive Plastic Bearing. | all-terrain-beach-lounger-c94.png
SKU: MJM750-ATC-YEL | MJM International All Terrain Beach Wheelchair | Healthcare Grade, Reinforced At All Stress Related Areas, High Flotation Heavy Duty Wheels Non-Corrosive Plastic Bearing. | all-terrain-beach-wheelchair-fe8.jpg
SKU: DMNDESURFBUGEZR | Deming Designs DeSurf Bug EZ Roller Beach Submersible Wheelchair | A brand new and exciting mobility product! For those who want access to go straight in the water, and splash in the surf, - the DeBug Surf Rider is your answer!This beach wheelchair was developped and designed with all the attention to quality, and detail given to every other product he has designed. This chair is made from 316L Stainless Steel, a higher grade than 304 Stainless, and much more durable than Aluminum, or PVC.Below is more information about our new beach wheelchair, handcrafted, right here in Pensacola, Florida! | desurf-bug-ez-roller-beach-submersible-wheelchair-aa3.jpg
SKU: DMNPOOLCH | Deming Designs DeBug Pool Chair | The Debug Aquatic Chair is great for pools, water-parks and showers and can even be used as a manual street wheelchair. As a pool wheelchair it can assist in bringing commercial pools with ramps and waterparks into compliance with the new ADA Swimming Pool Guidelines. The interchangeable front axle and sleeves, along with the rear pool suspension, means it only takes a few moments to convert the Debug Aquatic Chair from one style to another | debug-pool-chair-c22.png
SKU: DMNPOOLNBCHCH | Deming Designs DeBug Pool and Beach Interchangeable Wheels Wheelchair Package | The Debug Aquatic Chair is great for pools, water-parks and showers and can even be used as a manual street wheelchair. As a pool wheelchair it can assist in bringing commercial pools with ramps and waterparks into compliance with the new ADA Swimming Pool Guidelines. The interchangeable front axle and sleeves, along with the rear pool suspension, means it only takes a few moments to convert the Debug Aquatic Chair from one style to another | debug-pool-and-beach-interchangeable-wheels-wheelchair-package-c98.png
SKU: MJM415-3 | MJM International Stroller 27"L x 44"H | Healthcare Grade, Reinforced At All Stress Related Areas, Arms Are Height Adjustable, Seat Comes With Solid Support Base To Prevent Sagging. A Perfect Match For Ambulatory Residents, Excellent For Confined Spaces And Easy Maneuverability | stroller-27l-x-44h-5c1.png
SKU: SAMP566896 | Sammons Preston Trotter Mobility Chair - Bus Transit Only. Straps only | Trotter Mobility Chair Bus Transit Option OnlyStraps Only | trotter-mobility-chair-bus-transit-only-straps-only-23c.jpg
SKU: ROSCK31816DHRSA | Roscoe Medical K3 Wheelchair 18 Inch x 16 Inch Removable Desk Length Arms Swing Away Footrests | The Roscoe K3 Lite Wheelchair weighs less than 36 pounds, making it perfect for rental and long term or short term use. It has an attractive silver vein powder coated steel frame. Designed with a dual axle and multi position caster forks, our K3 Lite chair provides for easy transition of seat height to hemi level. Black padded nylon upholstery resists mildew and bacteria. Chart pocket on backrest and industry compatible front riggings come standard. Padded aluminum desk length arms are removable and can be reversed for a full length feel. | k3-wheelchair-18-inch-x-16-inch-removable-desk-length-arms-swing-away-footrests-37e.jpg
SKU: KRMS-ERGO115F16SS | Karman Healthcare S-Ergo 115 16" seat Ultra Lightweight Ergonomic Wheelchair with Swing Away Footrest in Silver | The model S-Ergo 115 features our S-Shape Seating System and is our number one best seller for many reasons. At a mere 25 lbs in weight with detachable foot rest and many features such as removable cushions treated by AEIGISÂ® treated anti-microbial coated seating system. | s-ergo-115-16-seat-ultra-lightweight-ergonomic-wheelchair-with-swing-away-footrest-in-silver-6ce.jpg
SKU: KRMS-ERGO115F18SS | Karman Healthcare S-Ergo 115 18" seat Ultra Lightweight Ergonomic Wheelchair with Swing Away Footrest in Silver | The model S-Ergo 115 features our S-Shape Seating System and is our number one best seller for many reasons. At a mere 25 lbs in weight with detachable foot rest and many features such as removable cushions treated by AEIGISÂ® treated anti-microbial coated seating system. | s-ergo-115-18-seat-ultra-lightweight-ergonomic-wheelchair-with-swing-away-footrest-in-silver-0d7.jpg
SKU: KRMS-ERGO115F20SS | Karman Healthcare S-Ergo 115 20" seat Ultra Lightweight Ergonomic Wheelchair with Swing Away Footrest in Silver | The model S-Ergo 115 features our S-Shape Seating System and is our number one best seller for many reasons. At a mere 25 lbs in weight with detachable foot rest and many features such as removable cushions treated by AEIGISÂ® treated anti-microbial coated seating system. | s-ergo-115-20-seat-ultra-lightweight-ergonomic-wheelchair-with-swing-away-footrest-in-silver-c24.jpg
SKU: KRMS-ERGO115F16RS | Karman Healthcare S-Ergo 115 16" seat Ultra Lightweight Ergonomic Wheelchair with Swing Away Footrest in Red | The model S-Ergo 115 features our S-Shape Seating System and is our number one best seller for many reasons. At a mere 25 lbs in weight with detachable foot rest and many features such as removable cushions treated by AEIGISÂ® treated anti-microbial coated seating system. | s-ergo-115-16-seat-ultra-lightweight-ergonomic-wheelchair-with-swing-away-footrest-in-red-8f6.jpg
SKU: KRMS-ERGO115F18RS | Karman Healthcare S-Ergo 115 18" seat Ultra Lightweight Ergonomic Wheelchair with Swing Away Footrest in Red | The model S-Ergo 115 features our S-Shape Seating System and is our number one best seller for many reasons. At a mere 25 lbs in weight with detachable foot rest and many features such as removable cushions treated by AEIGISÂ® treated anti-microbial coated seating system. | s-ergo-115-18-seat-ultra-lightweight-ergonomic-wheelchair-with-swing-away-footrest-in-red-40b.jpg
SKU: KRMS-ERGO115F20RS | Karman Healthcare S-Ergo 115 20" seat Ultra Lightweight Ergonomic Wheelchair with Swing Away Footrest in Red | The model S-Ergo 115 features our S-Shape Seating System and is our number one best seller for many reasons. At a mere 25 lbs in weight with detachable foot rest and many features such as removable cushions treated by AEIGISÂ® treated anti-microbial coated seating system. | s-ergo-115-20-seat-ultra-lightweight-ergonomic-wheelchair-with-swing-away-footrest-in-red-d09.jpg
SKU: KRMS-ERGO115F18RMG | Karman Healthcare S-Ergo 115 18" seat Ultra Lightweight Ergonomic Wheelchair with Swing Away Footrest and Mag Wheels in Red | The model S-Ergo 115 features our S-Shape Seating System and is our number one best seller for many reasons. At a mere 25 lbs in weight with detachable foot rest and many features such as removable cushions treated by AEIGISÂ® treated anti-microbial coated seating system. | s-ergo-115-18-seat-ultra-lightweight-ergonomic-wheelchair-with-swing-away-footrest-and-mag-wheels-in-red-bf7.jpg
SKU: KRMS-ERGO115F18SMG | Karman Healthcare S-Ergo 115 18" seat Ultra Lightweight Ergonomic Wheelchair with Swing Away Footrest and Mag Wheels in Silver | The model S-Ergo 115 features our S-Shape Seating System and is our number one best seller for many reasons. At a mere 25 lbs in weight with detachable foot rest and many features such as removable cushions treated by AEIGISÂ® treated anti-microbial coated seating system. | s-ergo-115-18-seat-ultra-lightweight-ergonomic-wheelchair-with-swing-away-footrest-and-mag-wheels-in-silver-102.jpg
SKU: KRMS-ERGO115Q16RS | Karman Healthcare S-Ergo 115 16" seat Ultra Lightweight Ergonomic Wheelchair with Swing Away Footrest and Quick Release Wheels in Red | The model S-Ergo 115 features our S-Shape Seating System and is our number one best seller for many reasons. At a mere 25 lbs in weight with detachable foot rest and many features such as removable cushions treated by AEIGISÂ® treated anti-microbial coated seating system. | s-ergo-115-16-seat-ultra-lightweight-ergonomic-wheelchair-with-swing-away-footrest-and-quick-release-wheels-in-red-03f.jpg
SKU: KRMS-ERGO115Q16SS | Karman Healthcare S-Ergo 115 16" seat Ultra Lightweight Ergonomic Wheelchair with Swing Away Footrest and Quick Release Wheels in Silver | The model S-Ergo 115 features our S-Shape Seating System and is our number one best seller for many reasons. At a mere 25 lbs in weight with detachable foot rest and many features such as removable cushions treated by AEIGISÂ® treated anti-microbial coated seating system. | s-ergo-115-16-seat-ultra-lightweight-ergonomic-wheelchair-with-swing-away-footrest-and-quick-release-wheels-in-silver-f87.jpg
SKU: KRMS-ERGO115Q18RS | Karman Healthcare S-Ergo 115 18" seat Ultra Lightweight Ergonomic Wheelchair with Swing Away Footrest and Quick Release Wheels in Red | The model S-Ergo 115 features our S-Shape Seating System and is our number one best seller for many reasons. At a mere 25 lbs in weight with detachable foot rest and many features such as removable cushions treated by AEIGISÂ® treated anti-microbial coated seating system. | s-ergo-115-18-seat-ultra-lightweight-ergonomic-wheelchair-with-swing-away-footrest-and-quick-release-wheels-in-red-2a7.jpg
SKU: KRMS-ERGO115Q18SS | Karman Healthcare S-Ergo 115 18" seat Ultra Lightweight Ergonomic Wheelchair with Swing Away Footrest and Quick Rrelease Wheels in Silver | The model S-Ergo 115 features our S-Shape Seating System and is our number one best seller for many reasons. At a mere 25 lbs in weight with detachable foot rest and many features such as removable cushions treated by AEIGISÂ® treated anti-microbial coated seating system. | s-ergo-115-18-seat-ultra-lightweight-ergonomic-wheelchair-with-swing-away-footrest-and-quick-rrelease-wheels-in-silver-023.jpg
SKU: KRMS-ERGO115Q20RS | Karman Healthcare S-Ergo 115 20" seat Ultra Lightweight Ergonomic Wheelchair with Swing Away Footrest and Quick Release Wheels in Red | The model S-Ergo 115 features our S-Shape Seating System and is our number one best seller for many reasons. At a mere 25 lbs in weight with detachable foot rest and many features such as removable cushions treated by AEIGISÂ® treated anti-microbial coated seating system. | s-ergo-115-20-seat-ultra-lightweight-ergonomic-wheelchair-with-swing-away-footrest-and-quick-release-wheels-in-red-ee1.jpg
SKU: KRMS-ERGO115Q20SS | Karman Healthcare S-Ergo 115 20" seat Ultra Lightweight Ergonomic Wheelchair with Swing Away Footrest and Quick Release Wheels in Silver | The model S-Ergo 115 features our S-Shape Seating System and is our number one best seller for many reasons. At a mere 25 lbs in weight with detachable foot rest and many features such as removable cushions treated by AEIGISÂ® treated anti-microbial coated seating system. | s-ergo-115-20-seat-ultra-lightweight-ergonomic-wheelchair-with-swing-away-footrest-and-quick-release-wheels-in-silver-3e9.jpg
SKU: KRMS-2512F16SS | Karman Healthcare Ergo Flight 16" seat Ultra Lightweight Ergonomic Wheelchair | In todayâ€™s market, people are tired of the heavy wheelchairs that were meant to promote mobility to disabled or mobility impaired individuals. Where mobility and ease of transportation were meant to be the primary importance of manufacturing a wheelchair, somehow manufactures got lost on what was most important to the people using the chairs.Karman proudly announces the product that will redefine ultralight weight at the most competitive price. We did this by mixing a competitive metal (Aircraft Grade T6 Alu) with the most efficient geometry possible in designing a wheelchair.What we get is a functional wheelchair that slashes price on any Titanium wheelchair driving economy directly to the homes of individuals that wish to have the ultimate mobility wheelchair possible. | ergo-flight-16-seat-ultra-lightweight-ergonomic-wheelchair--3d3.jpg
SKU: KRMS-2512F18SS | Karman Healthcare Ergo Flight 18" seat Ultra Lightweight Ergonomic Wheelchair | In todayâ€™s market, people are tired of the heavy wheelchairs that were meant to promote mobility to disabled or mobility impaired individuals. Where mobility and ease of transportation were meant to be the primary importance of manufacturing a wheelchair, somehow manufactures got lost on what was most important to the people using the chairs.Karman proudly announces the product that will redefine ultralight weight at the most competitive price. We did this by mixing a competitive metal (Aircraft Grade T6 Alu) with the most efficient geometry possible in designing a wheelchair.What we get is a functional wheelchair that slashes price on any Titanium wheelchair driving economy directly to the homes of individuals that wish to have the ultimate mobility wheelchair possible. | ergo-flight-18-seat-ultra-lightweight-ergonomic-wheelchair--af2.jpg
SKU: KRMS-2512Q16SS | Karman Healthcare Ergo Flight 16" seat Ultra Lightweight Ergonomic Wheelchair with Quick Release Wheels | In todayâ€™s market, people are tired of the heavy wheelchairs that were meant to promote mobility to disabled or mobility impaired individuals. Where mobility and ease of transportation were meant to be the primary importance of manufacturing a wheelchair, somehow manufactures got lost on what was most important to the people using the chairs.Karman proudly announces the product that will redefine ultralight weight at the most competitive price. We did this by mixing a competitive metal (Aircraft Grade T6 Alu) with the most efficient geometry possible in designing a wheelchair.What we get is a functional wheelchair that slashes price on any Titanium wheelchair driving economy directly to the homes of individuals that wish to have the ultimate mobility wheelchair possible. | ergo-flight-16-seat-ultra-lightweight-ergonomic-wheelchair-with-quick-release-wheels-5aa.jpg
SKU: KRMS-2512Q18SS | Karman Healthcare Ergo Flight 18" seat Ultra Lightweight Ergonomic Wheelchair with Quick Release Wheels | In todayâ€™s market, people are tired of the heavy wheelchairs that were meant to promote mobility to disabled or mobility impaired individuals. Where mobility and ease of transportation were meant to be the primary importance of manufacturing a wheelchair, somehow manufactures got lost on what was most important to the people using the chairs.Karman proudly announces the product that will redefine ultralight weight at the most competitive price. We did this by mixing a competitive metal (Aircraft Grade T6 Alu) with the most efficient geometry possible in designing a wheelchair.What we get is a functional wheelchair that slashes price on any Titanium wheelchair driving economy directly to the homes of individuals that wish to have the ultimate mobility wheelchair possible. | ergo-flight-18-seat-ultra-lightweight-ergonomic-wheelchair-with-quick-release-wheels-07c.jpg
SKU: KRMLT-980-BK | Karman Healthcare 18" seat 24 lbs. Ultra Lightweight Wheelchair with Swing Away Footrest in Black | The Karman Ultra Lightweight LT-980 is by far the lightest wheelchair at its price point. Weighing in at only 24 lbs, this chair is ideal for those who are traveling, caretakers who are tired of lifting a standard steel wheelchair, or any wheelchair user who is looking for something easier to propel and live life independently. | 18-seat-24-lbs-ultra-lightweight-wheelchair-with-swing-away-footrest-in-black-6fa.jpg
SKU: KRMLT-980-BK-E | Karman Healthcare 18" seat 24 lbs. Ultra Lightweight Wheelchair with Elevating Legrest in Black | The Karman Ultra Lightweight LT-980 is by far the lightest wheelchair at its price point. Weighing in at only 24 lbs, this chair is ideal for those who are traveling, caretakers who are tired of lifting a standard steel wheelchair, or any wheelchair user who is looking for something easier to propel and live life independently. | 18-seat-24-lbs-ultra-lightweight-wheelchair-with-elevating-legrest-in-black-61e.jpg
SKU: KRMLT-980-BD | Karman Healthcare LT-980 18" seat 24 lbs. Ultra Lightweight Wheelchair with Swing Away Footrest in Burgundy | The Karman Ultra Lightweight LT-980 is by far the lightest wheelchair at its price point. Weighing in at only 24 lbs, this chair is ideal for those who are traveling, caretakers who are tired of lifting a standard steel wheelchair, or any wheelchair user who is looking for something easier to propel and live life independently. | lt-980-18-seat-24-lbs-ultra-lightweight-wheelchair-with-swing-away-footrest-in-burgundy-b4e.jpg
SKU: KRMLT-980-BD-E | Karman Healthcare 18" seat 24 lbs. Ultra Lightweight Wheelchair with Elevating Legrest in Merlot Mica | The Karman Ultra Lightweight LT-980 is by far the lightest wheelchair at its price point. Weighing in at only 24 lbs, this chair is ideal for those who are traveling, caretakers who are tired of lifting a standard steel wheelchair, or any wheelchair user who is looking for something easier to propel and live life independently. | 18-seat-24-lbs-ultra-lightweight-wheelchair-with-elevating-legrest-in-merlot-mica-43a.jpg
SKU: KRMLT-980-SI | Karman Healthcare LT-980 18" seat 24 lbs. Ultra Lightweight Wheelchair with Swing Away Footrest in Silver | The Karman Ultra Lightweight LT-980 is by far the lightest wheelchair at its price point. Weighing in at only 24 lbs, this chair is ideal for those who are traveling, caretakers who are tired of lifting a standard steel wheelchair, or any wheelchair user who is looking for something easier to propel and live life independently. | lt-980-18-seat-24-lbs-ultra-lightweight-wheelchair-with-swing-away-footrest-in-silver-bed.jpg
SKU: KRMLT-980-SI-E | Karman Healthcare LT-980 18" seat 24 lbs. Ultra Lightweight Wheelchair with Elevating Legrest in Silver | The Karman Ultra Lightweight LT-980 is by far the lightest wheelchair at its price point. Weighing in at only 24 lbs, this chair is ideal for those who are traveling, caretakers who are tired of lifting a standard steel wheelchair, or any wheelchair user who is looking for something easier to propel and live life independently. | lt-980-18-seat-24-lbs-ultra-lightweight-wheelchair-with-elevating-legrest-in-silver-c27.jpg
SKU: PMIWCR1816E | Probasics Reclining Wheelchair, 18" x 17" with Removable Desk Arms | The ProBasics Reclining Manual Wheelchair provides full back and headrest support as patient recline,s from 90 to 160 degrees. The 13-inch headrest and padded, full-length arms are removable. Black, padded nylon upholstery resists mildew and bacteria. The frame has a chip-resistant silver vein finish. Mag-style wheels are lightweight and set back on frame to prevent patient from tipping when in the reclined position. | reclining-wheelchair-18-x-17-with-removable-desk-arms-ca8.jpg
SKU: DMNBABYJOGGER | Deming Designs Debug Baby Jogger | The Debug Baby Joggeris a unique stroller jogger that allows the parent or care giver to take their child safely across all terrains for exercise and fun. | debug-baby-jogger-6fc.png
SKU: DRVATC22-R | Drive Medical Bariatric Aluminum Transport Chair 22" | The 22" Bariatric Aluminum Transport Chair with 12" Rear "Flat Free" Wheels by Drive Medical can support individuals up to 450 lbs. The attachable push bar with padded foam grip makes it easy to push, and the back folds down for convenient and easy storage with an easily accessible lever on the chair back. This transport chair comes with 12" rear flat-free wheels, swing-away footrests and fixed, padded, full length desk arms for additional comfort. The heavy-duty, nylon reinforced upholstery has two carry handles for when the seat is folded for storage and transport, making it easier to carry. Comes with lever and companion activated wheel locks, ensuring users safety.Click here for interactive demo. | bariatric-aluminum-transport-chair-22-cb6.jpg
SKU: MAB518-1765-0400 | Mabis DMI Deluxe Wood Transfer Boards With Two Cut-Outs 8" x 24" | DMI Deluxe Wood Transfer Boards With Two Cut-Outs 8" x 24" | deluxe-wood-transfer-boards-with-two-cut-outs-8-x-24-b45.jpg
SKU: PMIEC03 | Probasics Economy Detachable Arm Wheelchair Swingaway Footrest | Probasics Economy Detachable Arm Wheelchair, Swingaway Footrest. | economy-detachable-arm-wheelchair-swingaway-footrest--bc3.jpg
SKU: NOVA327R | Nova 17 inch Transport Chair with Fixed Arms in Red | The Lightweight Transport Chair 17 inch 327R (Red) has a lightweight aluminum frame and padded upholstery. It is foldable and has a quick release fold-down back, as well as padded, fixed full-length arms for added comfort. This transport chair has locking rear wheels. | 17-inch-transport-chair-with-fixed-arms-in-red--cf0.jpg
SKU: GF3H010130 | Everest & Jennings Advantage Wheelchair 18" x 16" | Everest & Jennings introduces the latest in a long tradition of quality wheelchairs. The Advantage is the newest addition to the Everest & Jennings line, a brand respected for performance and durability.The Advantage Wheelchair provides comfort and durability at an affordable price. Designed as a low maintenance wheelchair, it offers an attractive silver vein durable hammer tone steel finish and comes standard with padded nylon upholstery. | advantage-wheelchair-18-x-16--060.jpg
SKU: PMIEC09 | Probasics Economy Detachable Arm Wheelchair | Dual axle converts to hemi. Silver vein steel frame. Durable nylon upholstery. Composite mag wheels with maintenace-free bearings. Composite footplates. Padded armrests. Composite handrims. 300lb. weight capacity. Warranty: 5 years on welds and crossbrace, 1 year on upholstery and wheel locks. | economy-detachable-arm-wheelchair--1dd.jpg
SKU: DRVSL18 | Drive Medical Super Light Folding Transport Chair with Carry Bag | This Super Light Folding Transport Chair with Carry Bag by Drive Medical has a lightweight, silver aluminum frame and maintenance free composite wheels with rear wheel locks. Weighing only 19 lbs., this transport chair is one of the lightest in the market. It folds like a conventional folding chair and comes with a carry bag for easy storage and transportation. Comes standard with padded flip back arms, composite, maintenance free wheels that provide a smooth ride over most surfaces, fold down footrests and rear wheel locks ensuring a convenient, comfortable and safe transport chair. Limited lifetime warranty. | super-light-folding-transport-chair-with-carry-bag-71c.jpg
SKU: DRVSSP118FA-SF | Drive Medical Silver Sport 1 Wheelchair with Full Arms and Swing away Removable Footrest | The Silver Sport I Wheelchair with Fixed Arms and Swing Away Footrests by Drive Medical comes in an attractive powder coated, easy to maintain silver vein finish, and a steel frame for durability. The urethane tires are mounted on composite wheels to provide durability and a smooth ride over most surfaces. The convenient carry pocket on the backrest provides an easy and safe way to transport personal items. The nylon upholstery is durable, lightweight, attractive and easy to clean. Comes standard with swing away footrests, push to lock brakes and plastic footplates. 3 year limited warranty. | silver-sport-1-wheelchair-with-full-arms-and-swing-away-removable-footrest-1cc.jpg
SKU: NOVA327B | Nova 17 inch Transport Chair with Fixed Arms in Blue | The Lightweight Transport Chair 17 inch 327B (Blue) has a lightweight aluminum frame and padded upholstery. It is foldable and has a quick release fold-down back, as well as padded, fixed full-length arms for added comfort. This transport chair has locking rear wheels. | 17-inch-transport-chair-with-fixed-arms-in-blue-2d1.jpg
SKU: NOVA329B | Nova 19 inch Transport Chair with Fixed Arms in Blue | The Lightweight Transport Chair 19 inch 329B (Blue) has a lightweight aluminum frame and padded upholstery. It is foldable and has a quick release fold-down back, as well as padded, fixed full-length arms for added comfort. This transport chair has locking rear wheels. | 19-inch-transport-chair-with-fixed-arms-in-blue--977.jpg
SKU: NOVA329BK | Nova 19 inch Transport Chair with Fixed Arms in Black | The Lightweight Transport Chair 19 inch 329BK (Black) has a lightweight aluminum frame and padded upholstery. It is foldable and has a quick release fold-down back, as well as padded, fixed full-length arms for added comfort. This transport chair has locking rear wheels. | #NAME?
SKU: NOVA329R | Nova 19 inch Transport Chair with Fixed Arms in Red | The Lightweight Transport Chair 19 inch has a lightweight aluminum frame and padded upholstery. It is foldable and has a quick release fold-down back, as well as padded, fixed full-length arms for added comfort. This transport chair has locking rear wheels. | 19-inch-transport-chair-with-fixed-arms-in-red-daf.jpg
SKU: NOVA329CP | Nova 19 inch Transport Chair With Plaid Upholstery in Tan | The Lightweight Transport Chair 19 inch has a lightweight aluminum frame and padded upholstery. It is foldable and has a quick release fold-down back, as well as padded, fixed full-length arms for added comfort. This transport chair has locking rear wheels. | 19-inch-transport-chair-with-plaid-upholstery-in-tan--f2d.jpg
SKU: NOVA352R | Nova 19 inch Transport Chair with 12 inch Rear Wheels in Red | The Lightweight Transport Chair 19 inch has a lightweight aluminum frame and padded upholstery. It has a quick release fold-down back, as well as padded, detachable/reversible desk arms for added convenience. This transport chair has locking rear wheels, as well as hand brakes for added safety and control. | 19-inch-transport-chair-with-12-inch-rear-wheels-in-red-837.jpg
SKU: NOVA352R | Nova 19 inch Transport Chair with 12 inch Rear Wheels in Red | The Lightweight Transport Chair 19 inch has a lightweight aluminum frame and padded upholstery. It has a quick release fold-down back, as well as padded, detachable/reversible desk arms for added convenience. This transport chair has locking rear wheels, as well as hand brakes for added safety and control. | 19-inch-transport-chair-with-12-inch-rear-wheels-in-red-837.jpg
SKU: NOVA7201LE | Nova 20" Lightweight Wheelchair with Fulll Arms and Footrests | The Lightweight Wheelchair 20 in. (7201LE) comes equipped with flip back full arms, as well as elevating leg rests. It also has dual axle positions for quick seat height conversion and flame retardant black nylon upholstery. There are industry compatible accessories available for this product. | 20-lightweight-wheelchair-with-fulll-arms-and-footrests-df4.jpg
SKU: GF3H010100 | Everest & Jennings Wheelchair Advantage 18" x 16" Fixed Full Arm Swingaway Footrest | The Advantage Wheelchair by Everest & Jennings is a standard wheelchair that provides comfort and durability at an affordable price.Designed as a low maintenance wheelchair, it offers an attractive silver vein durable hammer tone steel finish and comes standard with padded nylon upholstery. | wheelchair-advantage-18-x-16-fixed-full-arm-swingaway-footrest-342.jpg
SKU: GF3H010110 | Everest & Jennings Advantage 18" x 16" Fixed Full Arm, Elevating Legrest | Everest & Jennings introduces the latest in a long tradition of quality wheelchairs. The Advantage is the newest addition to the Everest & Jennings line, a brand respected for performance and durability.The Advantage Wheelchair provides comfort and durability at an affordable price. Designed as a low maintenance wheelchair, it offers an attractive silver vein durable hammer tone steel finish and comes standard with padded nylon upholstery. | advantage-18-x-16-fixed-full-arm-elevating-legrest-316.jpg
SKU: GF3H010120 | Everest & Jennings Advantage 18" x 16" Detachable Desk Arm, Swingaway Footrest | Wheelchair advantage 18" x 16" detachable desk arm, swingaway footrest | advantage-18-x-16-detachable-desk-arm-swingaway-footrest-1a5.jpg
SKU: GF3H010140 | Everest & Jennings Wheelchair Advantage 18x16 Full D-FTR | W/c advantage 18X16 full d-ftr | wheelchair-advantage-18x16-full-d-ftr-44a.jpg
SKU: GFEJ783-1 | Everest & Jennings Aluminum Transport Chair | Lightweight Aluminum Transport Chair, 17&quot;, Silver | aluminum-transport-chair-d61.jpg
SKU: GFEJ788-1 | Everest & Jennings Aluminum Transport Chair Blue | Everest & Jennings Transport Chair is designed as an affordable and safe patient transfer device. Its compact size and lighter weight allow a companion to lift and store the chair with ease. Stylish color options of Red, Blue, Silver, Green, Pink and Aqua. | aluminum-transport-chair-blue-594.jpg
SKU: MAB503-0664-0200 | Briggs Healthcare DMI 18" Wheelchair with Removable Desk Arms | Removable desk armrests allow users to roll under most tables and desksChip-resistant, chrome-plated, carbon-steel frame constructionSingle axle, 24" rear mag-style composite wheels with urethane tires and maintenance free, dual-sealed precision bearingsFront wheels feature 8" mag-style composite caster wheelsâ€œPush-to-lockâ€ brakesWeight Capacity: 250 lbs. | dmi-18-wheelchair-with-removable-desk-arms-e47.jpg
SKU: PMIEC06 | Probasics Economy Fixed Arm Wheelchair, 300 lb, Swingaway Footrest, 18"W x 16"D x 17.5" - 19.5"H | Dual axle converts to hemi. Composite mag wheels with maintenace-free bearings. Silver vein steel frame. Durable nylon upholstery. Plastic footplates. Padded armrests. Composite handrims. 300 lb. weight capacity. Warranty: 5 years on welds and crossbrace, 1 year on upholstery and wheel locks. | economy-fixed-arm-wheelchair-300-lb-swingaway-footrest-18w-x-16d-x-175-195h-fe9.jpg
SKU: PMIEC07 | Probasics Economy Fixed Arm Wheelchair, 300 lb, Elevating Legrests,18"W x 16"D x 17.5" - 19.5"H | Dual axle converts to hemi. Composite mag wheels with maintenace-free bearings. Silver vein steel frame. Durable nylon upholstery. Plastic footplates. Padded armrests. Composite handrims. 300 lb. weight capacity. Warranty: 5 years on welds and crossbrace, 1 year on upholstery and wheel locks. | economy-fixed-arm-wheelchair-300-lb-elevating-legrests18w-x-16d-x-175-195h-8d1.jpg
SKU: PMIEC04 | Probasics Economy Detachable Arm Wheelchair, 300 lb, Elevating Legrests,16"W x 16"D x 17.5" - 19.5"H | Dual axle converts to hemi. Silver vein steel frame. Durable nylon upholstery. Composite mag wheels with maintenace-free bearings. Composite footplates. Padded armrests. Composite handrims. 300lb. weight capacity. Warranty: 5 years on welds and crossbrace, 1 year on upholstery and wheel locks. | economy-detachable-arm-wheelchair-300-lb-elevating-legrests16w-x-16d-x-175-195h-3d7.jpg
SKU: PMIEC10 | Probasics Economy Detachable Arm Wheelchair, 300 lb, Elevating Legrests, 18"W x 16"D x 17.5" - 19.5"H | Dual axle converts to hemi. Silver vein steel frame. Durable nylon upholstery. Composite mag wheels with maintenace-free bearings. Composite footplates. Padded armrests. Composite handrims. 300lb. weight capacity. Warranty: 5 years on welds and crossbrace, 1 year on upholstery and wheel locks. | economy-detachable-arm-wheelchair-300-lb-elevating-legrests-18w-x-16d-x-175-195h-6a8.jpg
SKU: PMI1810 | Probasics High Performance Lightweight Wheelchair, Swingaway footrest, 300 lbs | Dual axle - can convert to hemi. Adjustable Height Back. Aluminum multi position front forks. Flip Back Padded Desk Arms. Heavy duty composite side panels. Composite footplates w/heel loops. Anti-tip device included. Chrome plated finish. Composite handrims. Heel loops included. 300 lbs. weight capacity. Warranty:Limited lifetime on sideframes and crossbraces. I year on all other components. | high-performance-lightweight-wheelchair-swingaway-footrest-300-lbs-316.jpg
SKU: PMI1611 | Probasics High Performance Lightweight Wheelchair, Elev. Leg rest, 300 lbs | Dual axle - can convert to hemi. Adjustable Height Back. Aluminum multi position front forks. Flip Back Padded Desk Arms. Heavy duty composite side panels. Composite footplates w/heel loops. Anti-tip device included. Chrome plated finish. Composite handrims. Heel loops included. 300 lbs. weight capacity. Warranty:Limited lifetime on sideframes and crossbraces. I year on all other components. | high-performance-lightweight-wheelchair-elev-leg-rest-300-lbs-7db.jpg
SKU: PMI1811 | Probasics High Performance Lightweight Wheelchair,Elev. Leg Rest, 300 lbs | Dual axle - can convert to hemi. Adjustable Height Back. Aluminum multi position front forks. Flip Back Padded Desk Arms. Heavy duty composite side panels. Composite footplates w/heel loops. Anti-tip device included. Chrome plated finish. Composite handrims. Heel loops included. 300 lbs. weight capacity. Warranty:Limited lifetime on sideframes and crossbraces. I year on all other components. | high-performance-lightweight-wheelchairelev-leg-rest-300-lbs-b4e.jpg
SKU: PMI1326 | Probasics Extra Wide Wheelchair 26â€ x 20â€ | The reinforced frame with double cross brace offers a rugged, heavy duty wheelchair for bariatric users. Two (26â€ and 28â€) sizes of seat width are provided to suit the individual needs of users. | extra-wide-wheelchair-26-x-20-c36.jpg
SKU: PMI1328 | Probasics Extra Wide Wheelchair 28â€ x 20â€ | The reinforced frame with double cross brace offers a rugged, heavy duty wheelchair for bariatric users. Two (26â€ and 28â€) sizes of seat width are provided to suit the individual needs of users. | extra-wide-wheelchair-28-x-20-976.jpg
SKU: DRVRTLREB18DDA-SF | Drive Medical Rebel Lightweight Wheelchair 18" | The Rebel Lightweight Wheelchair by Drive Medical is the perfect solution for those looking for a very portable and high strength wheelchair. The unit comes standard with quick release rear wheels which allows you to easily remove the large wheels. | rebel-lightweight-wheelchair-18-e1e.jpg
SKU: MKS79044209 | McKesson Wheelchair sunmark Removable Desk Arm Mag Black | Wheelchair sunmark Removable Desk Arm Mag Black. | wheelchair-sunmark-removable-desk-arm-mag-black-aa2.jpg
SKU: MKS79044209 | McKesson Wheelchair sunmark Removable Desk Arm Mag Black | Wheelchair sunmark Removable Desk Arm Mag Black. | wheelchair-sunmark-removable-desk-arm-mag-black-aa2.jpg
SKU: MKS79044209 | McKesson Wheelchair sunmark Removable Desk Arm Mag Black | Wheelchair sunmark Removable Desk Arm Mag Black. | wheelchair-sunmark-removable-desk-arm-mag-black-aa2.jpg
SKU: MKS79204200 | McKesson Wheelchair sunmark Removable Desk Arm Mag Black | Wheelchair sunmark Removable Desk Arm Mag Black. | -wheelchair-sunmark-removable-desk-arm-mag-black--64b.jpg
SKU: MKS79214209 | McKesson Wheelchair SunMark Performance Removable Desk Arm Mag Black | Wheelchair SunMark Performance Removable Desk Arm Mag Black. | wheelchair-sunmark-performance-removable-desk-arm-mag-black-64b.jpg
SKU: MKS79044209 | McKesson Wheelchair sunmark Removable Desk Arm Mag Black | Wheelchair sunmark Removable Desk Arm Mag Black. | wheelchair-sunmark-removable-desk-arm-mag-black-aa2.jpg
SKU: MKS79434209 | McKesson Wheelchair SunMark Performance Removable Desk Arm Mag Black | Wheelchair SunMark Performance Removable Desk Arm Mag Black. | wheelchair-sunmark-performance-removable-desk-arm-mag-black-32d.jpg
SKU: MKS79524209 | McKesson Wheelchair Sunmark Removable Desk Arm Mag Black | Wheelchair sunmark Removable Desk Arm Mag Black. | wheelchair-sunmark-removable-desk-arm-mag-black-f5a.jpg
SKU: MKS79434209 | McKesson Wheelchair SunMark Performance Removable Desk Arm Mag Black | Wheelchair SunMark Performance Removable Desk Arm Mag Black. | wheelchair-sunmark-performance-removable-desk-arm-mag-black-32d.jpg
SKU: MKS79544209 | McKesson Wheelchair SunMark Performance Removable Full Arm Mag Black | Wheelchair SunMark Performance Removable Full Arm Mag Black. | wheelchair-sunmark-performance-removable-full-arm-mag-black-0fd.jpg
SKU: MKS79894209 | McKesson Transport Chair sunmark Fixed Full Arm Mag Black | Transport Chair sunmark Fixed Full Arm Mag Black. | transport-chair-sunmark-fixed-full-arm-mag-black-f9a.jpg
SKU: REVMTC-201-RR | Revolution Mobility Transport Chair with Detachable Wheels | Buy low price Transport Chair with Detachable Wheels in Red (MTC-201-RR). This awesome Manual Wheelchairs will increase mobility of your patient. Buy and save your new Transport Chair with Detachable Wheels in Red (MTC-201-RR) today. | transport-chair-with-detachable-wheels-3fd.jpg
SKU: REVMMC-406-17-BK | Revolution Mobility Transport Wheelchair | - | transport-wheelchair-500.jpg
SKU: REVMMC-406-19-B | Revolution Mobility Standard Steel Transport Chair | -Weight capacity: 250 lbs. -17" Transport chair dimensions: 37" H x 19.5" W x 35.75" D. -19" Transport chair dimensions: 37" H x 19.5" W x 35.75" D | standard-steel-transport-chair-479.jpg
SKU: REVMMC-406-19-B | Revolution Mobility Standard Steel Transport Chair | -Weight capacity: 250 lbs. -17" Transport chair dimensions: 37" H x 19.5" W x 35.75" D. -19" Transport chair dimensions: 37" H x 19.5" W x 35.75" D | standard-steel-transport-chair-479.jpg
SKU: REVMMC-406-19-S | Revolution Mobility Standard Steel Transport Chair, Silver | -Weight capacity: 250 lbs. -17" Transport chair dimensions: 37" H x 19.5" W x 35.75" D. -19" Transport chair dimensions: 37" H x 19.5" W x 35.75" D | standard-steel-transport-chair-silver-f7d.jpg
SKU: REVMMC-417-17-B | Revolution Mobility Ultra Lightweight Transport Chair | Proper care and maintenance is important in order to keep your Transport Chair in good working condition. Be sure that your chair is in proper working condition at all times. A qualified dealer or repair center (wheelchair rental dealer) should be consulted for periodic inspections and repairs.- At least once a week, wipe off chrome using a clean soft cloth. If the chair is exposed to moisture, dry the chair immediately. The metal parts of the chair should be polished once a month with an auto wax.- Clean the upholstery with a mild soap solution, rinse and wipe dry. Worn or torn upholstery should be replaced promptly as it may not support your body weight.- Inspect the wheels at least once a month. Correct any side play by loosening the lock nut on the axle, then tighten the axle just enough to remove side play.- Solid rubber tires require limited upkeep, but need to be cleaned periodically with a damp cloth. Solid rubber tires need to be replaced if they become cracked or severely worn. | ultra-lightweight-transport-chair-065.jpg
SKU: REVMMC-417-17-B | Revolution Mobility Ultra Lightweight Transport Chair | Proper care and maintenance is important in order to keep your Transport Chair in good working condition. Be sure that your chair is in proper working condition at all times. A qualified dealer or repair center (wheelchair rental dealer) should be consulted for periodic inspections and repairs.- At least once a week, wipe off chrome using a clean soft cloth. If the chair is exposed to moisture, dry the chair immediately. The metal parts of the chair should be polished once a month with an auto wax.- Clean the upholstery with a mild soap solution, rinse and wipe dry. Worn or torn upholstery should be replaced promptly as it may not support your body weight.- Inspect the wheels at least once a month. Correct any side play by loosening the lock nut on the axle, then tighten the axle just enough to remove side play.- Solid rubber tires require limited upkeep, but need to be cleaned periodically with a damp cloth. Solid rubber tires need to be replaced if they become cracked or severely worn. | ultra-lightweight-transport-chair-065.jpg
SKU: PMI1812 | Probasics High Performance Lightweight Wheelchair, Swingaway Footrest, 300 lbs | Dual axle - can convert to hemi. Adjustable Height Back. Aluminum multi position front forks. Flip Back Padded Desk Arms. Heavy duty composite side panels. Composite footplates w/heel loops. Anti-tip device included. Chrome plated finish. Composite handrims. Heel loops included. 300 lbs. weight capacity. Warranty:Limited lifetime on sideframes and crossbraces. I year on all other components. | high-performance-lightweight-wheelchair-swingaway-footrest-300-lbs-f8d.jpg
SKU: PMI1813 | Probasics High Performance Lightweight Wheelchair, Elev. Leg Rest, 300 lbs | Dual axle - can convert to hemi. Adjustable Height Back. Aluminum multi position front forks. Flip Back Padded Desk Arms. Heavy duty composite side panels. Composite footplates w/heel loops. Anti-tip device included. Chrome plated finish. Composite handrims. Heel loops included. 300 lbs. weight capacity. Warranty:Limited lifetime on sideframes and crossbraces. I year on all other components. | high-performance-lightweight-wheelchair-elev-leg-rest-300-lbs-485.jpg
SKU: PMIEC-11 | Probasics Economy Detachable Arm Wheelchair Swingaway Footrest | Economy Detachable Arm Wheelchair Swingaway Footrest | economy-detachable-arm-wheelchair-swingaway-footrest-8a9.jpg
SKU: PMIEC-12 | Probasics Economy Detachable Arm Wheelchair, 300 lb, Elevating Legrests | Dual axle converts to hemi. Silver vein steel frame. Durable nylon upholstery. Composite mag wheels with maintenace-free bearings. Composite footplates. Padded armrests. Composite handrims. 300lb. weight capacity. Warranty: 5 years on welds and crossbrace, 1 year on upholstery and wheel locks. | economy-detachable-arm-wheelchair-300-lb-elevating-legrests-b03.jpg
SKU: ROSK11616FLRSA | Roscoe Medical K1-Lite Wheelchair Fixed full-length arms | The Roscoe K1-Lite is designed to meet your fundamental wheelchair needs at an affordable price. Standard features include an attractive, silver vein powder-coated steel frame in a slide-tube style, while supporting patient weights up to 250 pounds and comes with swing-away footrests. The Roscoe K1-Lite Wheelchair has other features including comfortable padded nylon upholstery, a chart pocket on the backrest and removable desk-length or fixed full-length arms. | k1-lite-wheelchair-fixed-full-length-arms-9b6.jpg
SKU: PMI1822 | PMI Incorporated Full Reclining Wheelchair With Elevating Seat Rest 22" | Composite mag wheels with dual seal precision bearings. | full-reclining-wheelchair-with-elevating-seat-rest-22-cf0.jpg
SKU: ROSCKR16E | Roscoe Medical R Series Reclining Wheelchair 16 Inch Seat Width Elevating Legrests | The Roscoe Reclining Wheelchair provides full back and headrest support as patient reclines from 90 to 160 degrees. The 13 inch headrest and padded, full length arms are removable. Black, padded nylon upholstery resists mildew and bacteria. The frame has a chip resistant chrome plated finish and carries a limited lifetime warranty. Mag style wheels are lightweight and set back on frame to prevent patient from tipping when in the reclined position. Supporting weights up to 250 pounds, this chair is available in 16, 18 and 20 inch seat widths. | r-series-reclining-wheelchair-16-inch-seat-width-elevating-legrests-941.jpg
SKU: ROSCKR18E | Roscoe Medical R Series Reclining Wheelchair 18 Inch Seat Width Elevating Legrests | The Roscoe Reclining Wheelchair provides full back and headrest support as patient reclines from 90 to 160 degrees. The 13 inch headrest and padded, full length arms are removable. Black, padded nylon upholstery resists mildew and bacteria. The frame has a chip resistant chrome plated finish and carries a limited lifetime warranty. Mag style wheels are lightweight and set back on frame to prevent patient from tipping when in the reclined position. | r-series-reclining-wheelchair-18-inch-seat-width-elevating-legrests-a10.png
SKU: ROSCKR20E | Roscoe Medical R Series Reclining Wheelchair 20 Inch Seat Width Elevating Legrests | The Roscoe Reclining Wheelchair provides full back and headrest support as patient reclines from 90 to 160 degrees. The 13 inch headrest and padded, full length arms are removable. Black, padded nylon upholstery resists mildew and bacteria. The frame has a chip resistant chrome plated finish and carries a limited lifetime warranty. Mag style wheels are lightweight and set back on frame to prevent patient from tipping when in the reclined position. Supporting weights up to 250 pounds, this chair is available in 16, 18 and 20 inch seat widths. | r-series-reclining-wheelchair-20-inch-seat-width-elevating-legrests-d10.jpg
SKU: ROSCW7HD26E | Roscoe Medical Extra Wide Bariatric K7 Wheelchair 26 Inch Wide Elevating Legrests | The Roscoe Extra Wide Bariatric Wheelchair features a robust design to accommodate patients with a wider seat and higher weight capacity requirement. The heavy duty, dual cross bar frame has a streamlined look and is the industry standard when it comes to durability and reliability. It is available in multiple widths and weight limits up to 600 pounds. This chair offers a rugged, yet attractive option for the bariatric patient population. Includes tool free adjustable front riggings with aluminum footplates swing-away footrests or elevating legrests | extra-wide-bariatric-k7-wheelchair-26-inch-wide-elevating-legrests-f14.jpg
SKU: ROSCW7HD26S | Roscoe Medical Extra Wide Bariatric K7 Wheelchair 26 Inch Wide Swing Away Footrests | The Roscoe Extra Wide Bariatric Wheelchair features a robust design to accommodate patients with a wider seat and higher weight capacity requirement. The heavy duty, dual cross bar frame has a streamlined look and is the industry standard when it comes to durability and reliability. It is available in multiple widths and weight limits up to 600 pounds. This chair offers a rugged, yet attractive option for the bariatric patient population. Includes tool free adjustable front riggings with aluminum footplates swing-away footrests or elevating legrests | extra-wide-bariatric-k7-wheelchair-26-inch-wide-swing-away-footrests-b9f.jpg
SKU: ROSCW7HD28E | Roscoe Medical Extra Wide Bariatric K7 Wheelchair 28 Inch Wide Elevating Legrests | The Roscoe Extra Wide Bariatric Wheelchair features a robust design to accommodate patients with a wider seat and higher weight capacity requirement. The heavy duty, dual cross bar frame has a streamlined look and is the industry standard when it comes to durability and reliability. It is available in multiple widths and weight limits up to 600 pounds. This chair offers a rugged, yet attractive option for the bariatric patient population. Includes tool free adjustable front riggings with aluminum footplates swing-away footrests or elevating legrests | extra-wide-bariatric-k7-wheelchair-28-inch-wide-elevating-legrests-fc2.jpg
SKU: ROSCW7HD28S | Roscoe Medical Extra Wide Bariatric K7 Wheelchair 28 Inch Wide Swing Away Footrests | The Roscoe Extra Wide Bariatric Wheelchair features a robust design to accommodate patients with a wider seat and higher weight capacity requirement. The heavy duty, dual cross bar frame has a streamlined look and is the industry standard when it comes to durability and reliability. It is available in multiple widths and weight limits up to 600 pounds. This chair offers a rugged, yet attractive option for the bariatric patient population. Includes tool free adjustable front riggings with aluminum footplates swing-away footrests or elevating legrests | extra-wide-bariatric-k7-wheelchair-28-inch-wide-swing-away-footrests-32f.jpg
SKU: PMI6074 | Probasics Basic Adult Recliner 250 lbs. | The Invacare Traditional Three-Position recliner includes user-friendly features such as convenient overlap tray and footrests which fold completely under chair, allowing users to rise to a standing position more easily. Easy to maneuver, it features four casters, two of which lock for security. | basic-adult-recliner-250-lbs-153.jpg
SKU: INVTRSX58FB | Invacare Tracer SX5 Wheelchair with Desk Length Flipback Arm, 18" x 16", 250 lbs Capacity | Tracer Sx5 Wheelchair with Desk Length Flipback Arm, 18" x 16", 250 lbs Capacity | tracer-sx5-wheelchair-with-desk-length-flipback-arm-18-x-16-250-lbs-capacity-d4c.jpg
SKU: INVTRSX50FB | Invacare Tracer Sx5 Wheelchair 20" x 16" with Desk Length Flipback Arm | The Invacare Tracer SX5 Wheelchair's lightweight frame, weighing less than 36 lb., makes this chair perfect for rental and long- or short-term use. This wheelchair offers multiple seat widths, arm styles, sectional back and seat-to-floor heights by utilizing the dual axle position frame base. The 20" and 22" widths include a semi-pneumatic caster to accommodate a weight capacity of 300 lb. Combining the design and technology of the InvacareÂ® 9000 series wheelchairs make it possible to interchange components with the Tracer SX5 wheelchair. | tracer-sx5-wheelchair-20-x-16-with-desk-length-flipback-arm-dd2.jpg
SKU: NKMRC301-BAR | NKM Novum Medical Bariatric Medical Recliner, Side Table, Push Bar, 500 lb Capacity | Feature 3 Position Recliner. Pressure reduction & temperature smart foam in the seat and back. Bacteria and stain resistant vinyl. Frame constructed of heavy gauge reinforced steel for long-term use. Removable seat. 3" European casters, 2 with brakes. Eight color choices. Bariatric version available. Swing Tray (Over the Lap Tray). IV Pole & Bracket. Break-away Arm. Break-away Arm. Infinite Recline (Trendelenburg). CAL 133 Fire Code Standards. Designed for transporting the heavier patient. It is standard with 5" Tente casters, one side table, push handle and foot rest. Chair Weight Capacity 500 lbs. | bariatric-medical-recliner-side-table-push-bar-500-lb-capacity-506.jpg
SKU: NKMRC301-S-BAR | NKM Novum Medical Bariatric Medical Recliner, Swing Arms, Side Table, Push Bar, 500 lb Capacity | Feature 3 Position Recliner. 2 EA Swing Arms. Side Table. Pressure reduction & temperature smart foam in the seat and back. Bacteria and stain resistant vinyl. Frame constructed of heavy gauge reinforced steel for long-term use. Removable seat. 3" European casters, 2 with brakes. Eight color choices. Bariatric version available. Swing Tray (Over the Lap Tray). Swing Tray (Over the Lap Tray). IV Pole & Bracket. Break-away Arm. Infinite Recline (Trendelenburg). CAL 133 Fire Code Standards. Designed for transporting the heavier patient. Chair Weight Capacity 500 lbs. | bariatric-medical-recliner-swing-arms-side-table-push-bar-500-lb-capacity-fcd.jpg
SKU: SKIL704320 | Skil Care 18'' J-Hook Drop-Seat with Gel Cushion | J-Hook Drop-Seat. w/Gel Cushion | 18-j-hook-drop-seat-with-gel-cushion-f19.jpg
SKU: PMI1006DX | Probasics Standard DX Wheelchair K0001 / K0002 With Swingaway Footrest, 18" | Carbon steel frame. Chrome plated finish. Dual rear axle converts to hemi. Mid position slide post adds strength and allows easy folding. Double embossed vinyl upholstery with heavy duty inner liner is flame retardant and mildew resistant. Dual precision sealed maintenance free bearings. 24â€ Composite mag wheels with urethane tires. 8â€ Front castors with solid rubber tires.Composite handrims. Padded armrests and legrest panels. | standard-dx-wheelchair-k0001-k0002-with-swingaway-footrest-18-ebc.jpg
SKU: PMI1009DX | Probasics Standard DX Wheelchair K0001 / K0002 With Swingaway Footrest 18" | Probasics Standard DX Wheelchair K0001 / K0002 With Swingaway Footrest, 18". | standard-dx-wheelchair-k0001-k0002-with-swingaway-footrest-18--36a.gif
SKU: PMI1003DX | Probasics Standard DX Wheelchair K0001 / K0002 With Swingaway Footrest, 16" | 16â€ Detachable Desk arm. Swingaway footrest. WT W/O Rigging 39 lbs. Weight Capacity 300 lbs. Carbon steel frame. Chrome plated finish. Dual rear axle converts to hemi. Mid position slide post adds strength and allows easy folding. Double embossed vinyl upholstery with heavy duty inner liner is flame retardant and mildew resistant. Dual precision sealed maintenance free bearings. 24â€ Composite mag wheels with urethane tires. 8â€ Front castors with solid rubber tires. Composite handrims. Padded armrests and legrest panels. | standard-dx-wheelchair-k0001-k0002-with-swingaway-footrest-16-8f4.jpg
SKU: PMI1816 | Probasics Full Reclining Wheelchairs, 16â€ Desk Arm With Elevating Legrest, 300 lbs | Flame retardent, mildew resistant upholstery with heavy duty inner liner. Composite mag wheels with dual seal precision bearings.Rear anti-tippers & headrest extension. Padded removeable desk armrests. Padded elevating legrests standard. Finger trigger release mechanism allows for smooth reclining. Enhanced reclining mechanism. Warranty: 5 years on welds and crossbrace, 1 year on upholstery and wheel locks. | full-reclining-wheelchairs-16-desk-arm-with-elevating-legrest-300-lbs-08b.jpg
SKU: PMI1818 | Probasics Full Reclining Wheelchairs, 18â€ Desk Arm With Elevating Legrest, 300 lbs | Flame retardent, mildew resistant upholstery with heavy duty inner liner. Composite mag wheels with dual seal precision bearings.Rear anti-tippers & headrest extension. Padded removeable desk armrests. Padded elevating legrests standard. Finger trigger release mechanism allows for smooth reclining. Enhanced reclining mechanism. Warranty: 5 years on welds and crossbrace, 1 year on upholstery and wheel locks. | full-reclining-wheelchairs-18-desk-arm-with-elevating-legrest-300-lbs-054.jpg
SKU: PMI1820 | Probasics Full Reclining Wheelchairs, 20 "Desk Arm With Elevating Legrest, 300 lbs | Flame retardent, mildew resistant upholstery with heavy duty inner liner. Composite mag wheels with dual seal precision bearings.Rear anti-tippers & headrest extension. Padded removeable desk armrests. Padded elevating legrests standard. Finger trigger release mechanism allows for smooth reclining. Enhanced reclining mechanism. The back of the wheelchair is 31" tall. Warranty: 5 years on welds and crossbrace, 1 year on upholstery and wheel locks. | full-reclining-wheelchairs-20-desk-arm-with-elevating-legrest-300-lbs-8ad.jpg
SKU: PMI6065 | Probasics Deluxe Adult Recliner, 250 lbs., Blue Ridge | The PROBASICS by PMI series of 3-Position recliners offer exceptional value and versatility for residents. The durable all steel reclining mechanisms passively lock into either a full sitting position, a sitting with elevated legs position or a full recline position. | deluxe-adult-recliner-250-lbs-blue-ridge-45f.jpg
SKU: REVMMC-311-16 | Revolution Mobility 16" Standard K-1 Wheelchair | Equipped with padded armrests, detachable desk arms, swing-away footrest with plastic foot plates and heel loops. Made of powder coated steel tubing. Includes 8" front casters, 24" rear mag wheels with plastic hand rim and push-to-lock brakes. Available with anti-tippers. | 16-standard-k-1-wheelchair-6c7.jpg
SKU: SKIL753260 | Skil Care Original Lexmark C7720KX Extra | Solid Foam Cushion w/Sheepskin Cover | original-lexmark-c7720kx-extra-8d3.jpg
SKU: SKIL753268 | Skil Care Visco Cushion Topper | High Density Foam, Vinyl Cover | visco-cushion-topper-dc5.jpeg
SKU: SKIL909397 | Skil Care Skil-Care Repl. Strap for Gel-Foam Seat Alarm | Repl. Strap for Gel-Foam Seat Alarm, 6/PK | skil-care-repl-strap-for-gel-foam-seat-alarm-766.jpg
SKU: SKIL909398 | Skil Care Skil-Care Alarm Wall Mounting Bracket | Alarm Wall Mounting Bracket | skil-care-alarm-wall-mounting-bracket-f41.jpg
SKU: SKIL909402 | Skil Care UnderMattress Sensor Pad | Repl. UnderMattress Sensor Pad, 1 Year,10x30", 10/PK | undermattress-sensor-pad-2f0.jpg
SKU: SKIL909402 | Skil Care UnderMattress Sensor Pad | Repl. UnderMattress Sensor Pad, 1 Year,10x30", 10/PK | undermattress-sensor-pad-2f0.jpg
SKU: SKIL909402 | Skil Care UnderMattress Sensor Pad | Repl. UnderMattress Sensor Pad, 1 Year,10x30", 10/PK | undermattress-sensor-pad-2f0.jpg
SKU: SKIL910025 | Skil Care Skil-Care Bib with No Pocket | Bib with No Pocket, 12/PK | skil-care-bib-with-no-pocket-4dc.png
SKU: SKIL910115 | Skil Care Skil-Care Convoluted Foam only Cushion | Convoluted Foam only Cushion | skil-care-convoluted-foam-only-cushion-e6c.jpg
SKU: SKIL911184 | Skil Care Skil-Care Body Aligner | Body Aligner, 6/PK | skil-care-body-aligner-ee9.jpg
SKU: ROSK11816DHRSA | Roscoe Medical K1-Lite Wheelchair 18" | The Roscoe K1-Lite is designed to meet your fundamental wheelchair needs at an affordable price. Standard features include an attractive, silver vein powder-coated steel frame in a slide-tube style, while supporting patient weights up to 250 pounds and comes with swing-away footrests. The Roscoe K1-Lite Wheelchair has other features including comfortable padded nylon upholstery, a chart pocket on the backrest and removable desk-length or fixed full-length arms. | k1-lite-wheelchair-18-faa.jpg
SKU: SKIL703288 | Skil Care One Piece Econo Footrest Extender with 2" Foot Pad Fits 16"-18" Wheelchairs | An economical device that attaches to the wheelchair footrest for prevention of foot drop and feet from slipping behind the footrest. | one-piece-econo-footrest-extender-with-2-foot-pad-fits-16-18-wheelchairs-dff.jpg
SKU: SKIL703430 | Skil Care Geri Chair Foot Cradle | The foot cradle will upgrade any extended leg geri-chair to a foot positioning model. Positions and protects resident's feet. | geri-chair-foot-cradle-7dd.jpg
SKU: KRMXO-505 | Karman Healthcare XO-505 18" Multi Power Function, Power Standing Wheelchair | Karman Healthcare presents the ultimate standing device for your mobility needs. This stand up wheelchair is not your typical standing chair, it is the complete package when it comes to power chairs. It has a brand new frame design that is clean and easy to maneuver.Comes with state of the art LCD display that allows you full control of all the features included. This chair was built tough, it has enough power and torque to navigate the roughest outdoor terrains you may encounter. | xo-505-18-multi-power-function-power-standing-wheelchair-766.jpg
SKU: DRVCOBALTX23BL16FS | Drive Medical Blue Cobalt X23 Power Wheelchair | Cobalt X23 Rear Wheel Drive Power Wheelchair, Midnight Blue, Midnight Blue | blue-cobalt-x23-power-wheelchair-7ac.jpg
SKU: DRVTITANLTE-18FS | Drive Medical Titan LTE Power Wheelchair 18" Folding Seat | The Titan LTE is the latest offering in the sleek and versatile Titan series of powerchairs. The Titan LTE features a break apart frame with quick and easy disassembly for transport or storage. Featuring the latest technology available the Titan LTE combines Bluetooth electronics, and easy to use joystick controls for the ultimate driving experience. All of these features are packed into a simple, clean-looking, and easy-to-service compact frame that provides mobility with style for people on the go! | titan-lte-power-wheelchair-18-folding-seat-d15.jpg
SKU: NOVA5180SE | Nova 18" Standard Wheelchair Detachable Desk Arm and Elevating Leg Rests | The Steel Wheelchair 18 in. (5180SE) comes equipped with detachable and reversible desk arms and elevating leg rests. | 18-standard-wheelchair-detachable-desk-arm-and-elevating-leg-rests-5ce.jpg
SKU: NOVA379B | Nova 18" Lightweight Transport Wheelchair Blue | The Lightweight Transport Chair 18 in. 379B (Blue) has a lightweight aluminum frame and padded armrests. It is foldable and has a quick release fold-down back, as well as padded desk arms. | 18-lightweight-transport-wheelchair-blue-cad.jpg
SKU: ROSCKT19BG | Roscoe Medical Transport Chair 19 Inch Width Burgundy | The Roscoe Transport Chair has a carbon steel frame with a double coated chrome or powder coated finish that is attractive, chip- proof, and easy to maintain. Weighing less than 26 pounds, it is equipped with comfortable, padded nylon and a folding backrest that makes it easy to pack and go. Comes complete with a seat belt for added safety. Tool free swing away, aluminum footrests with heel loops come standard. | transport-chair-19-inch-width-burgundy-70c.jpg
SKU: ROSCKT19BL | Roscoe Medical Transport Chair 19 Inch Width Blue | The Roscoe Transport Chair has a carbon steel frame with a double coated chrome or powder coated finish that is attractive, chip- proof, and easy to maintain. Weighing less than 26 pounds, it is equipped with comfortable, padded nylon and a folding backrest that makes it easy to pack and go. Comes complete with a seat belt for added safety. Tool free swing away, aluminum footrests with heel loops come standard. | transport-chair-19-inch-width-blue-e21.jpg
SKU: ROSCKT2212B | Roscoe Medical Heavy Duty Transport Chair 12 Inch Rear Wheel | The Roscoe Heavy Duty Transport Chair features a black, reinforced steel frame that is attractive and easy to maintain. This transport chair comes complete with 12 inch rear wheels and companion loop style brakes that are convenient and easy to use. Black padded nylon upholstery is lightweight and easy to clean. The removable desk length arms are padded for additionalcomfort. | heavy-duty-transport-chair-12-inch-rear-wheel-267.jpg
SKU: ROSCKTA1916SA-BG | Roscoe Medical Aluminum Transport Chair Burgundy | The Roscoe Aluminum Transport Chair is lightweight, strong and available in your choice of blue or burgundy finish. The back release hinge allows the back to fold down for easy storage and transport. Weighing less than 20 pounds, it is equipped with comfortable, padded nylon upholstery. Comes complete with seat belt for added safety. Industry compatible swing away, composite footrests with heel loops come standard. | aluminum-transport-chair-burgundy-e60.jpg
SKU: ROSCKTA1916SA-BL | Roscoe Medical Aluminum Transport Chair Blue | The Roscoe Aluminum Transport Chair is lightweight, strong and available in your choice of blue or burgundy finish. The back release hinge allows the back to fold down for easy storage and transport. Weighing less than 20 pounds, it is equipped with comfortable, padded nylon upholstery. Comes complete with seat belt for added safety. Industry compatible swing away, composite footrests with heel loops come standard. | aluminum-transport-chair-blue-91a.jpg
SKU: SKIL703286 | Skil Care 1" Econo Footrest Extender | One-piece construction provides foot support and leg cushioning. | 1-econo-footrest-extender-b82.jpg
SKU: SKIL753250 | Skil Care Foam Wheelchair/Geri-Chair Cushion with Nylon Cover - 18 x 16 x 3 Inch | High Density Foam, Vinyl w/Nylon Cover | foam-wheelchair-geri-chair-cushion-with-nylon-cover-18-x-16-x-3-inch-5a5.jpg
SKU: PMI9105 | Probasics Transport Chair 19" Silver vein | Lightweight steel construction (only 27lbs.).Fold down back.Swingaway, removable footrests.Seatbelt included.Silver vein finish.Durable nylon upholstery.8â€ casters.Warranty: 5 years on welds and crossbrace, 1 year on upholstery and wheel locks | transport-chair-19-silver-vein-f32.jpg
SKU: PMI0005 | Probasics Transport Chair, 17", 300 lbs. | Lightweight steel construction (only 27lbs.). Fold down back. Swingaway, removable footrests. Seatbelt included. Silver vein finish.Durable nylon upholstery. 8â€ casters. | transport-chair-17-300-lbs-4ec.jpg
SKU: CM32339L | Complete Medical Fixed Arm Trough Foam Pad Left | Fixed Arm Trough Foam Pad Left Left Arm Trough. | fixed-arm-trough-foam-pad-left-22e.jpg
SKU: SKIL703121 | Skil Care Headpositioner for Backrest | This Triangular Head Positioner can universally fit all chairs with an extended backs. | headpositioner-for-backrest-023.jpg
SKU: DMI555-7301-0200 | Briggs Healthcare DMI Bucket Seat Lumbar Cushion Black | Dmi bucket seat lumbar cushion, black. Helps ease lower back pain by keeping the spine in proper alignment. | dmi-bucket-seat-lumbar-cushion-black-2ba.jpg
SKU: NOVAP4200SB | Nova Hanging Walker Pouch Aloha Blue | Fits all folding and 4200 series walkersVelcros to front of crossbar of folding walker or backrest of 4200 seriesVelcros to front of crossbar of folding walker or backrest of 4200 series | hanging-walker-pouch-aloha-blue-eb1.jpg
SKU: NOVA2658-3 | Nova Convoluted Seat/Back Wheelchair Cushion with Fleece Cover | 3â€ Foam cushion for 18â€ x 16â€ wheelchair â€“ with cover. This cushion (2658-3) provides support and pressure relief. | convoluted-seat-back-wheelchair-cushion-with-fleece-cover-56c.jpg
SKU: NOVABGM01 | Nova Mobility Wristlet Black | The Mobility Clutch (Medium) BGM01 attaches securely to all walkers, wheelchairs, transport chairs, canes, and bed rails. (Colors: Black, Lavender, Pink, Zebra) | mobility-wristlet-black-017.jpg
SKU: NOVABGM04 | Nova Mobility Wristlet Zebra | The Mobility Clutch (Medium) BGM04 attaches securely to all walkers, wheelchairs, transport chairs, canes, and bed rails. | mobility-wristlet-zebra-fa1.jpg
SKU: GF90763023 | Everest & Jennings Traveler L4 Armrest Full and Hardware | E & J Traveler L4 Armrest Full and Hardware, Black, Pair. | traveler-l4-armrest-full-and-hardware-449.jpg
SKU: CM41305B | Complete Medical Wheelchair Half Tray Padded Flip-Away Right Stand. Shape | Feature Right Side 1/2 thick wood base covered with 1 thick foam Upholstered with black molded satin vinyl With adjustable height bracket Flips up and and out of the way With recessed cupholder | wheelchair-half-tray-padded-flip-away-right-stand-shape-266.jpg
SKU: CM1954 | Rose Health Care Adult Wheelchair Tray | Fits standard wheelchairs. | adult-wheelchair-tray-4ac.jpg
SKU: CM1181B | Mobility Transfer Systems Safetysure Wheelchair Board 18 L x 16 W |  | safetysure-wheelchair-board-18-l-x-16-w-b19.jpg
SKU: CM3009 | Complete Medical Wheelchair Armrests Fleece for Full Arms 14" -15" | Helps prevent achy arms and elbows. Attaches easily with hook and loop closure. Washable poly acrylic fabric. | wheelchair-armrests-fleece-for-full-arms-14-15-1f0.jpg
SKU: CM1957 | Homecare Products Wheelchair Backpack CarryOn | Spacious main pocket features Velcro closure and keeps personal items secure, Mounts on wheelchair push handles with adjustable buckle attachment. | wheelchair-backpack-carryon-d7f.jpg
SKU: CM1938B | Complete Medical Wheelchair Tray Half-Lap Wood Flip-Away for Desk Arm | This unique design provides arm support and a work surface when required, It attaches to the chair with a metal bracket under the arm padding, The tray flips over the arm and lies flush leaving the wheel free for pushing. | wheelchair-tray-half-lap-wood-flip-away-for-desk-arm-1e4.jpg
SKU: CM1936 | Complete Medical Wheelchair Lap Tray Plastic | Uniquely designed to rest securely on the lap to hold beverages and food. | wheelchair-lap-tray-plastic-ec6.jpg
SKU: CM1989B | Complete Medical Gel Wheelchair Cushion With Fleece Top 16" x 22" x 3.5" | Cushion protects skin while offering perfect weight positioning. | gel-wheelchair-cushion-with-fleece-top-16-x-22-x-35-ed5.jpg
SKU: CM1967 | Complete Medical Wheel Pouch for Wheelchair | Wheel Pouch for Wheelchair. | wheel-pouch-for-wheelchair-94a.jpg
SKU: CMEZ0124 | Homecare Products Scooter Arm Tote Small 8 1/2 X 9 X 1 | Pouch with pockets features medium storage pocket with zipper closure | scooter-arm-tote-small-8-1-2-x-9-x-1-095.jpg
SKU: SKIL703410 | Skil Care Wheelchair Foot Cradle | This unique foot cradle prevents foot drop, controls flexion contracture and positions the legs on the wheelchair. | wheelchair-foot-cradle-858.png
SKU: SKIL706005 | Skil Care E Z On Lateral Support with Nylon | An all foam economical arm trough that helps control lateral leaning by stabilizing the torso. | e-z-on-lateral-support-with-nylon-477.gif
SKU: SKIL706110 | Skil Care Lateral Stabilizer Armrest Bolster with Polyster cover 5" | Covered cylindrical foam cushions that can be mounted to most armrests to reduce unwanted lateral leaning. | lateral-stabilizer-armrest-bolster-with-polyster-cover-5--0ec.png
SKU: 210ISM2-3 | 210 Innovations Standard Wheelchair Anti Rollback System 16" - 20" Chairs | Safe-t mate, a name that has been trusted by thousands of facilities nationwide since 1998, has redesigned our acclaimed wheelchair anti-rollback device. Like the original, the SM2-2 prevents a wheelchair from rolling back by grabbing the tires as the user attempts to sit or stand. However, the use of high strength plastics and robotic welding has allowed us to add more user-friendly features without increasing the weight or cost! The result, the SM2-2 fits even more chairs, has greater adjustability and increased comfort. Take a look! | standard-wheelchair-anti-rollback-system-16-20-chairs-53a.jpg
SKU: 210ISM2-3W | 210 Innovations Wheelchair Anti Rollback Device 22" - 24" Wide | Safe-t mate, a name that has been trusted by thousands of facilities nationwide since 1998, has redesigned our acclaimed wheelchair anti-rollback device. Like the original, the SM2-2 prevents a wheelchair from rolling back by grabbing the tires as the user attempts to sit or stand. However, the use of high strength plastics and robotic welding has allowed us to add more user-friendly features without increasing the weight or cost! The result, the SM2-2 fits even more chairs, has greater adjustability and increased comfort. Take a look! | wheelchair-anti-rollback-device-22-24-wide-3bc.png
SKU: 210ISM-008 | 210 Innovations Universal Fit Adjustable Rear Anti Tippers | The innovative mounting style of our Safeâ€¢t mate rear anti-tippers provide a universal fit. The unique sliding adjustment allows for easy transfer between various makes and models of chair and permits you to position them at any height that you deem appropriate. Made from solid bar stock with 2'' diameter easy gliding wheels. 10 full inches of infinite height adjustment! | universal-fit-adjustable-rear-anti-tippers-b32.jpg
SKU: EZAHCTHRESH3 | EZ Access Threshold Ramp 3 Inch | The EZ-ACCESS Threshold ramp is a lightweight yet durable free-standing modular ramp designed for doorways, sliding glass doors, and raised landings. | threshold-ramp-3-inch--196.jpg
SKU: MJMR-3HDTL | MJM International Replacement Total Lock Caster Set | MJM iNternational's Replacement Total Lock Caster Set come with removable bolt and locknut, allowing disassembly for easy cleaning and removal of build-up, grime, thread or anything else that your wheel pick up during normal usage. This caster system will add longevity to your casters. | replacement-total-lock-caster-set-9b9.jpg
SKU: GF3306 | Lumex Anti-Tip Wheels | Anti-tip wheels | anti-tip-wheels-e6b.jpg
SKU: MAB513-7608-9910 | Briggs Healthcare DMI Comfort Pillow Cushion Plaid | DMI Comfort Pillow Cushion, Plaid | dmi-comfort-pillow-cushion-plaid-23b.jpg
SKU: MAB509-1322-0682 | Briggs Healthcare Brake Assembly Right (includes Brake, Cable, Handle & Grip) | Compatibility: DMIÂ® Traditional Steel Rollator. | brake-assembly-right-includes-brake-cable-handle-grip-1e4.jpg
SKU: CMSUITCASEAS5 | Homecare Products Suitcase Advantage Series Ramp 5' | This ultra-strong single-fold ramp provides the safety and strength required while remaining light and portable. The ramp can be separated making it even easier to use carry and store. | suitcase-advantage-series-ramp-5-bf9.jpg
SKU: CMSUITCASESS2 | Homecare Products Suitcase Ramp Signature Series | Ergonomically designed flexible non-breakable handles offer convenient carrying and a comfortable grip. Self-adjusting bottom transition plate allows smoother ground to ramp transfer and provides greater flexibility at various ramp angles. | suitcase-ramp-signature-series-a18.jpg
SKU: CM1941E | Homecare Products Threshold Ramp 4" x 22.25" x 34" | The EZ-ACCESS Threshold ramp is a lightweight yet durable free-standing modular ramps designed for doorways sliding glass doors and raised landings | threshold-ramp-4-x-2225-x-34-8c9.jpg
SKU: SKIL706012 | Skil Care Lateral Body Support with LSII Cover 12.75" | A lateral leaning chair support with a foam covered plastic insert. | lateral-body-support-with-lsii-cover-1275--cd2.jpg
SKU: SKIL706120 | Skil Care Lateral Stabilizer Armrest Bolster 6" with Sheepskin Cover | Covered cylindrical foam cushions that can be mounted to most armrests to reduce unwanted lateral leaning. | lateral-stabilizer-armrest-bolster-6-with-sheepskin-cover-628.jpg
SKU: SKIL703455 | Skil Care Side Kick Add On | An add on to the two piece foot rest extender, the side kick prevents the feet from slipping off the sides. | side-kick-add-on-ea7.jpg
SKU: 210ISM-011 | 210 Innovations Universal Fit Adjustable Front Anti-tippers | Safeâ€¢t mate Front Anti-tippers have five height adjustments to accommodate variable height wheelchairs from full height to low hemi chairs. | universal-fit-adjustable-front-anti-tippers-edc.png
SKU: 210ISM-012 | 210 Innovations Wheelchair Speed Restrictor | As a result of countless requests for long-term care facilities, Safe-t mate introduces our Wheelchair Speed Restrictor. Intended for wheelchair users who gain unsafe forward or backward momentum while propelling. | wheelchair-speed-restrictor-87f.jpg
SKU: NYO9701 | NY Orthopedic Cushion Belt Quick Release Buckle Closure Universal Light Blue | The Patient Safety Belts are recommended for use with a patient who requires a positioning aide while seated in the wheelchair/bed. Each option is available in many different closure types to fi t your needs. All comfort belts are machine washable. The determination as to the appropriateness of any model restraint, is the responsibility of the facility and itâ€™s professional/medical staff. Individual requirements will vary and a complete assessment of each personâ€™s specific situation and condition, as well as, of current regulatory guidelines, should be implemented before any decision is made regarding the choice of a particular product. | cushion-belt-quick-release-buckle-closure-universal-light-blue--0da.jpeg
SKU: CM1997A | Cascade Wheelchair Cushion Evolution 17" x 17" Mesh Cover | The VARILITE Evolution is the cushion of choice for wheelchair users with a high risk of tissue breakdown and symmetric positioning needs. Therapists recommend the Evolution for individuals with motor and neurological dysfunction due to spinal-cord injury, stroke, multiple sclerosis, cerebral palsy, and traumatic brain injury. Therapists value the Evolutionâ€™s outstanding pressure distribution and postural support. Users and caregivers value its low weight, comfort, and ease of use. No pumps or accessories. No kneading or manipulation. | wheelchair-cushion-evolution-17-x-17-mesh-cover-f18.jpg
SKU: SAMP6559 | Sammons Preston X tra Secure Soft Wheelchair Belt | The Sammons Preston X-tra Secure Soft Wheelchair Belt is a soft foam belt attached to heavy-duty strap that crisscrosses in the back of your wheelchair and attaches to the kick spurs. The belt keeps the user securely in their chair for safety purposes. Excellent for at-home wheelchair use. | x-tra-secure-soft-wheelchair-belt-6e7.jpeg
SKU: SAMP081541432 | Sammons Preston Wheelchair Cup Holder | Innovative universal cup holder attaches quickly and easily to a variety of armrests such as wheelchairs and scooters. Includes two VelcroÂ® straps and two foam inserts, which can be attached underneath the cup holder for extra grip. | wheelchair-cup-holder-e1a.jpg
SKU: DRVAZ0060 | Drive Medical Power Mobility Drink Holder | The Power Mobility Drink Holder from Drive Medical is a convenient way to take your beverage with you. Fitting most power wheelchairs and scooters, the Drink Holder quickly attaches to the armrest, making it far enough out of the way that you can't knock your drink over, but close enough that it is still easy to reach. | power-mobility-drink-holder-67f.jpg
SKU: DRVSTDSF-TF | Drive Medical Chrome Swing Away Footrests with Aluminum Footplates 1 Pair | The Swing Away Footrests by Drive Medical were designed to be used with the Sentra EC 20", 22", 24", Sentra 20", 22", 24", and the Wheeled Drop Arm Bedside Commode. The footrests are installed onto the chair you have without the need of tools, making installation quick and easy. | chrome-swing-away-footrests-with-aluminum-footplates-1-pair-925.jpg
SKU: AWRHP-107350-24-05 | Arrowhead Healthcare Supply Flatmat Bedside Fall Mat 24" Cool Grey Woven Pattern | The FLATMATâ„¢ is an ultra-low profile, anti-bacterial bedside fall mat with a Slide-Stopâ„¢ bottom to help keep the mat firmly in place. | flatmat-bedside-fall-mat-24-cool-grey-woven-pattern-997.jpg
SKU: HSDH9001 | Healthstar Adjustable Drink Cup Holder for Wheelchairs Walkers Rollators and Bikes | Designed to keep you hydrated while you're on the go, the Healthstar Adjustable Drink Cup Holder latches onto the frame of your wheelchair, walker, stroller or bike. Assembly is quick and tool-less, so you can get it setup right out of the box.The adjustable fit of this drink cup holder can hold water bottles, tumbler cups and cans for total drinking freedom. This adjustable drink cup also folds into a compact shape when not in use, so it will not obstruct doorways or knock into objects while you travel. The stable platform and adjustable top holder ensure that your drink stays securely positioned for convenient access at all times. | adjustable-drink-cup-holder-for-wheelchairs-walkers-rollators-and-bikes-612.jpg
SKU: TAMGAC015358 | The Aftermarket Group Desk Length Armrest Pad Black Base 9" Long | Invacare Desk Length upholstered armrest pad. Fits most wheelchairs | desk-length-armrest-pad-black-base-9-long-073.jpg
SKU: ROSC810007 | Roscoe Medical Swing Away Foot Rest for K7 Aluminum | footplate | swing-away-foot-rest-for-k7-aluminum-954.jpg
SKU: ROSC810008 | Roscoe Medical Elevating Leg Rest K7 Aluminum | footplate | elevating-leg-rest-k7-aluminum-0d6.jpg
SKU: ROSC90018 | Roscoe Medical K1 Rear Wheel with Bearings | With Urethane tire | k1-rear-wheel-with-bearings-71f.jpg
SKU: ROSC90026 | Roscoe Medical K1 Wheel Lock Tip | 5/8 inch black plastic | k1-wheel-lock-tip-21e.jpg
SKU: ROSC90028 | Roscoe Medical K2 K4 Front Caster Wheel with Bearings | Can also be used to replace rear Transport Wheelchair wheels Steel and Aluminum. | k2-k4-front-caster-wheel-with-bearings-947.jpg
SKU: ROSC90036 | Roscoe Medical K1 K2 K3 K4 K7 Desk Length Arm Rest Pads | Also compatible with Onyx K4 wheelchair. | k1-k2-k3-k4-k7-desk-length-arm-rest-pads-3b1.jpg
SKU: ROSC90042 | Roscoe Medical K2 K4 K7 Front Fork Assembly | Also compatible with Onyx K4 wheelchair. | k2-k4-k7-front-fork-assembly-f89.jpg
SKU: ROSC90046 | Roscoe Medical K1 W7 Hand Grips | Fits K1, K2, K3, K4, K7 and W7 wheelchairs | k1-w7-hand-grips-ba8.jpg
SKU: ROSC90053 | Roscoe Medical K2 Full Length Armrest Assembly | Will work on K7 also. | k2-full-length-armrest-assembly-d12.jpg
SKU: ROSC90056 | Roscoe Medical K2 K4 Wheel Lock Tips | Also compatible with Onyx K4 wheelchairs. | k2-k4-wheel-lock-tips-cf4.jpg
SKU: ROSC90063 | Roscoe Medical K4 Desk Length Armrest Assembly | Also works with Onyx K4 wheelchairs. | k4-desk-length-armrest-assembly-dd5.jpg
SKU: ROSC90128 | Roscoe Medical Caster with Bearing for K7 | 8 Inch Solid Rubber | caster-with-bearing-for-k7-7f0.jpg
SKU: ROSC90148 | Roscoe Medical Caster with Bearings for Reclining Wheelchair | 8 inch Solid Rubber | caster-with-bearings-for-reclining-wheelchair-13d.jpg
SKU: ROSC90164 | Roscoe Medical Rear Wheel with Bearings for Reclining Wheelchair | Wheelchair, 24 Inch Black Solid Rubber | rear-wheel-with-bearings-for-reclining-wheelchair-fa2.jpg
SKU: ROSC90174 | Roscoe Medical Wheel Lock Tip for Reclining Wheelchair | Wheelchair, black plastic, 5/8 inch | wheel-lock-tip-for-reclining-wheelchair-bd3.jpg
SKU: ROSC90182 | Roscoe Medical Seat Upholstery 19 inch for Transport Wheelchair | Wheelchair (Aluminum or Steel), black nylon. | seat-upholstery-19-inch-for-transport-wheelchair-e76.jpg
SKU: ROSC90188 | Roscoe Medical Front Caster with Bearing for Transport Wheelchair | Wheelchairs, 8 inch black solid rubber | front-caster-with-bearing-for-transport-wheelchair-ed0.jpg
SKU: ROSC90190 | Roscoe Medical Brake Assembly Left and Right Side For Transport Wheelchair | Not for Transports with 12 inch rear wheels. | brake-assembly-left-and-right-side-for-transport-wheelchair-a07.jpg
SKU: ROSC90210 | Roscoe Medical Seat Belt for Transport Wheelchairs | Works with KT, KTA, and KT1912. | seat-belt-for-transport-wheelchairs-f5f.jpg
SKU: ROSC90352 | Roscoe Medical Leg Kit for Walkers | Includes adjustable leg, rubber tip and cap. | leg-kit-for-walkers-4ef.jpg
SKU: ROSC90375 | Roscoe Medical Anti Tippers for Reliance III Wheelchair | Anti-Tippers for Reliance III Wheelchair | anti-tippers-for-reliance-iii-wheelchair-168.jpg
SKU: ROSC90423 | Roscoe Medical Turning Assembly with for Knee Scooter | Turning limiter washer | turning-assembly-with-for-knee-scooter-e98.jpg
SKU: ROSC90553 | Roscoe Medical Caster Axle Bolt with Nut for K2 K3 K4 K7 | Replacement Caster Axle with Nut Roscoe K2, K3, K4, K7 | caster-axle-bolt-with-nut-for-k2-k3-k4-k7-a3a.jpg
SKU: ROSC90591 | Roscoe Medical Rear Wheel Bearing KT KTA | Replacement Real Wheel Bearing for Roscoe Transports | rear-wheel-bearing-kt-kta-347.jpg
SKU: ROSC90603 | Roscoe Medical Fork Stem Bearing Reliance KT KTA | Replacement Fork Stem Bearing for Reliance III Roscoe Transport (no bariatric models) Reclining Chair. | fork-stem-bearing-reliance-kt-kta-135.jpg
SKU: ROSC90705 | Roscoe Medical Front Caster Fork for Aluminum Transport | NEW Style eff. for serial numbers JK140500605 forward on burgundy, JK140800342 forward on blue, all pink | front-caster-fork-for-aluminum-transport-92a.jpg
SKU: ROSCAR-FLBB | Roscoe Medical Padded Armrest Full Length Black | Full length, for multiple models. | padded-armrest-full-length-black-c2a.jpg
SKU: ROSCAR-UDLBK | Roscoe Medical Urethane Armrest Desk Length Black | Desk length, for multiple models. | urethane-armrest-desk-length-black-1c9.jpg
SKU: ROSCAR-UFLBK | Roscoe Medical Urethane Armrest Full Length Black | Full length, for multiple models. | urethane-armrest-full-length-black-d4f.jpg
SKU: ROSCBKF-1617 | Roscoe Medical Wheelchair Back Cushion 16 Inch x 17 Inch | Roscoe Wheelchair Back Cushions are perfect for patients in need of complete lumbar support. Our cushion is made from high quality foam and conforms to the human spinal curvature. Available in four sizes including bariatric, all cushions come with attractive retail packaging and a one year warranty. | wheelchair-back-cushion-16-inch-x-17-inch-31c.jpg
SKU: ROSCBKF-1817 | Roscoe Medical Wheelchair Back Cushion 18 Inch x 17 Inch | Roscoe Wheelchair Back Cushions are perfect for patients in need of complete lumbar support. Our cushion is made from high quality foam and conforms to the human spinal curvature. Available in four sizes including bariatric, all cushions come with attractive retail packaging and a one year warranty. | wheelchair-back-cushion-18-inch-x-17-inch-ff1.jpg
SKU: ROSCBKF-2019 | Roscoe Medical Wheelchair Back Cushion 20 Inch x 19 Inch | Roscoe Wheelchair Back Cushions are perfect for patients in need of complete lumbar support. Our cushion is made from high quality foam and conforms to the human spinal curvature. Available in four sizes including bariatric, all cushions come with attractive retail packaging and a one year warranty. | wheelchair-back-cushion-20-inch-x-19-inch-674.jpg
SKU: ROSCBKFB-2219 | Roscoe Medical Wheelchair Back Cushion 22 Inch x 19 Inch | Roscoe Wheelchair Back Cushions are perfect for patients in need of complete lumbar support. Our cushion is made from high quality foam and conforms to the human spinal curvature. Available in four sizes including bariatric, all cushions come with attractive retail packaging and a one year warranty. | wheelchair-back-cushion-22-inch-x-19-inch-302.jpg
SKU: ROSCELR-C | Roscoe Medical Elevating Legrests Composite | Footplates for Roscoe K1 K2 K3 K4 chairs | elevating-legrests-composite-16b.jpg
SKU: ROSCEL-SSPLH | Roscoe Medical TriQuality Legrest Left Footplate | Elevating, straight style. Padded panel. For use with Invacare Wheelchairs. wide Pin Spacing | triquality-legrest-left-footplate-e68.jpg
SKU: ROSCEL-SSPLHHM | Roscoe Medical TriQuality Legrest Left Plastic | Footplate Elevating, straight style, Hemi. Padded panel. For use with Invacare Hemi 2000 and 9000 wheelchairs. | triquality-legrest-left-plastic-599.jpg
SKU: ROSCFR-PLH | Roscoe Medical TriQuality Footrest with Extension Left | Black plastic for use with Invacare wheelchairs. | triquality-footrest-with-extension-left-91b.jpg
SKU: ROSCHG-78BK | Roscoe Medical Handle Grip Black | Fits 7 and 8 inch tubing. | handle-grip-black-5a5.jpg
SKU: ROSCK416-BACK | Roscoe Medical K4 Back Upholstery 16 Inch | Works with Roscoe K4 and Onyx wheelchairs. | k4-back-upholstery-16-inch-9df.jpg
SKU: ROSCK418-BACK | Roscoe Medical K4 Back Upholstery 18 Inch | Works with Roscoe K4 and Onyx wheelchairs. | k4-back-upholstery-18-inch-d0b.jpg
SKU: ROSCK420-BACK | Roscoe Medical Back Upholstery for K4 Wheelchairs | Works with Roscoe K4 and Onyx wheelchairs. | back-upholstery-for-k4-wheelchairs-8e2.jpg
SKU: ROSCLP-PADBB | Roscoe Medical Legrest Panel Padded Black Base | Fits Invacare and E and J wheelchairs. | legrest-panel-padded-black-base-50f.jpg
SKU: ROSCROS-WKWCP | Roscoe Medical Universal Walker and Wheelchair Pouch | Blue denim fabric with straps and velcro closure, 2 inner pockets. 12 x 14 x 13.5,Machine Washable | universal-walker-and-wheelchair-pouch-acf.jpg
SKU: ROSCRSA-C | Roscoe Medical Swing Away Footrests Composite Footplate | For Roscoe K2, K3, K4 chairs, KT2212B | swing-away-footrests-composite-footplate-6ea.jpg
SKU: ROSCSU-IN1616F | Roscoe Medical TriQuality Seat Upholstery Flat 16 x 16 | For use with Standard Invacare Models. All stock upholstery is black. Other colors may be ordered upon request. | triquality-seat-upholstery-flat-16-x-16-c9d.jpg
SKU: ROSCSU-IN1816UL | Roscoe Medical TriQuality Seat Upholstery Ultralight 18 x 16 | New Style For use with Invacare 9000 Series, Patriot, and Tracer SX5. Velcro, tension adjustable, sports chair. All stock upholstery is black. Other colors may be ordered upon request. Hole spacing from the front 1 inch, 4 5/8 inch, 3 5/8 inch, 4 3/4 inch, 2 inch. | triquality-seat-upholstery-ultralight-18-x-16-880.jpg
SKU: ROSCTEC-78BK | Roscoe Medical Tube End Cap Black Plastic | Fits 7/8 inch tubing. | tube-end-cap-black-plastic-975.jpg
SKU: ROSCTEC-78GR | Roscoe Medical Tube End Cap Gray Plastic | Fits 7/8 inch tubing. | tube-end-cap-gray-plastic-17b.jpg
SKU: ROSCWCBF-223 | Roscoe Medical Bariatric Foam Wheelchair Cushion with Nylon Cover 22 Inch x 16 Inch x 3 Inch | Made of high quality foam designed to contour the seating area, Roscoe Wheelchair Seat Cushions are perfect for stabilizing and supporting the body. All cushions come with attractive retail packaging and a one year warranty. Roscoe Seat Cushions come in a wide variety of sizes to satisfy nearly all patient profiles. | bariatric-foam-wheelchair-cushion-with-nylon-cover-22-inch-x-16-inch-x-3-inch-50a.jpg
SKU: ROSCWCBF-2283 | Roscoe Medical Bariatric Foam Wheelchair Cushion with Nylon Cover 22 Inch x 18 Inch x 3 Inch | Made of high quality foam designed to contour the seating area, Roscoe Wheelchair Seat Cushions are perfect for stabilizing and supporting the body. All cushions come with attractive retail packaging and a one year warranty. Roscoe Seat Cushions come in a wide variety of sizes to satisfy nearly all patient profiles. | bariatric-foam-wheelchair-cushion-with-nylon-cover-22-inch-x-18-inch-x-3-inch-825.jpg
SKU: ROSCWCBF-2483 | Roscoe Medical Bariatric Foam Wheelchair Cushion with Nylon Cover 24 Inch x 18 Inch x 3 Inch | Made of high quality foam designed to contour the seating area, Roscoe Wheelchair Seat Cushions are perfect for stabilizing and supporting the body. All cushions come with attractive retail packaging and a one year warranty. Roscoe Seat Cushions come in a wide variety of sizes to satisfy nearly all patient profiles. | bariatric-foam-wheelchair-cushion-with-nylon-cover-24-inch-x-18-inch-x-3-inch-785.jpg
SKU: ROSCWLA-INDLH | Roscoe Medical TriQuality Wheel Lock Assembly Left | Detachable, Push type. For use with Invacare 7/8 inch models. | triquality-wheel-lock-assembly-left-23d.jpg
SKU: ROSCWLA-INFLH | Roscoe Medical Wheel Lock Assembly Fixed Left | Push type. For Invacare 7/8 inch models. | wheel-lock-assembly-fixed-left-790.jpg
SKU: ROSCWLE-EJ11BK | Roscoe Medical Wheel Lock Extension 0.63 x 11 Black | For E and J wheelchairs. | wheel-lock-extension-063-x-11-black-7ad.jpg
SKU: ROSCWLT-IN12BK | Roscoe Medical TriQuality Wheel Lock Tip 0.5 Inch Black | For use with E and J and Invacare wheelchairs. | triquality-wheel-lock-tip-05-inch-black-b33.jpg
SKU: ROSCWLT-IN12GR | Roscoe Medical Wheel Lock Tip 0.5 Inch Gray | For E and J and Invacare wheelchairs. | wheel-lock-tip-05-inch-gray-a2b.jpg
SKU: BKJBJCTK001 | BackJoy Comfort-Tech Wheelchair Seat 18 x 16 inch | It's a therapeutic wheelchair seat that can help improve your posture, decrease peak pressures and maintain a lower temperature and moisture level at the skin. The Comfort-Tech uses a pre-contoured top surface that promotes balanced posture. The bottom surface uses shorter pillars at the pelvis area allowing the cushion to dynamically contour under load. | comfort-tech-wheelchair-seat-18-x-16-inch-4e5.jpg
SKU: BKJBJCTK002 | BackJoy Comfort-Tech Wheelchair Seat 18 x 18 inch | It's a therapeutic wheelchair seat that can help improve your posture, decrease peak pressures and maintain a lower temperature and moisture level at the skin. The Comfort-Tech uses a pre-contoured top surface that promotes balanced posture. The bottom surface uses shorter pillars at the pelvis area allowing the cushion to dynamically contour under load. | comfort-tech-wheelchair-seat-18-x-18-inch-f01.jpg
SKU: INVAC015658 | Invacare Desk Length Armrest Pad | The Invacare Desk Length Armrest Pad is an upholstered, straight pad with a black base. The armrest is designed to fit most manual wheelchairs with standard desk length arms. | desk-length-armrest-pad-bc7.jpg
SKU: BRDACUP-HOLDER | Broda Seating Cup Holder for use with Broda Chairs | This new and unique cup holder designed by Broda's on-hand experts keeps beverages easily accessible for patients. The cup holder is self-leveling, allowing the chair to be tilted, whilst minimizing spills.The cup holder is interchangeable on the left or right side of the chair. It attaches firmly to the front of the armrest tube directly under the arm top. It can also be attached to the armrest height adjustment post. The cup holder will not work with some configurations of front mount mag wheels. | cup-holder-for-use-with-broda-chairs-738.jpg
SKU: NYO9549 | NY Orthopedic Urinary Drain Bag Holder Canvas Universal | Urinary Drain Bag Holders provide a convenient and modest covering of urinary drainage bags when residents are catheterized. | urinary-drain-bag-holder-canvas-universal-ad0.jpg
SKU: SAMP6801 | Sammons Preston Ez Clip Mirror | Clips to tables, bedrails or wheelchair frames. Adjustable and flexible with shatterproof plastic and rounded corners for safety. | ez-clip-mirror-774.jpg
SKU: SAMP552806 | Sammons Preston Electric Wheelchair Lap Tray | The Electric Wheelchair Lap Tray fits a standard or a desk arm wheelchair. The thick, clear tray is perfect for work and eating. It easily attaches with VELCRO brand straps. It can be used whether the toggle is on the left or right side of the wheelchair. | electric-wheelchair-lap-tray-733.jpg
SKU: SAMP6062 | Sammons Preston Plastic Molded Lap Tray | Plastic Molded Lap Tray | plastic-molded-lap-tray-656.jpg
SKU: SAMP6441 | Sammons Preston Side Pouch for Wheelchairs | Has full-length top zipper and divided pockets on either side of bag. | side-pouch-for-wheelchairs-a83.jpg
SKU: SAMP6474 | Sammons Preston Armrest Pocket | Compact nylon pocket attaches under standard or desk length wheelchair armrests. | armrest-pocket-b0c.jpg
SKU: SAMP6575 | Sammons Preston Retainer Strap | Four inch band of soft hook and loop fastener covers torso and 2" strap wraps around wheelchair back. | retainer-strap-347.jpg
SKU: NYO99-O2CT | NY Orthopedic Wheeled Oxygen Cylinder Holder Size D (M15) E (M24) | Wheeled oxygen cylinder holders provide for easy transfer & mobility of oxygen tanks | wheeled-oxygen-cylinder-holder-size-d-m15-e-m24-b0e.jpg
SKU: EZAHCEZ00200BK | EZ Access Wheelchair Back Pack Black | Features large privacy compartments, including spacious main section with zippered closure. | wheelchair-back-pack-black-d79.jpg
SKU: ALI8501 | Alimed Double Notched Wheelchair Transfer Board, 24" | Double Notched Wheelchair Transfer Board fits around the upright of the wheelchair arm support. 24" has a single built-in handle; 29" has two. Plywood. Stress tested to 400 lbs. | double-notched-wheelchair-transfer-board-24-bea.jpg
SKU: ALI8500 | Alimed Multi-Ply Flat Transfer Board | Multi-Ply Flat Transfer Board Poly-clad, splinter-free birch plywood. Stress-tested to 400 lbs. 8"W x 24"L. 1/2" thick at center. 1/4" at both ends. | multi-ply-flat-transfer-board-623.jpg
SKU: ALI78260 | Alimed Early Warning E-Z Release Seat Belt with Basic Alarm | AliMed Early Warning E-Z Release Seatbelt w/Alarm alerts staff before patient gets up. The alarm sounds as soon as the patient disengages the fastening buckle. Provides an extra margin of safety for those more active wheelchair patients.As an extra safety feature, the Early Warning E-Z Release Seatbelt has an extra 12" of hook and loop fabric attached to the belt that must be disengaged before the patient can remove the seatbelt, providing your staff with additional time to attend to the patient.Easily installs on any chair. Alarms attach to back of wheelchair.New, optional 12" bariatric extender to accommodate larger patients.AliMed offers the Early Warning E-Z Release Seatbelt to accompany our four different alarms. | early-warning-e-z-release-seat-belt-with-basic-alarm-76e.jpg
SKU: ALI77652 | Alimed Sling Seat Alarms System with Standard Alarm, 18" | AliMed Sling Seat Wheelchair Alarm System Never again worry about where the pad is or if it is positioned correctly. The pressure sensor pad is sealed right inside the wheelchair seat. As soon as the patient gets up from the wheelchair, the alarm sounds, giving caretakers warning that the patient is at risk of a fall or wandering. Durable, reinforced vinyl with steel side-stays. Fits all popular wheelchairs. Easily identify these sling seats by the red tag sewn on the back of the sling. Absolute, unconditional, one-year guarantee. Just return the system for a no-charge, no-questions-asked exchange if you are unsatisfied with any part of this system. System is shipped complete. Comes with Black replacement sensor seat/alarm, alarm box, mesh mounting bag, and 9V battery.Caution: Do not use with heavy gel cushions. | sling-seat-alarms-system-with-standard-alarm-18-268.jpg
SKU: ALI8431 | Alimed Rear Anti-Tippers with Wheels | The Rear Anti-Tipper lets you recline in comfort knowing you won't tip back. ,This easy-to-mount chrome plated device is suitable for any wheelchair. It simply attaches to bottom rail of side frames and prevents your wheelchair from tipping backwards. Available with wheels or rubber tips. | rear-anti-tippers-with-wheels-b1e.jpg
SKU: ALI8432 | Alimed Rear Anti-Tippers with Rubber Tips | The Rear Anti-Tipper lets you recline in comfort knowing you won't tip back. ,This easy-to-mount chrome plated device is suitable for any wheelchair. It simply attaches to bottom rail of side frames and prevents your wheelchair from tipping backwards. Available with wheels or rubber tips. | rear-anti-tippers-with-rubber-tips-e01.jpg
SKU: ALI82242 | Alimed Brake Lever Extension, Yellow Knob, 6" | Brake Lever Extension enables those with one hand or limited mobility to successfully lock both wheelchair brakes. New high visibility yellow adds the benefit of reminding the user to lock their brakes. This helps reduce falls from unlocked wheelchairs. Product slips onto existing lever of most wheelchairs. Yellow tips are only available to replace existing lower visibility tips or worn tips. | brake-lever-extension-yellow-knob-6-007.jpg
SKU: ALI82243 | Alimed Brake Lever Extension, Yellow Knob, 8" | Brake Lever Extension enables those with one hand or limited mobility to successfully lock both wheelchair brakes. New high visibility yellow adds the benefit of reminding the user to lock their brakes. This helps reduce falls from unlocked wheelchairs. Product slips onto existing lever of most wheelchairs. Yellow tips are only available to replace existing lower visibility tips or worn tips. | brake-lever-extension-yellow-knob-8-a36.jpg
SKU: ALI88779 | Alimed Wheelchair Brake Lever Extension, Gray Knob, 8" | Brake Lever Extension enables those with one hand or limited mobility to successfully lock both wheelchair brakes. New high visibility yellow adds the benefit of reminding the user to lock their brakes. This helps reduce falls from unlocked wheelchairs. Product slips onto existing lever of most wheelchairs. Yellow tips are only available to replace existing lower visibility tips or worn tips. | wheelchair-brake-lever-extension-gray-knob-8-f03.jpg
SKU: ALI1241 | Alimed Wheelchair Side Supports Tall 10.5"H x 17.75" x 1" | AliMedÂ® Wheelchair Side Supports instantly reduce a standard 18"W seat to a narrow 16"W seat. Use these bolsters to increase lateral support and eliminate the side-to-side rocking that can cause skin damage in very slender wheelchair users. Select the taller bolsters for high-back wheelchairs, the lower bolsters for standard and desk-arm wheelchairs. Vinyl-covered foam. 1" thick. Blue. | wheelchair-side-supports-tall-105h-x-1775-x-1-67a.jpg
SKU: SAMP562019 | Sammons Preston Lacura Flip Up Half Tray Left Slide On | Nylon cover is water and stain resistant. Soft foam tops wood base for comfort and support. | lacura-flip-up-half-tray-left-slide-on-94a.jpg
SKU: SAMP562674 | Sammons Preston Deluxe Wheelchair Walker Catheter Bag | Hook & loop straps attach easily to wheelchair or walker. Zipper top and nylon loop inside bag keeps catheter bag upright. Clear vinyl window provides quick viewing and the hook & loop closure at the bottom makes emptying the bag easy. | deluxe-wheelchair-walker-catheter-bag-e2f.jpg
SKU: SAMP562675 | Sammons Preston Tray Cup Holder | Easily attaches to wheelchair lap tray with self-adhesive hook & loop. | tray-cup-holder-98f.jpg
SKU: SAMP1131 | Sammons Preston Wheelchair Beverage Holder | Holder supports beverages from 12â€“20 oz. (2-1/4"â€“ 3-1/2" in diameter) with removable insulator (koozie), and up to a 1-quart bottled drink without the koozie. | wheelchair-beverage-holder--d4a.jpg
SKU: SAMP1143 | Sammons Preston Wheelchair Beverage Holder Desk Arm Brown | Top ring on holder can be manipulated to increase or decrease opening size. | wheelchair-beverage-holder-desk-arm-brown-c84.jpg
SKU: SAMP114301 | Sammons Preston Wheelchair Beverage Holder Standard Arm Brown | Top ring on holder can be manipulated to increase or decrease opening size | wheelchair-beverage-holder-standard-arm-brown-37f.jpg
SKU: SAMP114305 | Sammons Preston Wheelchair Beverage Holder Standard Arm Black | Top ring on holder can be manipulated to increase or decrease opening size. | wheelchair-beverage-holder-standard-arm-black-53f.jpg
SKU: SAMP1150 | Sammons Preston Two Slot Cup Mug Holder | Tough plastic holder with two slots to accommodate both one- or two- handled cups, bottles, cans and glasses 2-1/2 -3 in diameter. | two-slot-cup-mug-holder-509.jpg
SKU: SAMP6484 | Sammons Preston Mini Wheelchair Walker Pouch | This Cordura nylon pouch can snap easily over walker bar, or hang from wheelchair armrest. Loosen armrest screws, slip straps through, snap into place and replace the armrest. | mini-wheelchair-walker-pouch-9cc.jpg
SKU: SAMP6565 | Sammons Preston Wheelchair Safety Strap | Attaches to wheelchair using wheelchair upholstery screws. | wheelchair-safety-strap-c28.jpg
SKU: SAMP6576 | Sammons Preston Automatic Wheelchair Safety Belt | Adjustable, heavy-duty 4" wide hook and loop belt crosses lap and attaches to the wheelchair axle with reinforced, grommeted nylon straps. | automatic-wheelchair-safety-belt-d82.jpg
SKU: SAMP926543 | Sammons Preston Adjustable Oxygen Tank Holder | Black nylon bag for transport of D or E sized oxygen tanks. Four adjustable buckles to fit most wheelchairs up to 26" wide. Water resistant bag has top handle and simple snap closure to adjust capacity to size of tank. Latex free. . | adjustable-oxygen-tank-holder-4b1.jpg
SKU: IPUSCIPUSEAT | IPU Replacement Seat for the IPU Shower Chair | Shower Chair Replacement Parts IPU Seat. | replacement-seat-for-the-ipu-shower-chair--778.jpg
SKU: MKS79344209 | McKesson SunMark Performance Desk Arm for Wheelchair | SunMark Performance Desk Arm for Wheelchair. | sunmark-performance-desk-arm-for-wheelchair-42d.jpg
SKU: PERSBPS-11R | PerSys Medical Blizzard Survival Bag | The Blizzard Survival Sleeping Bag is a full-sized sleeping bag in a pack the size of a video cassette, providing total warmth and shelter - anywhere, at any time. It is made from our unique Reflexcell material, which blocks heat loss more effectively than any other thermal emergency product. The bag also contains elastic, causing it to hug the body, giving a great feeling of warmth and security. | blizzard-survival-bag-98f.jpg
SKU: INVTRSX56FB | Invacare Tracer Sx5 Wheelchair with Dsk Length Flipback Arm, 16" x 16", 250 lbs Capacity | Tracer Sx5 Wheelchair with Dsk Length Flipback Arm, 16" x 16", 250 lbs Capacity | tracer-sx5-wheelchair-with-dsk-length-flipback-arm-16-x-16-250-lbs-capacity-7ec.jpg
SKU: NYO9693 | NY Orthopedic Wheelchair Belt Adjustable Loop Universal | Patients who are at risk for forward sliding or require assistance with ambulation. | wheelchair-belt-adjustable-loop-universal-1d8.jpg
SKU: BKJBJCTK003 | BackJoy Comfort-Tech Wheelchair Seat 16 x 16 inch | It's a therapeutic wheelchair seat that can help improve your posture, decrease peak pressures and maintain a lower temperature and moisture level at the skin. The Comfort-Tech uses a pre-contoured top surface that promotes balanced posture. The bottom surface uses shorter pillars at the pelvis area allowing the cushion to dynamically contour under load. | comfort-tech-wheelchair-seat-16-x-16-inch-477.jpg
SKU: BKJBJCTK004 | BackJoy Comfort-Tech Wheelchair Seat 20 x 16 inch | It's a therapeutic wheelchair seat that can help improve your posture, decrease peak pressures and maintain a lower temperature and moisture level at the skin. The Comfort-Tech uses a pre-contoured top surface that promotes balanced posture. The bottom surface uses shorter pillars at the pelvis area allowing the cushion to dynamically contour under load. | comfort-tech-wheelchair-seat-20-x-16-inch-69f.jpg
SKU: BKJBJCTK005 | BackJoy Comfort-Tech Wheelchair Seat 20 x 18 inch | It's a therapeutic wheelchair seat that can help improve your posture, decrease peak pressures and maintain a lower temperature and moisture level at the skin. The Comfort-Tech uses a pre-contoured top surface that promotes balanced posture. The bottom surface uses shorter pillars at the pelvis area allowing the cushion to dynamically contour under load. | comfort-tech-wheelchair-seat-20-x-18-inch-ff1.jpg
SKU: 210ISM-014 | 210 Innovations Wheelchair Anti-rollback Device | The Anti-Rollback System for Invacare Tracer EX2 or SX5 wheelchairs improves user safety by clamping down on the wheels whenever the user sits or stands up, preventing the wheelchair from rolling back suddenly. It does not prevent folding of the wheelchair. An override lever can be used to back up an unoccupied chair. Sold in pairs.This new model of our Wheelchair Anti-rollback Device has been specifically designed to fit the popular Invacare Tracer EX2 wheelchair.Â Because it requires less adjustability, itâ€™s moreÂ economical to manufacture and that means a lower cost!Like our popular model SM2-2 Anti-rollback device, this unit automatically prevents the wheelchair from rolling back as the user attempts to stand or sit. As soon as the occupant lifts their weight from the seat, the brake arms grab the tires and prevent rearward movement. When the user is safely seated, the unit is in standby mode and the wheelchair operates normally.Â The device offers an integrated design for a discreet appearance and it does not interfere with collapsing the chair for transport or storage | wheelchair-anti-rollback-device-d19.jpg
SKU: EZAHCTHRESH1 | EZ Access Threshold Ramp 1 Inch | Threshold ramps make any entrance and/or exit convinent and safe for wheelchairs, walkers, or simply from tripping. | threshold-ramp-1-inch-67c.jpg
SKU: ALI710412 | Alimed Restraint-Free Cushioned Lap Belt | AliMed Restraint-Free Cushioned Lap Belt A soft reminder for the patient to stay seated. Helps prevent forward movement. Bright red hook-and-loop handle is easy for resident to release. Length-adjustable two-piece belt attaches to wheelchairâ€™s kick spurs by nylon web loops. Not a restraint. | restraint-free-cushioned-lap-belt-817.jpg
SKU: SAMP553668 | Sammons Preston Wheelchair Umbrella | The Sammon Preston Wheelchair Umbrella provides rain and sun protection for all kinds of weather. It fits most wheelchairs. The stem is fully adjustable so it can be angled depending on the sun or wind. | wheelchair-umbrella-d41.jpg
SKU: SAMP562187 | Sammons Preston Clip On Ashtray with Remote Tube | Cigarettes are always held over the ashtray, and the smoker uses the tube with mouthpiece to smoke. | clip-on-ashtray-with-remote-tube-3c0.jpg
SKU: SAMP114309 | Sammons Preston Wheelchair Beverage Holder Desk Arm Black | Top ring on holder can be manipulated to increase or decrease opening size. | wheelchair-beverage-holder-desk-arm-black-48f.jpg
SKU: SAMP926514 | Sammons Preston Wheel Ease Wheelchair Rim Cover | With a soft smooth finish, these grips improve traction, promote proper hand placement, and cushion hands. | wheel-ease-wheelchair-rim-cover-4e8.jpg
SKU: NYO9546 | NY Orthopedic Oxygen Cylinder Holder Size E Tank | For patients on the go that require oxygen, the Wheelchair Oxygen Cylinder Holder safely and comfortably stores your patient's oxygen tank off center behind the wheelchair back to avoid interference with the wheelchair user's head or back. Adjustable straps accommodate all wheelchair widths. | oxygen-cylinder-holder-size-e-tank--487.jpg
SKU: SKIL102010 | Skil Care Urinary Drainage Bag Holder Standard | Skil Care Urinary Drainage Bag Holder Conceals From Public View. | urinary-drainage-bag-holder-standard-774.jpg
SKU: SKIL914220 | Skil Care Lateral Stabilizer Arm Tray with Gel Pad LSII | A solid foam arm trough that can be mounted to any chair with an armrest that helps support the upper trunk. | lateral-stabilizer-arm-tray-with-gel-pad-lsii--ecb.jpg
SKU: CM1982K | Complete Medical Gel/Foam Wheelchair Cushion 24 x18 x2-1/2 | High-density foam surrounds a dual-chamber gel pod providing excellent pressure relief & comfort. Low Shear, anti-microbial, and fire-resistant fabric all incorporated into one fluid-proof removable cover. Slip-resistant bottom with Velcro straps help keep cushion in place. Custom and bariatric available (bariatric sizes increase weight capacity to 450 Lbs.) Segmented gel bladder contains an aqueous highly viscous gel surrounded by a high density foam shell that is covered using a fluid-proof low shear nylon top with a medical grade vinyl bottom. | gel-foam-wheelchair-cushion-24-x18-x2-1-2-885.jpg
SKU: CM1157 | Mobility Transfer Systems SafetySure Wood Transfer Board 24 Double-Notched | 24 Long * Can be used with either standard arm or desk arm wheelchairs * Double notches allow the board to be used on either the right side or left side of the wheelchair * Constructed of plywood and finished with a smooth lacquered finish * The 24 board has one built-in handle while the 29 board has two built in handles * Notch designed to fit into up-right of wheelchair arm for added security during transfer * Supports up to 300 lbs * | safetysure-wood-transfer-board-24-double-notched-26c.jpg
SKU: SKIL909212 | Skil Care Geri-Chair Alarm | Geri-Chair Alarm | geri-chair-alarm-b7a.jpg
SKU: SKIL701010 | Skil Care Resident Release Nylon Belts Side Release Buckle 42" | These nylon belts promotes proper seating and positioning and are can be easily opened by the resident. | resident-release-nylon-belts-side-release-buckle-42-4a8.jpg
SKU: SKIL706362 | Skil Care E Z Transfer Slider Pommel | This overlay sits on top of a cushion with a removable pommel that helps prevent sliding. The pommel also provides leg abduction. | e-z-transfer-slider-pommel-397.jpg
SKU: SKIL909208 | Skil Care Econo-Alarm - Pack | Econo-Alarm, Pack of 3 Each | econo-alarm-pack-9e4.jpg
SKU: PMIBORR302035T | Probasics Wheelchair Cover, Tan, 30â€™â€™ x 20â€™â€™ x 35â€™â€™ | 1.5ML Gauge. Size- 30â€™â€™ x 20â€™â€™ x 35â€™â€™. 150 per roll. | wheelchair-cover-tan-30-x-20-x-35-755.jpg
SKU: NYO9550 | NY Orthopedic Urinary Drain Bag Holder Vinyl Universal | Urinary Drain Bag Holders provide a convenient and modest covering of urinary drainage bags when residents are catheterized. | urinary-drain-bag-holder-vinyl-universal-962.jpg
SKU: ALI8594 | Alimed Wheelchair Slip on Brake Lever Extender Gray Knob 9" | AliMedÂ® Wheelchair Brake Lever Extenders, Increases safety; makes braking easy and more controlled. | wheelchair-slip-on-brake-lever-extender-gray-knob-9-e72.png
SKU: ALI8990 | Alimed Oxygen Tank Holder, IV Pole for Wheelchair | Wheelchair IV Pole Holder (one hook) attaches to most standard wheelchairs. Height adjustable 47" to 85". | oxygen-tank-holder-iv-pole-for-wheelchair-220.jpg
SKU: ALI8503 | Alimed Double Notched Wheelchair Transfer Board, 29" | Double Notched Wheelchair Transfer Board fits around the upright of the wheelchair arm support. 24" has a single built-in handle; 29" has two. Plywood. Stress tested to 400 lbs. | double-notched-wheelchair-transfer-board-29-220.jpg
SKU: ALI71349 | Alimed Bariatric Lap Cushion, 24"-26"W | AliMed BreakAway Lap Cushion is a perfect reminder to stay seated and provides a good place to rest hands. The act of rising thrusts the cushion forward and disengages the hook-and-loop tabs, allowing cushion to fall aside. Fits between wheelchair arms. 3-3/4" thick. Vinyl-covered polyurethane foam.Note: If the resident is unable to remove a device without assistance, it is considered a restraint under OBRA guidelines. | bariatric-lap-cushion-24-26w-0c7.jpg
SKU: ALI77653 | Alimed Sling Seat Wheelchair Alarms System with Standard Alarm, 20" | AliMed Sling Seat Wheelchair Alarm System Never again worry about where the pad is or if it is positioned correctly. The pressure sensor pad is sealed right inside the wheelchair seat. As soon as the patient gets up from the wheelchair, the alarm sounds, giving caretakers warning that the patient is at risk of a fall or wandering. Durable, reinforced vinyl with steel side-stays. Fits all popular wheelchairs. Easily identify these sling seats by the red tag sewn on the back of the sling. Absolute, unconditional, one-year guarantee. Just return the system for a no-charge, no-questions-asked exchange if you are unsatisfied with any part of this system. System is shipped complete. Comes with Black replacement sensor seat/alarm, alarm box, mesh mounting bag, and 9V battery.Caution: Do not use with heavy gel cushions. | sling-seat-wheelchair-alarms-system-with-standard-alarm-20-b01.jpg
SKU: ALI77667 | Alimed Buckled Seatbelt with Basic Alarm | AliMed Buckled Seatbelt with Alarm An easy-to-release device that holds the patient safely in the chair. The moment the belt is unbuckled, an alarm sounds, alerting staff. Features a convenient on/off switch, a low-battery warning light, a sturdy metal clip, a flashing light to help locate the correct patient, and a nurse call jack to connect the alarm to the nurse call system. The Nurse Call Connector cord, sold separately, comes with a handy Y-adapter to connect the alarm to the nurses' station and the emergency call button.Durable nylon web belt attaches to the wheelchair's back uprights. Multiple mounting , grommets provide a customized fit. A simple, press-to-release metal buckle ensures both safety and convenience.Includes a bracket to mount the alarm box on the wheelchair. Single 9V battery included. For comprehensive fall management care, AliMed's VOICE Alarm is also compatible with the Wheelchair Seatbelt. | buckled-seatbelt-with-basic-alarm-b61.jpg
SKU: ALI77778 | Alimed E-Z Release Seatbelt with Basic Alarm | AliMed E-Z Release Seat Belt w/Alarm This seatbelt is ideal for your less active patients. The alarm sounds as soon as the patient disengages the fastening buckle, alerting staff of a patient about to wander or fall. | e-z-release-seatbelt-with-basic-alarm-c68.jpg
SKU: ALI75303 | Alimed Alarm Mounting Bag | Secures alarm to chair or bed. Open mesh ensures total alarm visibility and access to switches. Hangs over wheelchair push handle for easy access or under seat to hinder patient access. Mounts with hook and loop. | alarm-mounting-bag-698.jpg
SKU: ALI75187 | Alimed Wireless Wander Alarm | AliMedÂ® Wireless Wander AlarmÂ monitors the movement of Alzheimer's or dementia patients.Here's how it works:Â The system has two components: a motion detector and a wireless remote alarm. Place the motion detector near the doorway (mounting tape supplied) and turn it on. When someone wanders within 15' of the detector, a signal is sent to the alarm. The alarm sounds, alerting caregiver of an unwanted wanderer or trespasser. The transmitter doesn't sound, eliminating the risk of resident becoming agitated.Select one of three alarm tones: musical, bell, or siren. Alarm continues to sound for 2 seconds, 30 seconds, or 1 minute after last motion detected.The alarm receiver can be as close as an inch to the motion detector/transmitter or up to 120 feet away. Set receiver down or carry it with you.The detector plugs directly into an outlet or can use a 9V battery (sold separately).Â Remote alarm receiver usesÂ 3 AA batteries (sold separately). Not for outdoor use. | wireless-wander-alarm-da9.jpg
SKU: ALI77027 | Alimed Seatbelts | AliMed Seatbelt Effective wheelchair safety device designed to release with minimal effort by residents. | seatbelts-3f1.jpg
SKU: SAMP562352 | Sammons Preston Under Arm Organizer | Spacious and secure organization solution for all of your belongings. | under-arm-organizer-701.jpg
SKU: SKIL102015 | Skil Care Thru-View Urinary Drainage Bag Holder | Urinary Drainage Bag, Thru-View | thru-view-urinary-drainage-bag-holder-e6c.jpg
SKU: SKIL909209 | Skil Care Replacement Magnetic Cord | Alarms: Repl. Magnet & Cord for Personal & Econo Alarms, 5/PK | replacement-magnetic-cord-fe1.jpg
SKU: SKIL913145 | Skil Care Gait Belt Handles, Nylon Webbing, Blue, 5â€L, 0.3 lbs | Nylon Gait Belt Handles - 6/PK | gait-belt-handles-nylon-webbing-blue-5l-03-lbs-cac.jpg
SKU: SKIL914230 | Skil Care Level w/Gel Pad, Right | Level w/Gel Pad, Right | level-w-gel-pad-right-15e.png
SKU: SKIL914235 | Skil Care Level w/Gel Pad, Left | Level w/Gel Pad, Left | level-w-gel-pad-left-d71.jpg
SKU: SKIL914396 | Skil Care Wheelchair Travel Storage Bag with Multiple Pockets | Wheelchair / Walker Handy Bag | wheelchair-travel-storage-bag-with-multiple-pockets-01a.jpg
SKU: IPUCCIPUSEAT | IPU Commode Seat with Rails | IPU Innovative Products Unlimited offers a replacement Commode Seat with Rails to be used with a variety of shower chairs. | commode-seat-with-rails-264.jpeg
SKU: ALI65333 | Alimed Anti-Rollback System Standard 16"-20" Wheelchair | AliMedÂ® Anti-Rollback SystemÂ helps minimize the occurrence of patient falls from wheelchairs. Patients often forget to apply the brakes when attempting to stand. Then they use the wheelchair for support and the wheelchair rolls away, causing them to fall. The Anti-Rollback System helps prevent accidents because it locks the wheels automatically when the patient begins to stand. It doesnâ€™t rely on batteries, so it canâ€™t fail. Standard system fits wheelchairs 16"-20"W. New wide system fits wheelchairs 22"-24"W.Hereâ€™s how it works: The Anti-Rollback System attaches to the rear of most sling-seat wheelchairs. Its seat lever makes direct contact with the underside of the seat and is mechanically linked to the brake arms. As the patient begins stand, the brake seat lever â€œsensesâ€ the absence of the patientâ€™s weight. This causes the brake arms to clamp down on the wheels, helping stop the chair from rolling backward. The moment the patient is seated, the brake arms automatically unlock so the chair can roll freely. The attendant can still push the empty chair forward, even though it is locked against backward movement.Optional Alarm is triggered by a switch linked to the seat lever. The alarm is out of reach and cannot be disengaged by the patient. Alarm requires 9V batteries, sold separately.Caution: This device works only with sling-seat wheelchairs. The use of wooden solid-seat inserts and drop seats will interfere with the safe operation of this product. Periodic inspection to ensure proper adjustment is recommended. | anti-rollback-system-standard-16-20-wheelchair-79e.jpg
SKU: SAMP081593409 | Sammons Preston Wheelchair Caddy | Unique all-in-one caddy is simple to attach to any size wheelchair. | wheelchair-caddy-42a.jpg
SKU: DRVRTLAGF-300 | Drive Medical Swivel Seat Cushion | The Drive Medical Padded Swivel Seat Cushion allows an individual to turn up to 360 degrees enabling them to get on or off a seat, chair or car easily and comfortably. Incredibly lightweight at 3.25 lbs. makes this product easy to transport and convenient to use. | swivel-seat-cushion-1f0.jpg
SKU: SAMP552561 | Tumble Forms Foam Elevator | The Tumble Forms 2 antimicrobial protection works from within to help prevent odors and increase durability. | foam-elevator-f18.png
SKU: VALVM-2200GEL | Val Med Gel Cushion 18" x 22" x 3" | Conforms to the body's natural contours and optimizes pressure reduction. | gel-cushion-18-x-22-x-3-544.jpg
SKU: DRV14888 | Drive Medical Gel Foam Wheelchair Seat Cushion | The General Use Gel "E" 2" Seat Cushion by Drive Medical is a pressure reducing cushion, designed to assist in the prevention, treatment and management of pressure ulcers. The viscous gel bladder provides optimized pressure reduction, support and comfort. The removable and replaceable zippered cover is made from a, urethane coated, nylon cover top, that is water resistant and vapor permeable and the base is vinyl for durability. | gel-foam-wheelchair-seat-cushion-34c.jpg
SKU: DRVSTDS6008-1 | Drive Medical Wheelchair Carry Pouch for Oxygen Cylinders | The Universal Oxygen Cylinder Carry Bag by Drive Medical is for use with "D" and "E" cylinders. The top and bottom clasps easily attaches to most manufacturers wheelchairs and has two carry handle for added convenience. It is made from durable, easy to clean, nylon. | wheelchair-carry-pouch-for-oxygen-cylinders-e08.jpg
SKU: DRVSTDELR-TF | Drive Medical Elevating Legrests | Elevating Legrests for use with Bariatric Sentra EC (STD20EC with Dual Cross Bar thru STD24EC Series), Bariatric Sentra Extra Heavy Duty (STD20 thru S, | elevating-legrests-574.jpg
SKU: DRVSTDS829 | Drive Medical Anti Tippers with Wheels | The Standard Anti Tipper with Wheels by Drive Medical is for use with Sentra Heavy Duty, Sentra Heavy Duty Extra Wide (26", 28", 30"), Sentra EC, Silver Sport 1 and 2, and Chrome Sport Wheelchairs. The Anti Tippers provide a secure and safe way of traversing curbs. | anti-tippers-with-wheels-d92.jpg
SKU: DRVRTL14910 | Drive Medical 3" Foam Cushion | The Drive Medical 3" Foam Cushion is designed for seating comfort. It comes with a durable, machine washable jacquard zippered cover and is made from soft, premium quality memory foam. | 3-foam-cushion-ff4.jpg
SKU: SKIL914364 | Skil Care Adjustable Headrest with Gel Packs | This Adjustable Head Support is designed to remain cool in order to prevent pressure sores and adjusts in width to fit any body anatomy. | adjustable-headrest-with-gel-packs-ba2.jpg
SKU: SAMP562010 | Comfort Company Lateral Support Arm Trough | This newly updated design offers positioning and support in a more stylish and compact arm trough. Vertical support stabilizes the userâ€™s torso, while the trough provides support and comfort for the arm. | lateral-support-arm-trough-fdd.jpg
SKU: ALI70064 | Alimed Early Warning E-Z Release Seatbelt with TR2 Alarm | Early Warning E-Z Release Seatbelt w/Alarm alerts staff before patient gets up. The alarm sounds as soon as the patient disengages the fastening buckle. Provides an extra margin of safety for those more active wheelchair patients.As an extra safety feature, the Early Warning E-Z Release Seatbelt has an extra 12" of hook and loop fabric attached to the belt that must be disengaged before the patient can remove the seatbelt, providing your staff with additional time to attend to the patient.Easily installs on any chair. Alarms attach to back of wheelchair. New, optional 12" bariatric extender to accommodate larger patients.TR2 Alarm is our most tamper-resistant unit. Perfect for patients who continually turn off alarms, disconnect sensor pads, or break alarms. It's always on â€“ patients can't turn it off and caregivers won't forget to turn it on. All settings concealed under battery cover. | early-warning-e-z-release-seatbelt-with-tr2-alarm-8f5.jpg
SKU: ALI70063 | Alimed EZ Release Seatbelt with TR2 Alarm | E-Z Release Seat Belt w/Alarm This seatbelt is ideal for your less active patients. The alarm sounds as soon as the patient disengages the fastening buckle, alerting staff of a patient about to wander or fall. Neat and effective - alarm sounds when belt is disengaged, Hook and loop fastener, Standard sensor unit included.TR2 Alarm is our most tamper-resistant unit. Perfect for patients who continually turn off alarms, disconnect sensor pads, or break alarms. It's always on â€“ patients can't turn it off and caregivers won't forget to turn it on. All settings concealed under battery cover. | ez-release-seatbelt-with-tr2-alarm-b98.jpg
SKU: ALI70062 | Alimed Buckled Seatbelt with Alarm | AliMedÂ® Buckled Seatbelt with AlarmÂ An easy-to-release device that holds the patient safely in the chair. The moment the belt is unbuckled, an alarm sounds, alerting staff.Â Features a convenient on/off switch, a low-battery warning light, a sturdy metal clip, a flashing light to help locate the correct patient, and a nurse call jack to connect the alarm to the nurse call system. The Nurse Call Connector cord, sold separately, comes with a handy Y-adapter to connect the alarm to the nurses' station and the emergency call button.Durable nylon web belt attaches to the wheelchair's back uprights. Multiple mountingÂ , grommets provide a customized fit. A simple, press-to-release metal buckle ensures both safety and convenience.Includes a bracket to mount the alarm box on the wheelchair. Single 9V battery included. For comprehensive fall management care, AliMed's VOICE Alarm is also compatible with the Wheelchair Seatbelt.AliMedÂ® Basic Sensor AlarmÂ your reliable standard patient alarm. When used with the nurse call jack, alarm sounds both locally at bedside and at the nurse call station. Use on chair or bed. Mounts easily with clip at back of unit.AliMedÂ® TR2 AlarmÂ is our most tamper-resistant unit. Perfect for patients who continually turn off alarms, disconnect sensor pads, or break alarms. It's always on â€“ patients can't turn it off and caregivers won't forget to turn it on. All settings concealed under battery cover.AliMedÂ® IQ Duo Plus AlarmÂ is truly versatile. It is the answer for facilities consistently switching between pull-cord alarms and sensor alarms. This alarm has both options, pull-cord or sensor alarm.AliMedÂ® VOICE Alarmâ„¢Â is perfect for a patient who may get confused or agitated by a loud siren or alarm tone. Staff or family members can easily record up to a 20-second message.AliMedÂ® Worry-Free AlarmÂ uses one battery for the life of the alarm, eliminating a common complaing: the hassles of low battery chirps and battery replacement. | buckled-seatbelt-with-alarm-f39.jpg
SKU: SKIL909207 | Skil Care Econo-Alarm | Econo- Alarm, 1 Each | econo-alarm-7a1.jpg
SKU: SKIL909201 | Skil Care Universal Alarm Mounting Bracket & Belt | Universal Chair Alarm Strap | universal-alarm-mounting-bracket-belt-343.jpg
SKU: ROHOHP45 | ROHO Single Action Hand Inflation Pump | Roho Inflation Pump Keep your Roho Cushions at an ideal comfort level with the Roho Inflation pump. ROHO improves quality of life. Whether you sit in a wheelchair, on a motorcycle or in the cab of a big rig, ROHO products provide protection and comfort. Every ROHO product is the embodiment of research, testing, education, imagination and passionate people. | single-action-hand-inflation-pump-955.jpg
SKU: SKIL703288 | Skil Care One Piece Econo Footrest Extender with 2" Foot Pad Fits 16"-18" Wheelchairs | An economical device that attaches to the wheelchair footrest for prevention of foot drop and feet from slipping behind the footrest. | one-piece-econo-footrest-extender-with-2-foot-pad-fits-16-18-wheelchairs-dff.jpg
SKU: SKIL909211 | Skil Care Personal Alarm | This magnetically activated chair or bed alarm permits the choice of a high or low sound alert. | personal-alarm-8f7.jpg
SKU: INVT93HA | Invacare Hemi Swingaway Aluminum Footrests | Invacare T93HA Swingaway Footrest Assembly, fits 16-18" wide wheelchairs with Hemi Pin Spacing. | hemi-swingaway-aluminum-footrests-0f3.jpg
SKU: GF8100206 | Graham Field Comfort Cushion - 20" x 16" x 3" | Comfort cushion - 20" x 16" x 3" | comfort-cushion-20-x-16-x-3-705.jpg
SKU: CM1941A | Homecare Products Threshold Ramp 1in | Length 6.5 The EZ-ACCESS Threshold ramp is a lightweight yet durable free-standing modular ramps designed for doorways sliding glass doors and raised landings | threshold-ramp-1in-48a.jpg
SKU: CMPATHWAY8 | Homecare Products Pathway Ramp 8' x 36 | Self adjusting bottom transition plate allows smoother ground-to-ramp transfer and provides greater flexibility at various amp angles. | pathway-ramp-8-x-36-356.jpg
SKU: CMSUITCASEAS6 | Homecare Products Suitcase Advantage Series Ramp 6' | This ultra-strong single-fold ramp provides the safety and strength required while remaining light and portable The ramp can be separated making it even easier to use carry and store Ergonomically designed flexible non-breakable handles offer co | suitcase-advantage-series-ramp-6-68c.jpg
SKU: CMPATHWAY4 | Homecare Products Pathway Ramp 4' x 36 | Pathway Ramp Self adjusting bottom transition plate allows smoother ground-to-ramp transfer and provides greater flexibility at various amp angles. | pathway-ramp-4-x-36-304.jpg
SKU: CMTLE | Homecare Products Top Lip Extension for Wheelchair Ramps | The (TLE) increases the standard 3 lip to become 9 allowing the ramp to clear the rear bumper of SUV s and vans by simply attaching to the top lip. | top-lip-extension-for-wheelchair-ramps-63e.jpg
SKU: HRMHECP4410 | Hermell Convoluted Wheelchair Cushion | Designed for long term uses of wheelchairs. Lines the entire seat or chair with soft comfortable foam. Helps promote good posture while cushioning the body, preventing tissue breakdown Flame retardant polyurethane foam. | convoluted-wheelchair-cushion-594.jpg
SKU: SAMP562556 | Sammons Preston Calf Pad Cover | Reduces pressure and skin tears. Temperature-sensitive foam padding lowers pressure on calves. | calf-pad-cover-152.jpg
SKU: ROSC30162 | Roscoe Medical PumaTek Memory Foam Wheelchair Cushion 20 Inch x 16 Inch x 3 Inch | The Roscoe PumaTek Memory Foam Wheelchair Cushions promote proper positioning and stability while preventing skin breakdown. The molded construction offers a gentle contour for comfort and centering in the seat while supporting and positioning the body to prevent pressure sores from forming. All cushions come with attractive retail packaging and an 18 month warranty. | pumatek-memory-foam-wheelchair-cushion-20-inch-x-16-inch-x-3-inch-391.jpg
SKU: ROSC90469 | Roscoe Medical Solid Rubber Front Caster Black for Heavy Duty Transport Chair | Compatible with Roscoe Transport Chair KT2212B | solid-rubber-front-caster-black-for-heavy-duty-transport-chair-72b.jpg
SKU: ROSC90471 | Roscoe Medical Solid Rubber Front Caster Black for Transport Chair | Compatible with Roscoe Transport Chair KT1912B | solid-rubber-front-caster-black-for-transport-chair-196.jpg
SKU: ROSC90537 | Roscoe Medical Urethane Front Caster Black for Onyx K4 Wheelchair | Replacement part for Roscoe Onyx K4 Wheelchair. Item numbers include: W416168E, W416168S, W18168E, W41816S, W420168E, W420168S | urethane-front-caster-black-for-onyx-k4-wheelchair-261.jpg
SKU: ROSCCW-8716IN2 | Roscoe Medical TriQuality Front Caster 8 x 1 Solid Rubber | For use with Invacare wheelchairs. Gray Solid Rubber Tire with Smooth Tread. 7.16 inch Bearing, 8 Spokes, Standard Black Hub. | triquality-front-caster-8-x-1-solid-rubber-3db.jpg
SKU: ROSCCW-8716IN8 | Roscoe Medical Front Caster 8 x 1.75 Solid Urethane | For Invacare wheelchairs. Dark Gray Solid Urethane Tire with Ribbed Tread, 7.16 inch Precision Bearing, 5 Spokes, 1.5 inch Black Hub. | front-caster-8-x-175-solid-urethane-233.jpg
SKU: ROSCROS-ANT2 | Roscoe Medical Anti Tippers for K3 K4 Onyx | These will NOT work with Reliance III or K4QR wheelchairs. | anti-tippers-for-k3-k4-onyx-f45.jpg
SKU: ROSCTRPW-24100 | Roscoe Medical Pneumatic Tire Wheel 24 x 1 | For Multiple Models. Blackwall Primo, C1025 25-540 Tread, 24 inch x 1 inch. | pneumatic-tire-wheel-24-x-1-192.jpg
SKU: ROSCTRPW-24134A | Roscoe Medical Pneumatic Tire Wheel 24 x 1-0.75 | For Multiple Models. C90 47-507 Tread, 24 inch x 1-3 4 inch. | pneumatic-tire-wheel-24-x-1-075-017.jpg
SKU: ROSCTRPW-24138A | Roscoe Medical Pneumatic Tire Wheel 24 x 1-0.38 | For E and J SS2 Rim, Invacare Models. C63 37-540 Tread, 24 inch x 1-3/8 inch. | pneumatic-tire-wheel-24-x-1-038-e54.jpg
SKU: ROSCTRPW-24138A | Roscoe Medical Pneumatic Tire Wheel 24 x 1-0.38 | For E and J SS2 Rim, Invacare Models. C63 37-540 Tread, 24 inch x 1-3/8 inch. | pneumatic-tire-wheel-24-x-1-038-e54.jpg
SKU: ROSCTRPW-24138A | Roscoe Medical Pneumatic Tire Wheel 24 x 1-0.38 | For E and J SS2 Rim, Invacare Models. C63 37-540 Tread, 24 inch x 1-3/8 inch. | pneumatic-tire-wheel-24-x-1-038-e54.jpg
SKU: ROSCTRPW-26138 | Roscoe Medical Pneumatic Tire Wheel 26 x 1-0.38 | For Multiple Models. C245 37-590 Tread, 26 inch x 1-3/8 inch. | pneumatic-tire-wheel-26-x-1-038-fdd.jpg
SKU: MAB505-4016-0400 | Mabis DMI Hardwood Wheelchair Tray | Features a smooth, flat surface with T-molding edges to contain spills and to prevent items from rolling off | hardwood-wheelchair-tray-543.jpg
SKU: SAMP552559 | Sammons Preston Bioform Flat Cushion | The 1/2" checkerboard, solid gel cells on top of the 1/2" foam bottom offer improved pressure distribution and shear force reduction. | bioform-flat-cushion-0c3.jpg
SKU: SKIL703294 | Skil Care One Piece Econo Footrest Extender with 1" Foot Pad 24"W x 9"D x 11"H | An economical device that attaches to the wheelchair footrest for prevention of foot drop and feet from slipping behind the footrest. | one-piece-econo-footrest-extender-with-1-foot-pad-24w-x-9d-x-11h-ed0.png
SKU: NYO9697-L | NY Orthopedic Safety Vest, with Tie Closure, Large, 160lb-200lb | Recommended for a patient that requires a reminder not to leave the wheelchair/bed without assistance.Easy-to-apply.Straps secure behind chair, out of patient's reach.Effective as a wheelchair or bed restraint.Available in three sizes | safety-vest-with-tie-closure-large-160lb-200lb-baf.jpeg
SKU: NYO9697-M | NY Orthopedic Safety Vest, with Tie Closure, Medium, 130lb-160lb | Recommended for a patient that requires a reminder not to leave the wheelchair/bed without assistance.Easy-to-apply.Straps secure behind chair, out of patient's reach.Effective as a wheelchair or bed restraint.Available in three sizes | safety-vest-with-tie-closure-medium-130lb-160lb-5a7.jpeg
SKU: NYO9548-1620-2 | NY Orthopedic Wheelchair Footrest Extender 2'' with Leg Rest Pad, Fits 16'' - 20'' W/C | Dual purpose Footrest Extenders and Leg Rest Pads increases comfort, improve posture, and prevent foot drop. By increasing the base of support and elevating the footrest, Footrest Extenders help prevent resident's feet from slipping off the footrest and getting caught under the chair. Leg Rest Pad provides comfort and support. Cushioned with foam padding and covered in water-repellent, wipe-clean vinyl. Fits 16â€ to 20â€ wide wheelchairs. Convenient storage bag available to store Footrest Extender and Leg Rest Pads. All models meet CA #117 flame retardant standards. | wheelchair-footrest-extender-2-with-leg-rest-pad-fits-16-20-w-c-eb9.jpeg
SKU: NYO9595-181603 | NY Orthopedic Wheelchair Foam Gel-Cushion 18'' x 16'' x 3'' | Foam/Gel cushions combine a foam base and a chambered gel insert. This combination provides the necessary support to enhance resident comfort, distributing weight evenly, thereby reducing excess pressure. The 9595 Series features a low-shear, fluid-proof cover which prevents skin breakdown and is anti-microbial / mildew-resistant enhanced. For improved air-circulation, a convoluted foam cushion is an available option. | wheelchair-foam-gel-cushion-18-x-16-x-3-ed6.jpeg
SKU: GF8920166 | Lumex Lumex Skin Protection and Positioning Cushion - 16" | Lumex skin protection and positioning cushion - 16â€ x 16â€ x 4 Â½â€ | lumex-skin-protection-and-positioning-cushion-16-d27.jpg
SKU: GF8920186 | Lumex Lumex Skin Protection and Positioning Cushion - 18" | Lumex skin protection and positioning cushion - 18â€ x 16â€ x 4 Â½â€ | lumex-skin-protection-and-positioning-cushion-18-80f.jpg
SKU: GF8920186 | Lumex Lumex Skin Protection and Positioning Cushion - 18" | Lumex skin protection and positioning cushion - 18â€ x 16â€ x 4 Â½â€ | lumex-skin-protection-and-positioning-cushion-18-80f.jpg
SKU: GF8920206 | Lumex Lumex Skin Protection and Positioning Cushion - 20" x 16" x 4 1/2" | Lumex skin protection and positioning cushion - 20" x 16" x 4 Â½" | lumex-skin-protection-and-positioning-cushion-20-x-16-x-4-1-2-26c.jpg
SKU: GF8920208 | Lumex Lumex Skin Protection and Positioning Cushion - 20" | Lumex skin protection and positioning cushion - 20â€ x 18â€ x 4 Â½â€ | lumex-skin-protection-and-positioning-cushion-20-79f.jpg
SKU: GF8920228 | Lumex Lumex Skin Protection and Positioning Cushion - 22" | Lumex skin protection and positioning cushion - 22â€ x 18â€ x 4 Â½â€ | lumex-skin-protection-and-positioning-cushion-22-c20.jpg
SKU: GF8920248 | Lumex Lumex Skin Protection and Positioning Cushion - 24" | Lumex skin protection and positioning cushion - 24â€ x 18â€ x 4 Â½â€ | lumex-skin-protection-and-positioning-cushion-24-af3.jpg
SKU: GF7-1620E | Lumex Wheelchair Pad 18" x 16" x 2" Convoluted Foam Cushion | Wheelchair pad Convoluted Foam Cushion. | wheelchair-pad-18-x-16-x-2-convoluted-foam-cushion-5a7.jpg
SKU: SMT433-EC | Smart Caregiver Economy Cordless Fall Monitor | The Economy CordLess Fall Prevention Alarm provides affordable and effective cord-free wireless monitoring with a range up to 300 ft. The Economy CordLess Exit Alarm is simple-to-use and works with all 433 CordLess Sensor Pads and Mats, Nurse Call Buttons, and Motion Sensors. Monitor is light-weight and can be paired with up to six (6) wireless components to serve as a portable caregiver alert. Monitor can be mounted away from the bed, removing in-room alarm noise and reducing entanglements and tripping hazards. Adjustable volume and gentle chime alert wonâ€™t startle residents and offers QUIETER fall prevention.Now new and improved with an added feature of a 1/4 inch Nurse Call Port for use with existing nurse call systems. | economy-cordless-fall-monitor-33e.jpg
SKU: SMTFMT-07C | Smart Caregiver CordLess Floor Mat | Cord Free Weight Sensing Floor Mat Works With Quiet CordLess Fall Alarm, Hallway Alarm and Central MonitorThis CordLess floor mat sends a signal to the Quiet CordLess Fall Alarm using wireless technology that alerts the caregiver with an audible or visual alert. Caregiver can also be alerted by pager when used with a central monitor.The CordLess Floor Mat can be placed by the bedside or in a doorway. When the resident attempts to get out of bed or leave the room and steps on the floor mat, it will send signal to a monitor to alert the caregiver. | cordless-floor-mat-e14.jpg
SKU: MAB517-1076-9911 | Briggs Healthcare DMI Fleece Armrests with Pouches | Easily attaches to wheelchair arms with hook and loop adjustment. | dmi-fleece-armrests-with-pouches--503.jpg
SKU: MAB517-4094-0000 | Briggs Healthcare DMI 5' Telescoping Adjustable Wheelchair Ramps | U-shaped, rust-resistant aluminum tracks with non-skid treads, 3 section design contracts for storage in a nylon carrying bag, which hangs over wheelchair handles. | dmi-5-telescoping-adjustable-wheelchair-ramps--5ac.jpg
SKU: MAB641-0620-1000 | Briggs Healthcare DMI Oxygen Tank Holder for Wheelchairs | DMI&reg Oxygen Tank Holder for Wheelchairs | dmi-oxygen-tank-holder-for-wheelchairs--adf.jpg
SKU: INV9153637919 | Invacare Invacare Wheelchair Economy Legrest | T94HE_PTO_37919 | invacare-wheelchair-economy-legrest-d56.jpg
SKU: SKIL301250 | Skil Care Resident-Release Soft Belts - Velcro | Soft Belt, Self-Release, Hook & Loop | resident-release-soft-belts-velcro-d2d.jpg
SKU: SKIL301255 | Skil Care Resident-Release Soft Belts - Velcro with Red Loop | Soft Belt, Self-Release, Hook & Loop w/Red Loop | resident-release-soft-belts-velcro-with-red-loop-3ea.jpg
SKU: SKIL301270 | Skil Care Resident-Release Soft Belts - Side-Release Buckle | Soft Belt, Self-Release, Side Release Buckle | resident-release-soft-belts-side-release-buckle-fde.jpg
SKU: SKIL301275 | Skil Care Resident-Release Soft Belts - Resident-Friendly Buckle | Soft Belt, Self-Release, Resident-Friendly Buckle | resident-release-soft-belts-resident-friendly-buckle-d33.jpg
SKU: SKIL703101 | Skil Care 19 x18" Reclining Wheelchair Backrest | Reclining Wheelchair Backrest | 19-x18-reclining-wheelchair-backrest-ef6.jpg
SKU: SKIL306120 | Skil Care Padded Plus Mitts | These extra padded mitts limit picking, scratching, the ability to grab tubes and bruising other residents. They also limit the hand range-of-motion when the extra tie strap is used. | padded-plus-mitts-0de.jpg
SKU: SKIL301202 | Skil Care Universal Adjusta-Loop Cushion Belt | Cushion Belt, Adjustable Loop Ties | universal-adjusta-loop-cushion-belt-a25.jpg
SKU: SKIL753155 | Skil Care Conform Cushion with Coccyx Cutout - 18 x 16 x 2.5 Inch | Conform Cushion w/Coccyx Cutout w/ L/S II Cover, Visco-Foam | conform-cushion-with-coccyx-cutout-18-x-16-x-25-inch-044.jpg
SKU: SKIL*751010 | Skil Care 16" Gel/Foam Vinyl with Low-Shear Cover | Two-chamber wheelchair flotation cushion that combines the comfort and therapeutic effectiveness of gel and foam. New anti-slip bottom for added user safety. All of the models listed are approved for Medicare billing under HCPCS code number E2601. | 16-gel-foam-vinyl-with-low-shear-cover-656.jpg
SKU: SKIL*751011 | Skil Care 18" Gel/Foam Vinyl with Low-Shear Cover | Two-chamber wheelchair flotation cushion that combines the comfort and therapeutic effectiveness of gel and foam. | 18-gel-foam-vinyl-with-low-shear-cover-1d4.jpg
SKU: SKIL751675 | Skil Care Cushion Gel with Low-Shear Cover - 18 x 16 x 3 Inch | Contour Plus+, Cushion, Gel, w/Low-Shear Cover | cushion-gel-with-low-shear-cover-18-x-16-x-3-inch-f13.jpg
SKU: SKIL751680 | Skil Care Wedge Gel with Low Shear Cover 18 x 16 x 5 x 2 Inch | A pressure relief and redistribution cushion that controls sliding and helps maintain proper posture. The concave bottom eliminates seat hammocking. | wedge-gel-with-low-shear-cover-18-x-16-x-5-x-2-inch-184.jpg
SKU: SKIL753180 | Skil Care Pressure -Check Foam Cushion with Low-Shear II Cover - 18 x 16 x 3 Inch | Pressure Check, High Density Foam w/L/S II Cvr | pressure-check-foam-cushion-with-low-shear-ii-cover-18-x-16-x-3-inch-261.jpg
SKU: PMI2017 | Probasics Satin Back General Use Wheelchair Back Cushion, 20â€ x 17â€ | Cover removeable, washable and vapor permeable. Backing material is heavy duty nylon and fluid resistant. Straps secure the back cushion to any size wheelchair. 12 month limited warranty. | satin-back-general-use-wheelchair-back-cushion-20-x-17-575.jpg
SKU: ALI910203 | Alimed Wheelchair Comfort Seat Navy | AliMedÂ® Wheelchair Comfort Seat provides your patients with cushioned comfort and protection while they relax in their wheelchairs. The wheelchair openings are covered to help protect patients, skin from pinching. | wheelchair-comfort-seat-navy-d00.jpg
SKU: ALI142-JR | Alimed Latex Cushion, 16"Wx16"Hx4"H, Black Knit Cover | AliMed Latex Wheelchair Cushions Firmest, most resilient latex cushion. Choose Black polyester knit or Blue Sure-Check vinyl cover. Knit cover is open weave for comfort and aeration, double knit for stretch and elascticity to avoid "hammocking", removes easily. Sure-Check cover is waterproof and bacteriostatic for incontinence resistance. A great cushion value! | latex-cushion-16wx16hx4h-black-knit-cover-3d2.jpg
SKU: ALI153 | Alimed High Density Cushion, 3"X16"X18" | AliMed High Density Cushions 1" layers of high-density foam (minimum ILD 55) make these cushions easy to modify for special needs. Simply scissor cut, layer by layer. No difficult, inaccurate sculpting or gouging. Each layer individually customized. Open weave, black polyester knit covers. Zippered. Foam meets CAL 117. | high-density-cushion-3x16x18-be3.jpg
SKU: ALI77731 | Alimed Breakaway Lap Cushion, 16" - 18" | AliMed BreakAway Lap Cushion is a perfect reminder to stay seated and provides a good place to rest hands. The act of rising thrusts the cushion forward and disengages the hook-and-loop tabs, allowing cushion to fall aside. Fits between wheelchair arms. 3-3/4" thick. Vinyl-covered polyurethane foam.Note: If the resident is unable to remove a device without assistance, it is considered a restraint under OBRA guidelines. | breakaway-lap-cushion-16-18-347.jpg
SKU: ALI1240 | Alimed Wheelchair Side Supports, Low, 8.75"H x 15"D x 1" | AliMed Wheelchair Side Supports instantly reduce a standard 18"W seat to a narrow 16"W seat. Use these bolsters to increase lateral support and eliminate the side-to-side rocking that can cause skin damage in very slender wheelchair users. Select the taller bolsters for high-back wheelchairs, the lower bolsters for standard and desk-arm wheelchairs. Vinyl-covered foam. 1" thick. Blue. | wheelchair-side-supports-low-875h-x-15d-x-1-e41.jpg
SKU: SAMP927694 | Sammons Preston Stimulite Lumbar Support | Improves posture and relieves pressure while keeping user cool and dry. Features a removable, adjustable strap. | stimulite-lumbar-support-bac.jpg
SKU: SAMP565385 | Sammons Preston MTS SafetySure Wooden Wheelchair Board 16" x 16" | Provides the user with a flat sitting surface and eliminates the hammock effect associated with traditional wheelchair seats. | mts-safetysure-wooden-wheelchair-board-16-x-16-e09.jpg
SKU: SAMP565386 | Sammons Preston MTS SafetySure Wooden Wheelchair Board 18" x 16" | Provides the user with a flat sitting surface and eliminates the hammock effect associated with traditional wheelchair seats. | mts-safetysure-wooden-wheelchair-board-18-x-16-a8a.jpg
SKU: SAMP565387 | Sammons Preston MTS SafetySure Wooden Wheelchair Board 18" x 18" | Provides the user with a flat sitting surface and eliminates the hammock effect associated with traditional wheelchair seats. Made of durable plywood with smooth finish and rounded corners to prevent chipping. | mts-safetysure-wooden-wheelchair-board-18-x-18-d5c.jpg
SKU: SAMP6760 | Sammons Preston Pommel Wedge Cushion | Designed for slide control and hip abduction, water repellent cushion comes with straps. | pommel-wedge-cushion-bf3.jpg
SKU: SAMP926588 | Sammons Preston Conform Wheelchair Back Cushion | Urethane chair back insert works with existing wheelchair back. | conform-wheelchair-back-cushion-5bb.jpg
SKU: SKIL751615 | Skil Care Contour Cushion - 18 x 16 x 3 Inch | Contour Cushion, Foam, w/Low | contour-cushion-18-x-16-x-3-inch-0d4.jpg
SKU: SKIL751620 | Skil Care Contour Cushion - 20 x 16 x 3 Inch | Contour Cushion, Foam, w/Low | contour-cushion-20-x-16-x-3-inch-f1e.jpg
SKU: SKIL751625 | Skil Care Gel Foam Contour Cushion with LSII Cover | A pressure relief and redistribution cushion that has pronounced contours for controlling sliding and improving body posture. | gel-foam-contour-cushion-with-lsii-cover-5c3.jpg
SKU: SKIL751630 | Skil Care Contour Cushion with Gel 18" X 16" | Contour Cushion Gel-Foam with Low-Shear Cover. | contour-cushion-with-gel-18-x-16-f9f.jpg
SKU: SKIL751635 | Skil Care Skil-Care Contour Plus+, Cushion | Contour Cushion, Gel-Foam, w/Low-Shear Cover | skil-care-contour-plus-cushion-03d.jpg
SKU: SKIL753150 | Skil Care Conform Cushion - 18 x 16 x 2 1/4 Inch | Conform Cushion, Visco Elastic, LSI Cover | conform-cushion-18-x-16-x-2-1-4-inch-7bc.jpg
SKU: SKIL753157 | Skil Care Skil-Care Conform Wedge | Conform Wedge, Visco-Foam, w/ L/S II Cover | skil-care-conform-wedge-0f2.png
SKU: SKIL753181 | Skil Care High Density Foam w/L/S II Cvr | Purpose:Â Comfort, prevention and healing through stage IV pressure ulcers.Easy to Use:Â The cushions should be placed on a chair with the cubes facing upward. For models without the cover, modifications such as a coccyx cut-out can easily be made with a knife.Easy Care:Â Clean the cushion cover with a germicidal cleaning solution or soap and water. Do not use bleach or launder. Store at room temperature.Cautioin:Â Keep cushions away from open flame and cigarettes. Do not allow sharp objects to come in contact the covered cushions. | high-density-foam-w-l-s-ii-cvr-c3d.jpg
SKU: SKIL753182 | Skil Care High Density Foam w/Sheepskin Cvr | Pressure Check, High Density Foam w/Sheepskin Cvr | high-density-foam-w-sheepskin-cvr-514.jpg
SKU: SKIL753182 | Skil Care High Density Foam w/Sheepskin Cvr | Pressure Check, High Density Foam w/Sheepskin Cvr | high-density-foam-w-sheepskin-cvr-514.jpg
SKU: SKIL757010 | Skil Care Wheelchair Leveling Pad Firm Foundation No Cover | Wheelchair Leveling Pad, | wheelchair-leveling-pad-firm-foundation-no-cover--95f.jpg
SKU: SKIL757015 | Skil Care Level Cushion 16 X 18 Inch Foam - Pad, WheElchair Elevating Firm W/Vnyl Cvr 18"X16" | Wheelchair Leveling Pad, Firm Foundation, Vinyl Cover | level-cushion-16-x-18-inch-foam-pad-wheelchair-elevating-firm-w-vnyl-cvr-18x16-a1a.jpg
SKU: SKIL757112 | Skil Care Skil-Care Anti-Thrust Cushion, w/Gel Pod, Soft Contoured Base | Anti-Thrust Cushion, w/Gel Pod, Soft Contoured Base | skil-care-anti-thrust-cushion-w-gel-pod-soft-contoured-base--f07.jpg
SKU: SKIL757117 | Skil Care Skil-Care Anti-Thrust Cushion, w/Gel Pod, Soft Contoured Base | Anti-Thrust Cushion, w/Gel Pod, Soft Contoured Base | skil-care-anti-thrust-cushion-w-gel-pod-soft-contoured-base-2b5.jpg
SKU: SKIL757122 | Skil Care Anti-Thrust Cushion, Foam, Firm Contoured Base | Anti-Thrust Cushion, Foam, Firm Contoured Base | anti-thrust-cushion-foam-firm-contoured-base-0c4.jpg
SKU: MKS60063000 | McKesson Medi-Pak Urinary Drainage Bag Holder | Designed to hang from wheelchairs, geri-chairs or bed rails and fits all size drainage bags. Discreetly hides urinary drainage bag from public view. Made from durable vinyl that cleans easily with soap and water, and is heat sealed to contain spills. | medi-pak-urinary-drainage-bag-holder-bb6.jpg
SKU: MKS67914209 | McKesson SunMark Performance Brake Handle Extension for Wheelchair | SunMark Performance Brake Handle Extension for Wheelchair. | sunmark-performance-brake-handle-extension-for-wheelchair--f5c.jpg
SKU: MKS67924209 | McKesson SunMark Performance Anti Tip Device for Wheelchair | SunMark Performance Anti-Tip Device for Wheelchair. | sunmark-performance-anti-tip-device-for-wheelchair--d73.jpg
SKU: MKS67944209 | McKesson SunMark Performance I.V. Pole for Wheelchair | SunMark Performance I.V. Pole for Wheelchair. | sunmark-performance-iv-pole-for-wheelchair-7f0.jpg
SKU: MKS67954209 | McKesson SunMark Performance Anti-Fold/Theft Device for Wheelchair | SunMark Performance Anti-Fold/Theft Device for Wheelchair. | sunmark-performance-anti-fold-theft-device-for-wheelchair-b25.jpg
SKU: MKS67964209 | McKesson SunMark Performance Oxygen Tank Holder for Wheelchair | SunMark Performance Oxygen Tank Holder for Wheelchair. | sunmark-performance-oxygen-tank-holder-for-wheelchair-ac5.jpg
SKU: EZAEZ00200BK | EZ Access Wheelchair Back Pack 15" X 15" | EZ-Access Wheelchair Pack Carry-On Bag features large privacy compartments. | wheelchair-back-pack-15-x-15-fda.jpg
SKU: INV6291-JR5F | Invacare I-Class Dual-Release Junior Walker with 5" Fixed Wheels, 300 lb | The Invacare Junior Paddle Release Walker with 5" Fixed wheels features a wide, deep frame with a large number of height adjustments and a composite lower side brace for added stability. This walker is light and easy to lift and maneuver. The paddle release mechanism makes folding and closing the walker easy and is ideal for users with dexterity issues. This walker also includes 5" fixed wheels that help in maneuverability. This walker has a 300lbs weight capacity | i-class-dual-release-junior-walker-with-5-fixed-wheels-300-lb-6e3.jpg
SKU: INVT424RD | Invacare Tracer IV Wheelchair With Desk Length Arms, 350 lbs Capacity, 24" X18" | Combining a reinforced, heavy-duty carbon steel frame which includes gusseted sides, caster journals and dual crossbraces, the Tracer IV Wheelchair is long-lasting and low-maintenance. Heavy-duty seat liner provides added durability. | tracer-iv-wheelchair-with-desk-length-arms-350-lbs-capacity-24-x18--331.jpg
SKU: ACTP5205 | Action Products Centurian Wheelchair Cushion, 18"W x 16"D | Low Profile Pad For Users On The Move. 5/8"H Dry Polymer Pad Is Sealed To 5/8"H Polyfoam Cushion To Create A Thin, Lightweight Pad, Perfect For Wheelchair Users Who Prefer Foot Propelling. Waterproof Inner Cover For Incontinence. Convenient Carry Handle. 1 1/4"H. | centurian-wheelchair-cushion-18w-x-16d-177.jpg
SKU: CERPSIB-6024 | Core Products Triple Pull Sacral Back Support Belt with Split pad | With overlapping base closure and two side pulls, the Triple-Pull SI Support provides maximum sacroiliac pressure. Features 6â€ (15cm) high plush elastic with removable dual posterior pads to accommodate the spine and apply proper compression adjacent to the spinal column. CorEdgeÂ® Finish for added comfort. White. Available in S, M, LG, XL, 2X, 3X, 4X, 5X or 6X. Additional charge for sizes larger than XL. | triple-pull-sacral-back-support-belt-with-split-pad-fab.jpg
SKU: CERPSIB-6035 | Core Products Sacroiliac Back Support Belt Cotton Twill 7" | Cotton twill back panel with crisscross strapping system limits motion while stabilizing lumbosacral region. Back pocket has removable posterior pad for extra compression. Flexible stays prevent sides from rolling. Pocket measures 6â€ x 9â€ (15cm x 23cm); pad 4Â½â€ x 8â€ (11cm x 20cm). White. Available in S, M, LG, XL, 2X, 3X, 4X, 5X or 6X. Additional charge for sizes larger than XL. | sacroiliac-back-support-belt-cotton-twill-7-c67.jpg
SKU: NYO9509-C | NY Orthopedic Limb Holder, Sheepskin, Universal | Non-allergenic, flame retardant, imitation sheepskin.Comfortably secured with hook & loop closureOne size fits all.Meets CAL 117 Standard. | limb-holder-sheepskin-universal-37f.jpeg
SKU: NYO9697-S | NY Orthopedic Safety Vest, with Tie Closure, Small, 80lb-130lb | Recommended for a patient that requires a reminder not to leave the wheelchair/bed without assistance.Easy-to-apply.Straps secure behind chair, out of patient's reach.Effective as a wheelchair or bed restraint.Available in three sizes | safety-vest-with-tie-closure-small-80lb-130lb-5c7.jpeg
SKU: NYO9699-ML | NY Orthopedic Pelvic Holder, with Tie Closure, Medium/Large, 170lb Plus | Helps prevent forward sliding in a wheelchair or geri-chair.Straps secure behind wheelchair or geri-chair, out of patient's reach.Available in two sizes. | pelvic-holder-with-tie-closure-medium-large-170lb-plus-9d7.jpeg
SKU: NYO9699-SM | NY Orthopedic Pelvic Holder, with Tie Closure, Small/Medium, 170lb | Helps prevent forward sliding in a wheelchair or geri-chair.Straps secure behind wheelchair or geri-chair, out of patient's reach.Available in two sizes. | pelvic-holder-with-tie-closure-small-medium-170lb-9d0.jpeg
SKU: NYO9526 | NY Orthopedic Wheelchair Lap Hugger, Self-Releasing, 20"W x 4"H | RECOMMENDED USE: Patients needing upper torso support or an elevated resting spot for hands.Simple-to-use hook and loop closure facilitates easy self-release.Ideal for residents with minimal hand/arm movement, releases automatically as the resident rises.Designed to fit between the armrests for size 18â€- 22â€ wheelchairs and geri-chairs.Wipe-clean vinyl cover.Meets CA 117.Rx Only. | wheelchair-lap-hugger-self-releasing-20w-x-4h-8a8.jpg
SKU: NYO9540 | NY Orthopedic Modesty Apron, Universal | Full sized apron extends past the knees.Features a large pocket that provides easy access to personal items.Made of durable, wash and wear polyester blend. | modesty-apron-universal-9a2.jpg
SKU: NYO9547 | NY Orthopedic Leg Rest Pad, 16''W x 9''H | RECOMMENDED USE: Patients needing lower extremity support and/or leg protection.Cushioned back protects lower leg against contact with wheelchairSecures easily with quick-release strapsCovered in durable, wipe-clean vinylFits 16'' - 20'' WheelchairsMeets CA 117 | leg-rest-pad-16w-x-9h-776.jpg
SKU: NYO9549-25 | NY Orthopedic Urinary Drain Bag Holder Canvas Universal | RECOMMENDED USE: Patients with urine drainage bags.Preserves resident dignity by hanging discreetly under wheelchair, geri-chair or bedSecured in place with adjustable strapsUniversally sized, holds all drainage-bagsAvailable in wipe-clean vinyl or washable canvas | urinary-drain-bag-holder-canvas-universal-1a7.jpg
SKU: NYO9550-25 | NY Orthopedic Urinary Drain Bag Holder, Vinyl, Universal | RECOMMENDED USE: Patients with urine drainage bags.Preserves resident dignity by hanging discreetly under wheelchair, geri-chair or bedSecured in place with adjustable strapsUniversally sized, holds all drainage-bagsAvailable in wipe-clean vinyl or washable canvas | urinary-drain-bag-holder-vinyl-universal-6f0.jpg
SKU: NYO9527-1620-3 | NY Orthopedic Wheelchair Lap Hugger, Full Arm, 27'' W | RECOMMENDED USE: Patients needing upper torso support or an elevated resting spot for hands.Front notches accommodate full arm wheelchairs.Designed to fit different size wheelchairs.Wipe-clean vinyl cover.Meets CA 117.Rx Only. | wheelchair-lap-hugger-full-arm-27-w-beb.jpg
SKU: NYO9528-18-3 | NY Orthopedic Wheelchair Desk Arm Lap Cushion | Wheelchair Lap Huggers / Cushions assist in upper body alignment. Available in a variety of different shapes, sizes and designs to accommodate the varied needs of different Â­individuals and situational needs. | wheelchair-desk-arm-lap-cushion-044.jpg
SKU: NYO9595-181602 | NY Orthopedic Wheelchair Foam Gel Cushion 18'' x 16'' x 2'' | Foam/Gel cushions combine a foam base and a chambered gel insert. This combination provides the necessary support to enhance resident comfort, distributing weight evenly, thereby reducing excess pressure. The 9595 Series features a low-shear, fluid-proof cover which prevents skin breakdown and is anti-microbial / mildew-resistant enhanced. For improved air-circulation, a convoluted foam cushion is an available option. | wheelchair-foam-gel-cushion-18-x-16-x-2-9f4.jpeg
SKU: NYO9595-181604 | NY Orthopedic Wheelchair Foam Gel-Cushion, 18'' x 16'' x 4'' | Foam/Gel cushions combine a foam base and a chambered gel insert. This combination provides the necessary support to enhance resident comfort, distributing weight evenly, thereby reducing excess pressure. The 9595 Series features a low-shear, fluid-proof cover which prevents skin breakdown and is anti-microbial / mildew-resistant enhanced. For improved air-circulation, a convoluted foam cushion is an available option. | wheelchair-foam-gel-cushion-18-x-16-x-4-564.jpeg
SKU: NYO9595-201602 | NY Orthopedic Wheelchair Foam Gel-Cushion, 20'' x 16'' x 2'' | Foam/Gel cushions combine a foam base and a chambered gel insert. This combination provides the necessary support to enhance resident comfort, distributing weight evenly, thereby reducing excess pressure. The 9595 Series features a low-shear, fluid-proof cover which prevents skin breakdown and is anti-microbial / mildew-resistant enhanced. For improved air-circulation, a convoluted foam cushion is an available option. | wheelchair-foam-gel-cushion-20-x-16-x-2-9bd.jpeg
SKU: NYO9595B-GEL-261803 | NY Orthopedic Wheelchair Bari-Foam Gel Cushion, Bariatric, 26'' x 18'' x 3'' | Foam/Gel cushions combine a foam base and a chambered gel insert. This combination provides the necessary support to enhance resident comfort, distributing weight evenly, thereby reducing excess pressure. The 9595 series features a low-shear, fluid-proof cover which prevents skin breakdown and is anti-microbial / mildew-resistant enhanced. | wheelchair-bari-foam-gel-cushion-bariatric-26-x-18-x-3-89a.jpg
SKU: NYO9595B-GEL-281803 | NY Orthopedic Wheelchair Bari-Foam Gel Cushion, Bariatric, 28'' x 18'' x 3'' | Foam/Gel cushions combine a foam base and a chambered gel insert. This combination provides the necessary support to enhance resident comfort, distributing weight evenly, thereby reducing excess pressure. The 9595 series features a low-shear, fluid-proof cover which prevents skin breakdown and is anti-microbial / mildew-resistant enhanced. | wheelchair-bari-foam-gel-cushion-bariatric-28-x-18-x-3-abf.jpg
SKU: NYO9595B-GEL-301803 | NY Orthopedic Wheelchair Bari-Foam Gel Cushion, Bariatric, 30'' x 18'' x 3'' | Foam/Gel cushions combine a foam base and a chambered gel insert. This combination provides the necessary support to enhance resident comfort, distributing weight evenly, thereby reducing excess pressure. The 9595 series features a low-shear, fluid-proof cover which prevents skin breakdown and is anti-microbial / mildew-resistant enhanced. | wheelchair-bari-foam-gel-cushion-bariatric-30-x-18-x-3-3f9.jpg
SKU: NYO9595-CGL-161603 | NY Orthopedic Wheelchair Convoluted Gel-Foam Cushion 16'' x 16'' x 3'' | Convoluted Gel-Foam Cushions improve air circulation with a convoluted foam base around a chambered gel insert. This combination helps prevent pressure ulcers, improve patient comfort and correct patient positioning. Convoluted Foam/Gel cushions combine a foam base and a chambered gel insert. This combination provides the necessary support to enhance resident comfort, distributing weight evenly, thereby reducing excess pressure. The 9595 series features a low-shear, fluid-proof cover which prevents skin breakdown and is anti-microbial / mildew-resistant enhanced. | wheelchair-convoluted-gel-foam-cushion-16-x-16-x-3-f86.jpg
SKU: NYO9595-CGL-181603 | NY Orthopedic Wheelchair Convoluted Gel-Foam Cushion, 18'' x 16'' x 3'' | Convoluted Gel-Foam Cushions improve air circulation with a convoluted foam base around a chambered gel insert. This combination helps prevent pressure ulcers, improve patient comfort and correct patient positioning. Convoluted Foam/Gel cushions combine a foam base and a chambered gel insert. This combination provides the necessary support to enhance resident comfort, distributing weight evenly, thereby reducing excess pressure. The 9595 series features a low-shear, fluid-proof cover which prevents skin breakdown and is anti-microbial / mildew-resistant enhanced. | wheelchair-convoluted-gel-foam-cushion-18-x-16-x-3-97c.jpg
SKU: NYO9595-CGL-201803 | NY Orthopedic Wheelchair Convoluted Gel-Foam Cushion, 20'' x 18'' x 3'' | Convoluted Gel-Foam Cushions improve air circulation with a convoluted foam base around a chambered gel insert. This combination helps prevent pressure ulcers, improve patient comfort and correct patient positioning. Convoluted Foam/Gel cushions combine a foam base and a chambered gel insert. This combination provides the necessary support to enhance resident comfort, distributing weight evenly, thereby reducing excess pressure. The 9595 series features a low-shear, fluid-proof cover which prevents skin breakdown and is anti-microbial / mildew-resistant enhanced. | wheelchair-convoluted-gel-foam-cushion-20-x-18-x-3-6f5.jpg
SKU: NYO9595-GEL-161602 | NY Orthopedic Wheelchair Gel-Foam Cushion, 16'' x 16'' x 2'' | Foam/Gel cushions combine a foam base and a chambered gel insert. This combination provides the necessary support to enhance resident comfort, distributing weight evenly, thereby reducing excess pressure. The 9595 Series features a low-shear, fluid-proof cover which prevents skin breakdown and is anti-microbial / mildew-resistant enhanced. For improved air-circulation, a convoluted foam cushion is an available option. | wheelchair-gel-foam-cushion-16-x-16-x-2-884.jpg
SKU: NYO9595-GEL-161603 | NY Orthopedic Wheelchair Gel-Foam Cushion, 16'' x 16'' x 3'' | Foam/Gel cushions combine a foam base and a chambered gel insert. This combination provides the necessary support to enhance resident comfort, distributing weight evenly, thereby reducing excess pressure. The 9595 Series features a low-shear, fluid-proof cover which prevents skin breakdown and is anti-microbial / mildew-resistant enhanced. For improved air-circulation, a convoluted foam cushion is an available option. | wheelchair-gel-foam-cushion-16-x-16-x-3-88b.jpg
SKU: NYO9595-GEL-181602 | NY Orthopedic Wheelchair Gel-Foam Cushion, 18'' x 16'' x 2'' | Foam/Gel cushions combine a foam base and a chambered gel insert. This combination provides the necessary support to enhance resident comfort, distributing weight evenly, thereby reducing excess pressure. The 9595 Series features a low-shear, fluid-proof cover which prevents skin breakdown and is anti-microbial / mildew-resistant enhanced. For improved air-circulation, a convoluted foam cushion is an available option. | wheelchair-gel-foam-cushion-18-x-16-x-2-17b.jpg
SKU: NYO9595-GEL-181603 | NY Orthopedic Wheelchair Gel-Foam Cushion, 18'' x 16'' x 3'' | Foam/Gel cushions combine a foam base and a chambered gel insert. This combination provides the necessary support to enhance resident comfort, distributing weight evenly, thereby reducing excess pressure. The 9595 Series features a low-shear, fluid-proof cover which prevents skin breakdown and is anti-microbial / mildew-resistant enhanced. For improved air-circulation, a convoluted foam cushion is an available option. | wheelchair-gel-foam-cushion-18-x-16-x-3-1e8.jpg
SKU: NYO9595-GEL-201602 | NY Orthopedic Wheelchair Gel-Foam Cushion, 20'' x 16'' x 2'' | Foam/Gel cushions combine a foam base and a chambered gel insert. This combination provides the necessary support to enhance resident comfort, distributing weight evenly, thereby reducing excess pressure. The 9595 Series features a low-shear, fluid-proof cover which prevents skin breakdown and is anti-microbial / mildew-resistant enhanced. For improved air-circulation, a convoluted foam cushion is an available option. | wheelchair-gel-foam-cushion-20-x-16-x-2-bb9.jpg
SKU: NYO9595-GEL-201603 | NY Orthopedic Wheelchair Gel-Cushion, 20'' x 16'' x 3'' | Foam/Gel cushions combine a foam base and a chambered gel insert. This combination provides the necessary support to enhance resident comfort, distributing weight evenly, thereby reducing excess pressure. The 9595 Series features a low-shear, fluid-proof cover which prevents skin breakdown and is anti-microbial / mildew-resistant enhanced. For improved air-circulation, a convoluted foam cushion is an available option. | wheelchair-gel-cushion-20-x-16-x-3-22c.png
SKU: NYO9595-GEL-221802 | NY Orthopedic Wheelchair Gel-Cushion, 22" x 18" x 2" | Foam/Gel cushions combine a foam base and a chambered gel insert. This combination provides the necessary support to enhance resident comfort, distributing weight evenly, thereby reducing excess pressure. The 9595 Series features a low-shear, fluid-proof cover which prevents skin breakdown and is anti-microbial / mildew-resistant enhanced. For improved air-circulation, a convoluted foam cushion is an available option. | wheelchair-gel-cushion-22-x-18-x-2-f46.png
SKU: NYO9595-GEL-221803 | NY Orthopedic Wheelchair Gel Cushion 22'' x 18'' x 3'' | Foam/Gel cushions combine a foam base and a chambered gel insert. This combination provides the necessary support to enhance resident comfort, distributing weight evenly, thereby reducing excess pressure. The 9595 Series features a low-shear, fluid-proof cover which prevents skin breakdown and is anti-microbial / mildew-resistant enhanced. For improved air-circulation, a convoluted foam cushion is an available option. | wheelchair-gel-cushion-22-x-18-x-3-edd.png
SKU: NYO9595-GEL-241803 | NY Orthopedic Wheelchair Gel-Cushion, 24" x 18" x 3" | Foam/Gel Cushions Combine A Foam Base And A Chambered Gel Insert. This Combination Provides The Necessary Support To Enhance Resident Comfort, Distributing Weight Evenly, Thereby Reducing Excess Pressure. The 9595 Series Features A Low-Shear, Fluid-Proof Cover Which Prevents Skin Breakdown And Is Anti-Microbial / Mildew-Resistant Enhanced. For Improved Air-Circulation, A Convoluted Foam Cushion Is An Available Option. | wheelchair-gel-cushion-24-x-18-x-3-7aa.png
SKU: DMI555-7300-0200 | Briggs Healthcare DMI Standard Lumbar Cushion with Strap Black 14" x 13" | Helps ease lower back pain by keeping the spine in proper alignmentIncludes elastic strap to hold cushion in placeRemovable, machine washable polyester/cotton coverMade of highly-resilient contoured foamFoam meets CAL #117 requirementsLatex Free | dmi-standard-lumbar-cushion-with-strap-black-14-x-13-b16.jpg
SKU: NOVA2611BK-16 | Nova Back Cushion With Lumbar Support | This 16â€ Back foam cushion (2611BK-16) has a stabilization board insert that provides back support, as well as a contoured foam cushion, which adds comfort and helps to improve posture. | back-cushion-with-lumbar-support-a05.jpg
SKU: MAB552-8005-0000 | Briggs Healthcare DMI Convoluted Foam Chair Pad with Back Blue 18" x 32" x 3" | Wheelchair seat back pad. | dmi-convoluted-foam-chair-pad-with-back-blue-18-x-32-x-3--a40.jpg
SKU: SKIL703070 | Skil Care Wheelchair Leg Pad Fits 16"- 18" W | An economical wheelchair leg pad that prevents legs from slipping behind the foot rest. | wheelchair-leg-pad-fits-16-18-w-373.jpg
SKU: SKIL306110 | Skil Care Padded Mitts | These lightweight mitts prevent the resident from scratching, picking or bruising other residents. Also limits the range of arm motion when the extra tie strap is used. | padded-mitts-b77.jpg
SKU: DMI555-7302-0200 | Briggs Healthcare DMI RELAX-A-BAC Lumbar Cushion Black 14" x 13" | Sturdy composite board insert provides increased supportElastic strap helps hold cushion in placeRemovable, machine washable polyester/cotton coverMade of highly resilient contoured foamFoam meets CAL #117 requirementsLatex Free | dmi-relax-a-bac-lumbar-cushion-black-14-x-13-378.jpg
SKU: DMI555-7302-0300 | Briggs Healthcare DMI RELAX-A-BAC Lumbar Cushion Gray 14" x 13" | Sturdy composite board insert provides increased supportElastic strap helps hold cushion in placeRemovable, machine washable polyester/cotton coverMade of highly resilient contoured foamFoam meets CAL #117 requirementsLatex Free | dmi-relax-a-bac-lumbar-cushion-gray-14-x-13-48d.jpg
SKU: DMI555-7302-0700 | Briggs Healthcare RELAX-A-Bac Lumbar Cushion with Insert Burgundy | Lumbar support helps ease lower back pain. Orthopedic design helps keep spine in proper alignment | relax-a-bac-lumbar-cushion-with-insert-burgundy-0e1.jpg
SKU: DMI555-7912-2400 | Briggs Healthcare Lumbar Support Full Roll | Lumbar Support Roll Firm foam construction for maximum support and comfort. Elastic strap helps hold cushion in place. Removable, machine washable, polyester/cotton cover. Latex Free. | lumbar-support-full-roll-b70.jpg
SKU: GF20252418B | Lumex Bariatric Skin Protection Cushions 24" x 18" x 4" | Bariatric Skin Protection Cushions, 24" x 18" x 4" | bariatric-skin-protection-cushions-24-x-18-x-4-be7.jpg
SKU: SKIL703010 | Skil Care Synthetic Sheepskin Wheelchair Accessories Armrest Pads | These economical Sheepskin Coverings provide added comfort and pressure relief to any wheelchair surface. | synthetic-sheepskin-wheelchair-accessories-armrest-pads-bd1.jpg
SKU: SKIL703020 | Skil Care Synthetic Sheepskin Wheelchair Leg Pad | Synthetic Sheepskin Wheelchair Accessories. Comfort and protection for wheelchair-bound residents. | synthetic-sheepskin-wheelchair-leg-pad-627.jpg
SKU: SKIL703040 | Skil Care Synthetic Sheepskin Wheelchair Accessories | Wheelchair Footrest Pads, Sheepskin | synthetic-sheepskin-wheelchair-accessories-861.jpg
SKU: SKIL703040 | Skil Care Synthetic Sheepskin Wheelchair Accessories | Wheelchair Footrest Pads, Sheepskin | synthetic-sheepskin-wheelchair-accessories-861.jpg
SKU: SKIL751039 | Skil Care Thin Line Gel Foam Cushion 16" x 16" x 1 1/2" | A chair cushion that enjoys all the advantages of gel such as cooling, alternating pressure, relief and redistribution. | thin-line-gel-foam-cushion-16-x-16-x-1-1-2-cfc.jpeg
SKU: SKIL703102 | Skil Care Reclining Wheelchair Backrest 24" x 18" | Replacement backrest provides up to 35Â° of tilt; features a wipe-clean vinyl cover. | reclining-wheelchair-backrest-24-x-18--881.jpg
SKU: SKIL703103 | Skil Care 33" x 18" Reclining Wheelchair Backrest | Reclining Wheelchair Backrest | 33-x-18-reclining-wheelchair-backrest-915.jpg
SKU: SKIL703111 | Skil Care 16" x 19" Reclining Wheelchair Backrest | Reclining Wheelchair Backrest | 16-x-19-reclining-wheelchair-backrest-073.jpg
SKU: SKIL703112 | Skil Care 16" x 24" Reclining Wheelchair Backrest | Reclining Wheelchair Backrest | 16-x-24-reclining-wheelchair-backrest-5d9.jpg
SKU: SKIL703113 | Skil Care 16" x 33" Reclining Wheelchair Backrest | Reclining Wheelchair Backrest | 16-x-33-reclining-wheelchair-backrest-258.jpg
SKU: SKIL703115 | Skil Care Standard Headrest 3" Depth | A headrest that adapts to any chair with an extended back. | standard-headrest-3-depth-668.jpg
SKU: SKIL703116 | Skil Care Standard Headrest 3.75" | A headrest that adapts to any chair with an extended back. | standard-headrest-375--059.jpg
SKU: SKIL703117 | Skil Care Standard Headrest 4.75" | A headrest that adapts to any chair with an extended back. | standard-headrest-475-0c7.jpg
SKU: SKIL706122 | Skil Care 6" Lateral Stabilizer Armrest Bolster with Nylon Cover | Lateral Stabilizer, Armrest Bolster, Nylon Cover | 6-lateral-stabilizer-armrest-bolster-with-nylon-cover-39a.jpg
SKU: SKIL706124 | Skil Care Lateral Stabilizer Armrest Bolster, Half-Arm 6 inches, Polyester Cover | Lateral Stabilizer, Armrest Bolster, Half-Arm, Polyester Cvr | lateral-stabilizer-armrest-bolster-half-arm-6-inches-polyester-cover-26a.jpg
SKU: SKIL751027 | Skil Care Gel-Foam X-Cushion, Vinyl with Low-Shear, 18" x 16" x 2 1/2" | Gel-Foam X Cushion, Vinyl w/Low-Shear Cover | gel-foam-x-cushion-vinyl-with-low-shear-18-x-16-x-2-1-2-691.jpeg
SKU: SKIL703071 | Skil Care Wheelchair Leg Pad Fits 18"-20" | An economical wheelchair leg pad that prevents legs from slipping behind the foot rest. | wheelchair-leg-pad-fits-18-20--4ce.jpg
SKU: SKIL707027 | Skil Care Oxygen Cylinder Holder | This Oxygen Cylinder Holder affixes either one or two oxygen cylinders to a wheelchair. | oxygen-cylinder-holder-62d.jpg
SKU: SKIL703073 | Skil Care Skin-Guard Leg Protector | Skin-Guard Leg Protector | skin-guard-leg-protector-9e3.jpg
SKU: SKIL909130 | Skil Care Shower Poncho No Hood | Provides modesty and warmth for added comfort, Recommended for use when washing and styling resident's hair. | shower-poncho-no-hood-1fa.jpg
SKU: PMIBORR302035 | Probasics Wheelchair Cover, Clear, 30" x 20" x 35" | Wheelchair Cover, 1.5 ML Gauge. Size- 30â€™â€™ x 20â€™â€™ x 35â€™â€™. 200 per roll. | wheelchair-cover-clear-30-x-20-x-35-6eb.jpg
SKU: NYO9704 | NY Orthopedic Resident-Release Cushion Belt, Quick-Release Buckle, Universal, Light Blue | The Resident-Release Belts are recommended for use with a patient who requires a positioning aide while seated in the wheelchair or as a reminder not to leave their wheelchair without assistance. Each option is available in many different closure types to fit your needs. All Resident-Release Belts are machine washable. The determination as to the appropriateness of either model of the Resident-Release Cushion Belt and Nylon Belt, is the responsibility of the facility and itâ€™s professional/medical staff. | resident-release-cushion-belt-quick-release-buckle-universal-light-blue-ff3.jpeg
SKU: NYO9523L | NY Orthopedic Wheelchair Comfort Seat, Fluid-Proof Vinyl, 50â€™â€™ | Provides decubitus protection and comfortable seating with added Anti-Microbial Protection.Designed with Fluid-Proof vinyl, filled with fluffy, spun fiber-fill.Outer shell is Flame Resistant NFPA 701 Cigarette Ignition (16CFR, Part 1632) Class A BarrierMeets CAL 117 Standard | wheelchair-comfort-seat-fluid-proof-vinyl-50-83e.jpg
SKU: BMPI9700GR | Blue Chip Medical Geriatric/ Recliner Overlay, AC/ DC Alternating Pump, 3 1/4" | This unique alternating pressure mattress system allows for patients who are at high risk for pressure sores to be placed in a variety of mobile devices. Patients are no longer confined to bed for the whole day due to risks of sitting without proper pressure redistribution. Can be integrated into a geriatric chair, recliner or standard high-back wheelchair. Twenty bladders gently alternate, providing low interface pressures in addition to comfortably supporting the patient. The Chair-AirÂ® 9700GR system includes the 9701 alternating pump. Meets California Technical Bulletin #117 for fire retardancy. An optional fire barrier is available to meet the most stringent fire safety requirements, when requested. | geriatric-recliner-overlay-ac-dc-alternating-pump-3-1-4-2c9.jpg
SKU: ALI8020 | Alimed Wheelchair Board, 18" x 18", 3-1/2 lbs. | AliMed Wheelchair Board increases overall functioning abilities. Exceptionally durable wooden board improves sitting posture as well as weight distribution. Easy to clean and moisture resistant. Smooth, round edges prevent chipping. 3/8" thick. | wheelchair-board-18-x-18-3-1-2-lbs-173.jpg
SKU: ALI8023 | Alimed Wheelchair Board, 16"x18", 3 lbs. | AliMed Wheelchair Board increases overall functioning abilities. Exceptionally durable wooden board improves sitting posture as well as weight distribution. Easy to clean and moisture resistant. Smooth, round edges prevent chipping. 3/8" thick. | wheelchair-board-16x18-3-lbs-769.jpg
SKU: ALI82246 | Alimed Brake Extender Tip Replacements, Hi Vis Yellow, Slotted Style | Brake Lever Extension enables those with one hand or limited mobility to successfully lock both wheelchair brakes. New high visibility yellow adds the benefit of reminding the user to lock their brakes. This helps reduce falls from unlocked wheelchairs. Product slips onto existing lever of most wheelchairs. Yellow tips are only available to replace existing lower visibility tips or worn tips. | brake-extender-tip-replacements-hi-vis-yellow-slotted-style-963.jpg
SKU: ALI710778 | Alimed iT-Phytz Universal Leg Rest, Pair | iT-Phytz Universal Elevating Leg Rests are the answer to your misplaced leg rest problems. With iT-Phytz, a leg rest is always there when you need it, saving time and money. These easy-to-mount leg and foot rests install without tools and fit most pin-style leg rest mounts with pin spacing from 1-1/2" to 3-1/4" and with pins of either 1/4" or 5/16" diameter. even if you don't know the brand or model of the chair. Fits most popular wheelchair models including Invacare, Everest and JenningsÂ® and Kareco K-Force. Improves patient care by helping reduce injuries caused by patients trying to hold up their feet while being wheeled. Simplifies ordering and storage.*iT-Phytz Universal Elevating Leg Rests do not fit Invacare "Quickie" Sunrise "Breezy" or old-style pinlock chairs."I am so glad I came across iT-Phytz leg rests in your catalog. iT-Phytz has solved one of my ordering headaches. It is so hard to order pedals for my older model wheelchairs, even getting the right serial numbers and pin dimensions we seem to get the wrong pedals ordered. The iT-Phytz leg rests have solved that problem. I highly recommend iT-Phytz and I plan to order more in the future. Thanks again so much!"Stacie Garcia, Head of RehabAsbury Park Retirement Center | it-phytz-universal-leg-rest-pair-2dc.jpg
SKU: ALI88778 | Alimed Brake Lever Extension, Gray Knob, 6" | Brake Lever Extension enables those with one hand or limited mobility to successfully lock both wheelchair brakes. New high visibility yellow adds the benefit of reminding the user to lock their brakes. This helps reduce falls from unlocked wheelchairs. Product slips onto existing lever of most wheelchairs. Yellow tips are only available to replace existing lower visibility tips or worn tips. | brake-lever-extension-gray-knob-6-561.jpg
SKU: ALI77382 | Alimed Extended Width Armrest | AliMedÂ® Extended Width Armrest accommodates individuals with upper extremity edema, flaccidity, or increased tone without the usual risk of skin tears associated with many trays and troughs. The individual can shift position normally in the chair without the usual risk of slippage and damage to the arm and shoulder joint. | extended-width-armrest-148.jpg
SKU: SKIL703082 | Skil Care Solid Seat Platform With Vinyl Cover | A water proof covered wooden platform that converts any hammocked surface to a leveled surface. | solid-seat-platform-with-vinyl-cover-34f.jpg
SKU: SKIL751035 | Skil Care Gel-Foam X-Cushion With Coccyx Cut Out, 20" x 16" x 2 1/2" | Gel-Foam X Cushion, w/Coccyx Cutout, 18" | gel-foam-x-cushion-with-coccyx-cut-out-20-x-16-x-2-1-2-890.jpg
SKU: SKIL705031 | Skil Care Wheelchair Right Flip Tray With Cup Holder | A wheelchair flip tray that mounts to most wheelchairs and provides a flat surface that can hold dishes, artwork, beverages, and papers. Flips away for easy exiting. | wheelchair-right-flip-tray-with-cup-holder-3d8.jpg
SKU: SKIL706126 | Skil Care Lateral Stabilizer Armrest Bolster 6 inches Nylon Cover | Covered cylindrical foam cushions that can be mounted to most armrests to reduce unwanted lateral leaning. | lateral-stabilizer-armrest-bolster-6-inches-nylon-cover-e95.jpg
SKU: SKIL751026 | Skil Care Gel-Foam X-Cushion, Vinyl Only, 18" x 16" x 2 1/2" | Gel-Foam X-Cushion, w/Vinyl Cover Only | gel-foam-x-cushion-vinyl-only-18-x-16-x-2-1-2-573.jpeg
SKU: SKIL751034 | Skil Care Gel-Foam X-Cushion With Coccyx Cut Out, 16" x 16" x 2 1/2" | Gel-Foam X Cushion, w/Coccyx Cutout, 16" | gel-foam-x-cushion-with-coccyx-cut-out-16-x-16-x-2-1-2-694.jpeg
SKU: SKIL909150 | Skil Care Wheelchair Acc Shower Poncho Short Back With Hood | Wheelchair Acc Shower Poncho Short Back With Hood | wheelchair-acc-shower-poncho-short-back-with-hood--7c4.jpg
SKU: SKIL914362 | Skil Care Footrest Bag for Wheelchair | Most wheelchairs have footrests that are removable and arenâ€™t interchangeable with other model wheelchairs. Often, when removed, the footrests are difficult to locate which nessitates a large time expenditure to locate. The Skil-Care footrest bag can be used on any wheelchair and avoids looking for the detached footrests. | footrest-bag-for-wheelchair-b71.jpg
SKU: SKIL914394 | Skil Care Lateral Sheepskin Foam Support & Arm Rest | Lateral Sheepskin Foam Support & Arm Rest | lateral-sheepskin-foam-support-arm-rest-541.jpg
SKU: SKIL914395 | Skil Care Lateral Sheepskin Foam Support & Arm Rest w/Nylon Top # 914395 - each | Lateral Sheepskin Foam Support & Arm Rest w/Nylon Top | lateral-sheepskin-foam-support-arm-rest-w-nylon-top-914395-each-c12.jpg
SKU: MKS79424209 | McKesson Wheelchair sunmark Removable Desk Arm Mag Black | Wheelchair sunmark Removable Desk Arm Mag Black. | wheelchair-sunmark-removable-desk-arm-mag-black-1b1.jpg
SKU: CERPLTC-5125 | Core Products Comfort Wheelchair Pad Extended | This wheelchair accessory helps protect longterm patients from pressure points and the discomforts and dangers of decubitus ulcers. Designed to cover entire seating area, leaving no uncomfortable surfaces for patient. Reversible design features a soft cotton/polyester side and flips to a water repellent side to protect against incontinence. Extended version is longer to fit reclining wheelchairs. Filled with polyester fiberfill that is machine washable and long-lasting, resisting matting or bunching. Standard measures 20â€ x 37â€ (51cm x 94cm) and Extended measures 20â€ x 56 Â½â€ (51cm x 144cm). | comfort-wheelchair-pad-extended-5bc.jpg
SKU: ROSCWCF-183 | Roscoe Medical Foam Wheelchair Cushion with Nylon Cover | Made of high quality foam designed to contour the seating area, Roscoe Wheelchair Seat Cushions are perfect for stabilizing and supporting the body. Roscoe Gel Wheelchair Cushions are made with high resilient foam with an embedded gel bladder that provides pressure redistribution and weight-equalization. | foam-wheelchair-cushion-with-nylon-cover-ca6.jpg
SKU: ROSCWCF-183 | Roscoe Medical Foam Wheelchair Cushion with Nylon Cover | Made of high quality foam designed to contour the seating area, Roscoe Wheelchair Seat Cushions are perfect for stabilizing and supporting the body. Roscoe Gel Wheelchair Cushions are made with high resilient foam with an embedded gel bladder that provides pressure redistribution and weight-equalization. | foam-wheelchair-cushion-with-nylon-cover-ca6.jpg
SKU: ROSCWCF-183 | Roscoe Medical Foam Wheelchair Cushion with Nylon Cover | Made of high quality foam designed to contour the seating area, Roscoe Wheelchair Seat Cushions are perfect for stabilizing and supporting the body. Roscoe Gel Wheelchair Cushions are made with high resilient foam with an embedded gel bladder that provides pressure redistribution and weight-equalization. | foam-wheelchair-cushion-with-nylon-cover-ca6.jpg
SKU: NOVA2601-2-1616 | Nova Gel Foam Wheelchair Cushion 16â€ x 16â€ | 2â€ Gel/Foam Cushion for 16â€ x 16â€ Wheelchair. This cushion (2601-2-1616) has a gel/foam combination that provides pressure relief, prevents minor skin irritations, and improves weight distribution. It has a removable, machine washable polyester/cotton cover and a non-skid bottom with Velcro straps, which secure the cushion to the wheelchair. The weight capacacity for this cushion is 250 lbs. | gel-foam-wheelchair-cushion-16-x-16--e96.jpg
SKU: NOVA2601-2-1816 | Nova 2" Gel Foam Cushion for 18" x 16" Wheelchair | Gel/Foam combination provides the user excellent weight distribution and even pressure relief. Non-flammable; cover is washable and waterproof. Great for wheelchairs, transport chairs, or home and office seating comfort. | 2-gel-foam-cushion-for-18-x-16-wheelchair-7f3.jpg
SKU: DMI555-7914-2400 | Briggs Healthcare Lumbar Support Half Roll | Lumbar Support Roll Firm foam construction for maximum support and comfort. Elastic strap helps hold cushion in place. Removable, machine washable, polyester/cotton cover. Latex Free. | lumbar-support-half-roll-68a.jpg
SKU: NOVA2603C-3-1616 | Nova Coccyx Wheelchair Cushion | 3â€ Gel foam cushion for 16â€ x 16â€ wheelchair. This cushion (2603C-3-1616) has a gel/foam combination that provides pressure relief, prevents minor skin irritations, and improves weight distribution. It has a removable, machine washable polyester/cotton cover and a non-skid bottom with Velcro straps, which secure the cushion to the wheelchair. The weight capacacity for this cushion is 250 lb. | coccyx-wheelchair-cushion-83b.jpg
SKU: NOVA2650-3 | Nova 3" Convoluted Foam Cushion without cover for 18" x 16" Wheelchair | 3â€ Convoluted cushion for 18 â€ x 16â€ wheelchair. Provides support and pressure relief. Slip free seat promotes proper positioning and improves posture. Convoluted foam improves weight distribution and air circulation. Highly resilient convoluted polyurethane foam provides comfort and durability. | 3-convoluted-foam-cushion-without-cover-for-18-x-16-wheelchair--6b4.jpg
SKU: NOVA2670-R | Nova Convoluted Foam Comfort Ring | Convoluted foam provides improved air circulation and conforms to the body contours to provide comfort support when sitting for long periods of time. | convoluted-foam-comfort-ring-795.jpg
SKU: NOVA2651-3 | Nova 3" Convoluted Foam Cushion With Cover For 18" x 16" Wheelchair | 3â€ Convoluted cushion for 18â€ x 16â€ wheelchair - with cover. Provides support and pressure relief. Slip free seat promotes proper positioning and improves posture. Convoluted foam improves weight distribution and air circulation. Highly resilient convoluted polyurethane foam provides comfort and durability. | 3-convoluted-foam-cushion-with-cover-for-18-x-16-wheelchair-76c.jpg
SKU: GF8930228 | Lumex Skin Protection Cushion - 22" x 18" x 3" | The Lumex Skin Protection Cushion reduces surface pressure through the use of a proprietary non-aqueous gel placed in three pressure zones. Â The cushion uses a high-density base foam in combination with a visco-elastic topper for added comfort and also positions the user with a moderate slope from front to back. | skin-protection-cushion-22-x-18-x-3-4c9.jpg
SKU: MAB513-7938-2400 | Briggs Healthcare DMI Sloping Seat Mate Coccyx Cushion 18" x 14" x 1.5" 3" | 3" U-shaped opening provides pressure relief for the coccyx/tailbone area. Constructed of highly resilient polyurethane foam. Machine-washable, zippered cover. Built-in handle. Foam meets CAL #117 requirements. Latex Free. | dmi-sloping-seat-mate-coccyx-cushion-18-x-14-x-15-3-453.jpg
SKU: MAB513-7939-2400 | Briggs Healthcare DMI Sloping Coccyx Cushion Navy 15" x 14" x 1.5" - 3" | 3" U-shaped opening provides pressure relief for the coccyx/tailbone area. Constructed of highly resilient polyurethane foam. Machine-washable, zippered cover. Built-in handle. Foam meets CAL #117 requirements. Latex Free. | dmi-sloping-coccyx-cushion-navy-15-x-14-x-15-3-fbe.jpg
SKU: MAB513-7939-3700 | Briggs Healthcare DMI Sloping Coccyx Cushion Camel 15" x 14" x 1.5" 3" | 3" U-shaped opening provides pressure relief for the coccyx/tailbone area. Constructed of highly resilient polyurethane foam. Machine-washable, zippered cover. Built-in handle. Foam meets CAL #117 requirements. Latex Free. | dmi-sloping-coccyx-cushion-camel-15-x-14-x-15-3-a9d.jpg
SKU: GF2050A | Lumex Lumex Sure-Safe Bath Mat | Lumex Sure-Safe Bath Mat | lumex-sure-safe-bath-mat-5ba.jpg
SKU: SKIL751025 | Skil Care Gel Foam Vinyl Cushion with Coccyx Cutout And LSI Cover 18" x 16" x 2 1/2" | A chair cushion that enjoys all the advantages of gel such as cooling, alternating pressure, relief and redistribution. | gel-foam-vinyl-cushion-with-coccyx-cutout-and-lsi-cover-18-x-16-x-2-1-2-b50.jpg
SKU: INV6291-HDA | Invacare Dual Release Paddle Adult Walker Heavy Duty | The Invacare I-Class Paddle Walker features a wide, deep frame for user convenience and is lightweight, making it easy to lift and maneuver. The paddle release mechanism makes folding the walker easy and is ideal for users with dexterity issues | dual-release-paddle-adult-walker-heavy-duty-fb8.jpg
SKU: DRV10220-1 | Drive Medical Heavy Duty Bariatric Walker | The Bariatric Aluminum Two Button Folding Walker by Drive Medical now comes in a wider and deeper frame designed to accommodate individuals up to 500 pounds. The precision design provides additional strength while adding minimal weight to the walker. The "U" brace, steel legs and side brace ensure security and stability. | heavy-duty-bariatric-walker-6c7.jpg
SKU: ROSCWK450N | Roscoe Medical Two Button Folding Bariatric Walker | Roscoe Deluxe Folding Walkers provide maximum strength and a lightweight design, all backed by a limited lifetime warranty. Ample height adjustments options coupled with a two button folding mechanism make Roscoe Deluxe Folding Walkers easy to use and accommodating to the most demanding patient needs. | two-button-folding-bariatric-walker-c6e.jpg
SKU: ROSCWK450W | Roscoe Medical Two Button Folding Bariatric Walker with 5 Inch Wheels | Roscoe Deluxe Folding Walkers provide maximum strength and a lightweight design, all backed by a limited lifetime warranty. Ample height adjustments options coupled with a two button folding mechanism make Roscoe Deluxe Folding Walkers easy to use and accommodating to the most demanding patient needs. | two-button-folding-bariatric-walker-with-5-inch-wheels-188.jpg
SKU: PMI1957 | Probasics Walker Wheels for PMI1090 | 5" Dual Bariatric walker wheels for ProBasics Bariatric walker.500 weight capacity. | walker-wheels-for-pmi1090-d02.jpg
SKU: IWFHFC20001BK | IWalk Free iWalk 2.0 Hands Free Knee Crutch | iWALK2.0HandsFreecrutchÂ isÂ comfortable, sturdy, proven and allows users to enjoy hands-free, pain-free mobility throughout their recovery. It allows them to resume their daily routine. Common tasks that are impossible with crutches or knee scooters, things such as pushing a shopping cart, mowing the lawn, carrying a glass of water, etc. are easy and pain-free using the iWALK2.0.Why would you use ARM crutches when a LEG crutch would work so much better?The iWALK2.0 is a revolutionary hands free crutch that ends the pain and inconvenience of conventional crutches.Â iWALK2.0 is the next evolution from the original iWALKFree and is packed with new features that make it easy to learn and use.Â It allows people with lower leg non-weight bearing injuries to lead functional, hands free, pain free lives during their rehabilitation.Safe, stable, economical and easy to learn and use, the iWALK2.0 is a potent alternative to traditional crutches and knee scooters.Â It provides self sufficiency and ends the pain and inefficiency of conventional crutches and knee scooters.iWALK2.0 is a clinically proven FDA and CE registered Class 1 Medical Device.The all new iWALK2.0 is the product of 10 years of experience and engineering expertise.Â It adjusts quickly and tool-free for user heights from 4â€™10â€ to 6â€™6â€.Â It can change for left or right leg use in seconds without tools.Takes seconds to put on or take off.Â Â Learning is easy Â - walk confidently in only minutes Â â€“ easy and comfortable to use.Navigate stairsÂ and tight spaces in comfort and ease, hands free â€“ something you cannot do with crutches or knee scooters.Constructed of UV resistant and hypoallergenic materialsWhat are you waiting for? Stop crutching and start iWALKing today!Who Can Use It:iWALK2.0 will work for you it:Â You have average strength and balanceYou could walk without limitations prior to your injury or conditionYour uninjured leg does not have any mobility limitations (example â€“ arthritic knee)Your injury or condition is below the kneeYou can kneel on a stool or chair for one minute without pain or discomfortYour injured leg can bend 90 degrees at the kneeYou are motivated to have a hands free, pain free rehabilitionYou are between 4â€™10â€ and 6â€™6â€ tallYou weigh 275 pounds or lessiWALK2.0 is Not Suited For:Those with mobility limitations prior to their injuryThose with impaired strength or balanceThose with limited proprioception in their lower extremitiesAge limits â€“ Itâ€™s difficult to put an age limit on the iWALK2.0 because physical condition varies from individual to individual â€“ especially in the elderly.Â iWALK2.0 has been used successfully by users in their 70â€™s and beyond.Â You do not need to be an elite athlete to use the iWALK2.0- you need only average strength and balance.Â Personal assessment and sound judgement are your best tools to determine if an elderly candidate will succeed on the iWALK2.0Summary â€“ If you could walk without limitations pre-injury, then iWALK2.0 can give you back your ability to walk.Â If you couldnâ€™t, then iWALK2.0 cannot give you what you did not have. | iwalk-20-hands-free-knee-crutch-36f.png
SKU: SAMP565489 | Sammons Preston Adjustable Folding Hemi Walker | Provides the support and stability of a walker with the lightness and flexibility of a cane. | adjustable-folding-hemi-walker-acc.jpg
SKU: MJM418-OR-3TW | MJM International Tall Walker With Outriggers | Height adjustable. Solid base with soft cushion. Wider base for better balance. Casters (4" x 1 1/4") come with removable bolt/nut for easy maintenance. All casters have threaded stem and are double wall reinforced with schedule 40 1" PVC. | tall-walker-with-outriggers-93e.jpg
SKU: SAMP565604 | Sammons Preston The Kneeler | This walker accessory is designed to attach to any make or model of and is ideal for patients requiring total non-weight bearing from the knee down who would like to maintain functionally independent. The Kneeler allows for the user to relieve pressure or weight by placing their knee in the device | the-kneeler-435.jpeg
SKU: CM1065 | Guardian Side Hemi Walker Cane | Designed for individuals with the use of only one hand or arm, Lighter than a walker and more stable than a cane - weighs only 3.5 Lbs.. | side-hemi-walker-cane-699.jpg
SKU: DRV10212-2 | Drive Medical Deluxe Folding Walker One Button With 5" Wheels | Adult, Deluxe Folding Walker with 5" Wheels, One Button, | deluxe-folding-walker-one-button-with-5-wheels-6ca.jpg
SKU: GF80500 | Lumex Lumex Freedom Walker | Lumex freedom walker | lumex-freedom-walker-2aa.jpg
SKU: NOVA438B | Nova Basket for Folding Walker | Your walker is by your side to support you and your lifestyle. Make the most of your mobility by adding great trays and baskets that can carry your meals, transport your personal belongings, and so much more. | basket-for-folding-walker-ad0.jpg
SKU: CM6102G | PCP Champion Walker CaneTips 1 1/8 Retail Box Grey | For use with most leading manufacturers with 1 diameter walkers | walker-canetips-1-1-8-retail-box-grey-a64.jpg
SKU: CMA80900 | Carex Health Care Products Walker Ski Glides 1 1/8" tubing | Glides smoothly over most surfaces, including grass and cement, The glides insert into extension legs on the back of wheeled walkers. | walker-ski-glides-1-1-8-tubing-ecc.jpg
SKU: NOVA4215P | Nova Mack Basket Cover Bag | The Basket Cover Bag 4215P is made to fit the Mack Heavy Duty Rolling Walker 4215 and the Mighty Mack Heavy Duty Rolling Walker 4216 baskets. | mack-basket-cover-bag-bd2.jpg
SKU: NOVA4001BK | Nova Folding Walker Bag Black | The folding walker bag (Black) attaches securely to the 4080 and 4090 series folding walkers. | folding-walker-bag-black-957.jpg
SKU: NOVA4001AP | Nova Folding Walker Bag Aloha Pink | The folding walker bag (Aloha Pink) attaches securely to the 4080 and 4090 series folding walkersIt attaches to the front of the walker and has two roomy pockets for storageMany items can fit inside such as reading glasses, a book, and a remote controlThe bag comes in fun colors that will brighten up your walker | folding-walker-bag-aloha-pink-7ec.jpg
SKU: DRVRTL10200FB | Drive Medical Folding Walker Basket | The Folding Walker Basket from Drive Medical is a convenient basket that will fit most major manufacturer's walkers. What makes this basket unique is that it can be folded flat for storage when not in use or during transportation, reducing the amount of space needed to store/transport. | folding-walker-basket-f44.jpg
SKU: GF603650A | Lumex 5" Fixed Walker Wheels Silver Gray | Converts standard walker into wheeled walker, Provides forward mobility with no lateral movement. The large 5" wheels are ideal for navigating difficult terrain such as pavement, grass or carpet. Wheels are for recommended for use on Lumex Walkers (we cannot guarantee the performance of these wheels on other industry walkers). | 5-fixed-walker-wheels-silver-gray-7ba.jpg
SKU: CMRA829 | Carex Health Care Products Carex Walker Basket Canvas | Attach this basket to your walker for carrying personal items. Elastic straps secure items. Collapsible hinges allow flat storage. Features a privacy cover to keep your personal items protected and concealed. | carex-walker-basket-canvas-423.jpg
SKU: CM8037C | Complete Medical TOTE Oxygen Tank Carrier fits M6-Cylinder for Wheeled Walker | Feature Carrier for M6- cylinder Oxygen Cylinder Holder increased mobility and freedom for individuals who are required to use oxygen and a wheeled walker Secures to the walker with 2 hook and loop fasteners and a safety buckle strap at the top and a centering strap near the bottom of the walker Convenient pocket for the wrench Manufactured and sold under U.S. Patent #6 672 321 | tote-oxygen-tank-carrier-fits-m6-cylinder-for-wheeled-walker-b1f.jpg
SKU: CM8037B | Complete Medical TOTE Oxygen Tank Carrier fits D-Cylinder for Wheeled Walker | Feature Carrier for D- cylinder Oxygen Cylinder Holder increased mobility and freedom for individuals who are required to use oxygen and a wheeled walker Secures to the walker with 2 hook and loop fasteners and a safety buckle strap at the top and a centering strap near the bottom of the walker Convenient pocket for the wrench Manufactured and sold under U.S. Patent #6 672 321 | tote-oxygen-tank-carrier-fits-d-cylinder-for-wheeled-walker-218.jpg
SKU: CM7715 | Guardian Walker Basket | Big enough to put your personal items in, Can put our basket console in the bottom to hold you drinks. | walker-basket-dee.jpg
SKU: CMSM07731-8 | Guardian Guardian 3 Wheel Set (fits SM30755P) | Feature Guardian 3-inch Walker Wheels not only allow a pediatric user to easily maneuver over surfaces which are normally difficult but they also provide a more natural walking stride Three inch fixed wheel allows the user to glide smoothly over rough terrain Now available with eight adjustment holes to accommodate a broader range of user heights Solid wheel allows the user to feel safe when walking Includes a pair of Glide Caps for the rear walker legs Available with smaller tubing to fit pediatric walkers Detent button provides easy installation and adjustment HCPCS E0155 | guardian-3-wheel-set-fits-sm30755p-f4d.jpg
SKU: CM1930A | Homecare Products Universal Tote 8 1/2 x 9 x 1 Black | Feature Black. 8 x 9 x 1 This opaque pouch allows valuables and personal items to be stored out of sight yet within reach Ideal for wheelchair and walker Made of nylon | universal-tote-8-1-2-x-9-x-1-black-391.jpg
SKU: ALI8330 | Alimed Walker Carry Bag | Walker Carry bag attaches to crossbars of any walker with hook-and-loop. | walker-carry-bag-d55.jpg
SKU: ALI513416 | Alimed Walker Hand Splint Right | AliMedÂ® Walker Hand Splint This unique new splint solves the difficult problem of positioning a weak or "hemi" hand on a walker. There are many issues associated with hand weakness and walker use. The hand can slip off the grip or slip out of position, limiting the users ability to control the walker and the amount of trunk support provided. Soft walker cuffs can't hold a heavy hand securely in position and don't hold their shape in the presence of mild to moderate flexor tone.The Walker Hand Splint maintains proper wrist alignment and provides weight bearing through the appropriate parts of the hand. The criss-cross straps easily secure the hand in place and can even be fastened by the user. The malleable aluminum core allows the splint to be molded to fit most any hand and walker grip. An adhesive hook-and-loop strap (included) is placed on the walker grip to attach to the hook-sensitive surface of the splint, securing it in place. Comfortable, padded terry cover keeps skin dry and protected. Removable cover for easy laundering. Hand wash with warm soap and water, air dry. | walker-hand-splint-right-f05.jpg
SKU: NOVA40026GR | Nova Glide Skis 7/8 inch | Lose the tennis balls! | glide-skis-7-8-inch-bf0.jpg
SKU: NOVA4200P | Nova Rolling Walker Basket Cover Bag | The Basket Cover Bag 4200P is made to fit the Cruiser 4200, GetGO Super 4212, and GetGO 4203 baskets | rolling-walker-basket-cover-bag-4c1.jpg
SKU: SAMP565600 | Sammons Preston Reacher Walker Bag Reacher Walker Bag | Conveniently holds a reacher so that it is always close by. | reacher-walker-bag-reacher-walker-bag-f81.jpg
SKU: MJM425 | MJM International Clip On Tray for the Stroller Walker | The MJM INternational Clip On Tray for the Stroller Walker allows you to carry personal items from room to room. The sturdy clip-on brackets allows you to easily attach to walker, completely tool free! | clip-on-tray-for-the-stroller-walker-efb.jpg
SKU: GF6132B | Lumex Platform Walker Attachment | Designed for users with limited strength or dexterity who are unable to grip the walker. Padded forearm rest can be pivoted and angled to fit user comfortably and to assist in lifting walker. Ortho-Ease handgrip adjusts toward and away from forearm rest and can be angled for individual comfort. | platform-walker-attachment-912.jpg
SKU: PMI1053GW | Probasics Rear Glide Brakes with 3" Wheels | For use on back of wheeled walker. | rear-glide-brakes-with-3-wheels-be6.jpg
SKU: DRVRTL100017 | Drive Medical Walker Glide Ski Gray | Your walker is your key to mobility, so improving its functionality makes your life easier. And adding Glide Skis from Drive Medical does just that! Glide Skis are a great alternative to standard walker glides in that they are extra durable and provide smoother, quieter function. Simply install the Glide Skis on the rear tips of your walker and you'll experience the ease of "gliding" over most surfaces, indoors or outdoors. | walker-glide-ski-gray--9d1.jpg
SKU: DRV10266-CH | Drive Medical Nitro Rollator Cup Holder Attachment | Take a refreshing drink with you on your daily jaunts without the worry of spills. The Nitro Rollator Cup Holder affixes firmly to Nitro rollator family of products and swivels to keep your drink level. The cup holder mounts tool-free to the unique shape of the Nitro's frame. This convenient accessory is a great accessory to your Nitro product. Drive Nitro Cup Holder is just what you need to keep a drink with you during your busy day. | nitro-rollator-cup-holder-attachment-635.jpg
SKU: DRVRTL10221 | Drive Medical Walker Rollator Accessory Hooks | Rest your purse, jacket, or shopping bag on your walker, rollator, or wheelchair with the ultra convenient Drive Medical Walker Rollator Accessory Hooks. These strong accessory hooks can hold up to 11 pounds and swivel a complete 360 degress leaving both arms free to maneuver mobility aids. | walker-rollator-accessory-hooks-381.jpg
SKU: DRVKA5285-2GEB | Drive Medical Nimbo 2G Walker Seat Only Extra Large Emperor Black | The solid seat for the Nimbo 2G Posterior Walker folds up and out of the way for walking and flips down for sitting. This seat can be added to a Nimbo walker at any time. | nimbo-2g-walker-seat-only-extra-large-emperor-black-af4.jpg
SKU: DRV10266-CHC | Drive Medical Nitro Rollator Cup Holder Attachment- Open Box Special | All Open Box products are inspected to be sure they're in working order, and are backed by a 30-day warranty for any mechanical defects. Quantities are limited, so take advantage of these one-of-a-kind deal today! Take a refreshing drink with you on your daily jaunts without the worry of spillsThe Nitro Rollator Cup Holder affixes firmly to Nitro rollator family of products and swivels to keep your drink level. The cup holder mounts tool-free to the unique shape of the Nitro's frame. This convenient accessory is a great accessory to your Nitro product. Drive Nitro Cup Holder is just what you need to keep a drink with you during your busy day. | nitro-rollator-cup-holder-attachment-open-box-special--4d4.jpg
SKU: DRV10200BC | Drive Medical Walker Basket-Open Box Special | All Open Box products are inspected to be sure they're in working order, and are backed by a 30-day warranty for any mechanical defects. Quantities are limited, so take advantage of these one-of-a-kind deal today! The Drive Medical Walker Basket can be used with all 1" folding walkers. It comes with a plastic insert tray and a cup holder, making transporting personal items a cinch. | walker-basket-open-box-special-b10.jpg
SKU: MAB510-1084-0300 | Mabis DMI Fold Away Walker Tray | Designed with two recessed beverage holders and four-sided elevated edge to help prevent items from rolling off | fold-away-walker-tray--361.jpg
SKU: PNCM3010 | Penco Medical Universal Walker Glides 1" - 1 1/8" | Designed to fit front-wheeled walkers with 1" - 1 1/8" tubing diameter, Penco Walker Glides feature a patented, self-fitting mechanism for easy installation. | universal-walker-glides-1-1-1-8-dc5.jpg
SKU: GF603210B | Lumex Walker Glide Skis 1" Blue | Lumex walker glide skis allows walker to glide easily and smoothly over most surfaces. | walker-glide-skis-1-blue-c15.jpg
SKU: MAB510-1069-2400 | Mabis DMI Universal Walker Pouch with One Large Compartment | Universal Walker Pouch with One Large Compartment. | universal-walker-pouch-with-one-large-compartment-624.jpg
SKU: MAB510-1030-0000 | Briggs Healthcare Universal Walker Ski Glides Fit 1" Inside Diameter Tubings Only | DMIÂ® Universal Walker Ski Glides, Fit 1" Inside Diameter Tubings Only | universal-walker-ski-glides-fit-1-inside-diameter-tubings-only--d8f.jpg
SKU: MAB510-1085-1900 | Mabis DMI Walker Basket | Ideal for carrying lightweight items, Includes removable plastic liner to help hold small items and features a molded cup holder. | walker-basket--7ea.jpg
SKU: INV6275 | Invacare Tall Leg Extentions Set Of 4 | The Invacare Tall Leg Extensions include leg extensions for both the front and back legs for a walker. This is ideal for users that are taller. These can accommodate users up to 6'6" in height. | tall-leg-extentions-set-of-4-abf.jpg
SKU: MAB510-1035-2000 | Briggs Healthcare Walkerballs, Purple | Walkerballs, Purple | walkerballs-purple-404.jpg
SKU: MAB510-1087-5500 | Briggs Healthcare DMI Universal Plastic Insert | DMI&reg Universal Plastic Insert | dmi-universal-plastic-insert-56e.jpg
SKU: INV6280 | Invacare Glide Tips 24 Pack | The Invacare Glide Tips are for Invacare Walkers. These tips are used on the rear legs. They are used in conjunction with wheel kits so that they allow the walker to move smoothly on the ground. | glide-tips-24-pack-306.jpg
SKU: MKS19653800 | McKesson Sunmark Folding Walker Adjustable Height Econo Anodized Aluminum Tubing Frame, Steel Cross Brace 300 lbs. | Sunmark Folding Walker Adjustable Height Econo Anodized Aluminum Tubing Frame, Steel Cross Brace 300 lbs. | sunmark-folding-walker-adjustable-height-econo-anodized-aluminum-tubing-frame-steel-cross-brace-300-lbs--341.jpg
SKU: MKS19673800 | McKesson Sunmark Folding Walker Adjustable Height Econo Anodized Aluminum Tubing Frame, Steel Cross Brace 300 lbs. | Sunmark Folding Walker Adjustable Height Econo Anodized Aluminum Tubing Frame, Steel Cross Brace 300 lbs. | sunmark-folding-walker-adjustable-height-econo-anodized-aluminum-tubing-frame-steel-cross-brace-300-lbs-acd.jpg
SKU: MKS53013800 | McKesson Rollator Econo 32 to 37 Inch Blue Rollator Aluminum | Rollator Econo 32 to 37 Inch Blue Rollator Aluminum. | rollator-econo-32-to-37-inch-blue-rollator-aluminum--18c.jpg
SKU: MKS76183800 | McKesson SunMark Performance Walker Wheels, Swivel | SunMark Performance Walker Wheels, Swivel. | sunmark-performance-walker-wheels-swivel--a4b.jpg
SKU: MKS76183800 | McKesson SunMark Performance Walker Wheels, Swivel | SunMark Performance Walker Wheels, Swivel. | sunmark-performance-walker-wheels-swivel--a4b.jpg
SKU: MKS76313800 | McKesson SunMark Performance Height Extension | SunMark Performance Height Extension. | sunmark-performance-height-extension--bf5.jpg
SKU: MKS76513800 | McKesson Sunmark Walker Ski Glides | Sunmark Walker Ski Glides. | sunmark-walker-ski-glides--a2a.jpg
SKU: MKS76523800 | McKesson SunMarkÂ® Performance Glide Tips | TIPS WALKER GLIDE 2EA/PK 6PK/CS MCK BRAND | sunmarkreg-performance-glide-tips--12f.jpg
SKU: CRXHA809-00 | Carex Health Care Products Walker Ski Glides | Glide smoothly over almost any surface with our walker ski glides. Easily attach to any Carex walker. The Walker Ski Glides insert into the back legs of wheeled walkers to allow your walker to move smoothly over most surfaces. Glides smoothly over grass, cement and most other surfaces. | walker-ski-glides-3ff.jpg
SKU: CRXHA830-00 | Carex Health Care Products Snap On Walker Basket | Carex Snap On Walker Basket | snap-on-walker-basket-e59.jpg
SKU: ROSCM205-6R | Roscoe Medical Viverity Replacement Walker Tips 1-0.3 Inch Shaft | Easily replaces standard walker tips Fits all 1.125" (1-1/8) tubing 1 Pair | viverity-replacement-walker-tips-1-03-inch-shaft-c96.jpg
SKU: NOVACH-2000 | Nova Cup Holder | The Cup Holder CH-2000 attaches easily to all walkers, wheelchairs, bed rails, and transport chairs. No tools are required. | cup-holder--2ac.jpg
SKU: DRV10200B | Drive Medical Walker Basket | The Drive Medical Walker Basket can be used with all 1" folding walkers. It comes with a plastic insert tray and a cup holder, making transporting personal items a cinch. | walker-basket-838.jpg
SKU: DRV10124 | Drive Medical Universal Walker Tray | The Universal Walker Tray and Cup Holder by Drive Medical fits most manufacturers walkers. It allows you to carry personal items from room to room safely and securely, and is made of easy to clean, durable plastic. | universal-walker-tray-fcc.jpg
SKU: INV6027 | Invacare Platform Attachment | The Invacare Universal Walker Platform Attachment its on all Ivacare Walkers. It adjusts quickly and easily without any tools and has a 300lbs weight capacity. | platform-attachment-07a.jpg
SKU: DRV10123 | Drive Medical Replacement Tennis Ball Glide Pads | The Drive Medical Replacement Tennis Ball Glide Pads are used to ensure the longevity of our Tennis Ball Glides for walkers. Provides a quiet, smooth and durable glide experience when used with a walker. | replacement-tennis-ball-glide-pads-1d3.jpg
SKU: MAB510-1083-0300 | Mabis DMI Walker Tray | Holds meals, crafts, reading materials, Plastic tray slides onto most standard Briggs walkers. | walker-tray-33b.jpg
SKU: MAB510-1031-0000 | Mabis DMI Universal Walker Ski Glides Fits 7/8" and 1" Inside Diameter Tubings | DMIÂ® Universal Walker Ski Glides, Fits 7/8" and 1" Inside Diameter Tubings. | universal-walker-ski-glides-fits-7-8-and-1-inside-diameter-tubings-0ae.jpg
SKU: INV6273 | Invacare 3" Swivel Wheels With Glide Tips | The Invacare 3" Swivel wheels with Glide Tips makes it easier to maneuver the walker in confined areas. | 3-swivel-wheels-with-glide-tips-f59.jpg
SKU: NOVA40023BK | Nova Tips For 7/8" Walker-4081 411 421 4200 4201 | Rubber Tips For 7/8in. Walker-4081,411,421,4200,4201 | tips-for-7-8-walker-4081-411-421-4200-4201-dfa.jpg
SKU: SAMP562161 | Sammons Preston Padded Walker Seat | Nylon cord attaches to any walker. | padded-walker-seat-61b.jpg
SKU: SAMP562625 | Sammons Preston Gel Walker Handle Pads 6 Inch | Solid gel pad with neoprene cover offers optimal protection to sensitive hands. | gel-walker-handle-pads-6-inch-44b.jpg
SKU: SAMP926500 | Sammons Preston Walker Cuff | Hands slip easily into comfortable, pressure-relieving padded cuffs with imitation sheepskin liners. | walker-cuff-d91.jpg
SKU: NOVA40024GR | Nova Tips For 1 1/8in. Walker- 4070/4090, 412, 422 | Feature Rubber TipsColor Gray | tips-for-1-1-8in-walker-4070-4090-412-422-485.jpg
SKU: NOVA40024GR | Nova Tips For 1 1/8in. Walker- 4070/4090, 412, 422 | Feature Rubber TipsColor Gray | tips-for-1-1-8in-walker-4070-4090-412-422-485.jpg
SKU: NOVA436T | Nova Tray For 4090 Series Walkers | The tray for folding walkers 4080 and 4090 is a convenient way to transport food and many items easily. | tray-for-4090-series-walkers-955.jpg
SKU: NOVA410SI | Nova 5in. Wheels For 4070/4090 | Feature 5" fixed wheelsDiameter 11/8" Diameter | 5in-wheels-for-4070-4090-665.jpg
SKU: NOVA4070P | Nova Deluxe Folding Walker Bag | This Deluxe Folding Walker Bag is for 4070 and 4090 series folding walkers. | deluxe-folding-walker-bag-3fe.jpg
SKU: DRV10119 | Drive Medical Walker Rear Tennis Ball Glides with Tennis Ball Can 1 Pair | The Drive Medical Walker Rear Tennis Ball Glides provide a quiet, smooth and durable glide experience when used with a walker. The Tennis Ball Glides last longer than plastic glide caps and are easy and safe to install. | walker-rear-tennis-ball-glides-with-tennis-ball-can-1-pair-6ad.jpg
SKU: DRV10107C | Drive Medical Walker Glide Cover | The Drive Medical Glide Covers are ideal for outdoor use and makes less noise. The Glide Covers can be easily added to a walker and allows it to "glide" across most surfaces. | walker-glide-cover-af1.jpg
SKU: DRVRTL10389G | Drive Medical Walker Tips | 1" Utility Replacement Tips (is replacing 10389G-8), Grey | walker-tips-e2f.jpg
SKU: DRV10125 | Drive Medical Folding Walker Tray Gray | The Walker Tray with Cup Holders by Drive Medical will fit most manufacturers 2 button walkers. It allows you to carry personal items, safely and securely from room to room. It comes with two convenient cup holders and it will easily fold down when not in use. 1 year limited warranty. | folding-walker-tray-gray-1de.jpg
SKU: DRV10121 | Drive Medical Walker Rear Tennis Ball Glides with Additional Glide Pads 1 Pair | The Drive Medical Walker Rear Tennis Ball Glides with Replacement Pads provide a quiet, smooth and durable glide experience when used with a walker. The Tennis Ball Glides last longer than plastic glide caps and are easy and safe to install. Comes complete with 1 additional pair of replacement glides pads. | walker-rear-tennis-ball-glides-with-additional-glide-pads-1-pair-13d.jpg
SKU: GF603900A | Lumex Walker Tray Gray | Walker Tray Gray. | walker-tray-gray-ead.jpg
SKU: GF603630A | Lumex Lumex 3" Fixed Walker Wheels - Silver | Lumex 3" fixed walker wheels - silver | lumex-3-fixed-walker-wheels-silver-1bd.jpg
SKU: GF603950A | Lumex 5" Fixed Bariatric Walker Wheels | Converts standard walker into wheeled walker and provides forward mobility with no lateral movement. The large 5" wheels are ideal for navigating difficult terrain such as pavement, grass or carpet. | 5-fixed-bariatric-walker-wheels-427.jpg
SKU: INV6272 | Invacare 3" Swivel Wheels with 13" SureGlide Brakes | The Invacare 3" Swivel Wheels with 13" Sure Glide Brakes makes it easier to maneuver the walker in confined areas. The breaks engage with pressure applied to the walker. This attachment adds 4 1/4" to the height of the walker. | 3-swivel-wheels-with-13-sureglide-brakes-351.jpg
SKU: DRV10108WC | Drive Medical Extended Height 5" Walker Wheels and Legs Combo Pack | Tall Extension Legs with Wheels (Adds 4") | extended-height-5-walker-wheels-and-legs-combo-pack-c2a.jpg
SKU: CNVQ821 | ConvaQuip Long Leg Kit | The Model 821 Long Leg Kit-fits all ConvaQuip Rigid Walkers. | long-leg-kit-4fc.jpg
SKU: PMIBOR128030 | Probasics Folded Walker Cover, Clear, 12" x 8" x 30" | 1.25ML Gauge. Size 12â€™â€™ x 8â€™â€™ x 30â€™â€™. | folded-walker-cover-clear-12-x-8-x-30-f41.jpg
SKU: PMIBOR128030T | Probasics Folded Walker Cover , Tan , 12" x 8" x 30" | 1.25ML Gauge. Size - 12â€™â€™ x 8â€™â€™ x 30â€™â€™. | folded-walker-cover-tan-12-x-8-x-30-c0c.jpg
SKU: ALI513417 | Alimed Walker Hand Splint Left | AliMedÂ® Walker Hand SplintÂ This unique new splint solves the difficult problem of positioning a weak or "hemi" hand on a walker. There are many issues associated with hand weakness and walker use. The hand can slip off the grip or slip out of position, limiting the users ability to control the walker and the amount of trunk support provided. Soft walker cuffs can't hold a heavy hand securely in position and don't hold their shape in the presence of mild to moderate flexor tone.The Walker Hand Splint maintains proper wrist alignment and provides weight bearing through the appropriate parts of the hand. The criss-cross straps easily secure the hand in place and can even be fastened by the user. The malleable aluminum core allows the splint to be molded to fit most any hand and walker grip. An adhesive hook-and-loop strap (included) is placed on the walker grip to attach to the hook-sensitive surface of the splint, securing it in place. Comfortable, padded terry cover keeps skin dry and protected. Removable cover for easy laundering. Hand wash with warm soap and water, air dry. One size, choose Left or Right. | walker-hand-splint-left-35f.jpg
SKU: ALI70922 | Alimed Hand Walker Cuffs | AliMedÂ® Hand Walker Cuffs are Best for weak hands. | hand-walker-cuffs--886.jpg
SKU: SKIL909401 | Skil Care UnderMattress Sensor Pad | Repl. UnderMattress Sensor Pad, 1 Year, 10x30" | undermattress-sensor-pad-6af.jpg
SKU: INDJIIJB6389 | Jobar International Multi Purpose Walker Organizer | Great for walkers, wheelchairs, rollators and strollers. | multi-purpose-walker-organizer--3e5.jpg
SKU: NOVA40027GR | Nova Walker Skis | Every folding walker needs a set of glide skis to glide smoothly. These walker skis fit most folding walkers. | walker-skis-9a1.jpg
SKU: NOVACH-1000 | Nova Deluxe Cup Holder | The Deluxe Cup Holder CH-1000 attaches easily to all walkers, wheelchairs, bed rails, and transport chairs, adjusts to hold different sized items, and folds up when not in use. No tools are required. | deluxe-cup-holder-723.jpg
SKU: NOVACH-4000R | Nova Cane Holder for Rolling Walkers and Folding Walkers | Cane Holder for Rolling Walkers and Folding Walkers | cane-holder-for-rolling-walkers-and-folding-walkers-5a7.jpg
SKU: NOVAFL-1000 | Nova Flashlight Walkers and Wheelchairs 11" L | The Flashlight FL-1000 adds extra light for safety in dark places and attaches to most walkers, transport chairs, and wheelchairs. | flashlight-walkers-and-wheelchairs-11-l-1e8.jpg
SKU: GF603830A | Lumex Lumex 3" Swivel Walker Wheels - Aluminum | Lumex 3" swivel walker wheels - aluminum | lumex-3-swivel-walker-wheels-aluminum-5d1.jpg
SKU: INV6291-5F | Invacare Dual Release Walker with 5" Fixed Wheels | The Invacare Adult Paddle Release Walker with 5" Fixed Wheels features a wide, deep frame with a large number of height adjustments and a composite lower side brace for added stability. This walker is light and easy to lift and maneuver. The paddle release mechanism makes folding and closing the walker easy and is ideal for users with dexterity issues. This walker also includes 5" fixed wheels that help in maneuverability. This walker has a 300lbs weight capacity | dual-release-walker-with-5-fixed-wheels-c9e.jpg
SKU: MJM418-3TW | MJM International Stroller Walker | MJM International's Stroller Walker is healthcare grade stroller walker that is efficiently reinforced at all stress related areas. With a convenient push and pull handle, and arms that are height adjustable, the chair is a very popular product. Othe features include a restraint free opening / closing gate, and an adjustable safety belt to help break accidental falls. Unique outriggers prevents the unit from tipping over.Designed For Individuals 6' - 6'6"Â | stroller-walker-148.png
SKU: INV6291-3F | Invacare I-Class Adult Paddle Walker - 3" Fixed Wheels | The Invacare I-Class Paddle Walker features a wide, deep frame for user convenience and is lightweight, making it easy to lift and maneuver. The paddle release mechanism makes folding the walker easy and is ideal for users with dexterity issues. | i-class-adult-paddle-walker-3-fixed-wheels-35b.jpg
SKU: MJM418-OR-3 | MJM International The Total Walker Seat Height 20.25" - 24.75" | Restraint Free Opening / Closing Gate (Standard with Safety Red Strap), | the-total-walker-seat-height-2025-2475-3bb.jpg
SKU: IPUCW88 | IPU Combo Walker | The Combo Walker can be used as a three-sided , stand-up walker with leaning pad. Lift the leaning pad and use the sling seat for resting. Excellent for use in gait training. | combo-walker-d95.jpg
SKU: PMI8655 | Probasics Platform Walker Attachment 1â€ Anodized Aluminum Frame | Designed for those who are unable to grip the walker. | platform-walker-attachment-1-anodized-aluminum-frame-3c1.jpg
SKU: DRV10253-4 | Drive Medical Universal Adult Junior Deluxe Folding Walker Two Button With 5" Wheels | This Universal Adult/Junior Deluxe Folding, Two Button Walker with 5" caster wheels by Drive Medical is made from a sturdy 1" anodized aluminum construction to ensure maximum strength while also remaining lightweight. The walker's height can be adjusted and the side brace adjusts with the height to provide additional stability. The easy push-button mechanism may be operated by fingers, palms or side of hand, and each side operates independently to allow easy movement through narrow spaces and provides greater stability while standing. This Universal Deluxe Folding Walker comes standard with wheels, rear glide caps and glide covers to ensure users with a smooth ride over most surfaces. | universal-adult-junior-deluxe-folding-walker-two-button-with-5-wheels-176.jpg
SKU: DRVKA5200N | Drive Medical Adult Nimbo Lightweight Posterior Posture Walker | Adult Nimbo Lightweight Posterior Posture Walker, Flame Red | adult-nimbo-lightweight-posterior-posture-walker-4eb.jpg
SKU: DRV10220-1WW | Drive Medical Heavy Duty Bariatric Two Button Walker with Wheels | The Bariatric Aluminum Two Button Folding Walker with 5" dual front wheels by Drive Medical now comes in a wider and deeper frame designed to accommodate individuals up to 500 pounds. The precision design provides additional strength while adding minimal weight to the walker. The "U" brace, steel legs and side brace ensure security and stability. The 5" dual front wheels provide a smooth walk and negate the need to pick up the walker with each step. | heavy-duty-bariatric-two-button-walker-with-wheels-d00.jpg
SKU: DRV10242 | Drive Medical Bariatric Side Walker | The Side Style Hemi Walker by Drive Medical is designed for individuals with the use of only one hand or arm. It is also ideal for individuals who do not require a walker but need a wider base for support. This product is lighter than a walker and more stable than a cane ensuring user safety. This bariatric hemi walker has a 500 lb weight capacity. | bariatric-side-walker-e68.jpg
SKU: MKS16703800 | McKesson Sunmark Econo Walker Wheels Fixed | Sunmark Econo Walker Wheels Fixed. | sunmark-econo-walker-wheels-fixed-bcd.jpg
SKU: MKS19683800 | McKesson Folding Walker Adjustable Height Econo Anodized Aluminum Tubing Frame Steel Cross Brace 300 lbs. | Folding Walker Adjustable Height Econo Anodized Aluminum Tubing Frame, Steel Cross Brace 300 lbs. sunmark Econo Dual Release Folding Walker with 5" Fixed Wheels Adult. | folding-walker-adjustable-height-econo-anodized-aluminum-tubing-frame-steel-cross-brace-300-lbs--55c.jpeg
SKU: MKS19723800 | McKesson Sunmark Econo Walker Glide Brakes | Sunmark Econo Walker Glide Brakes. | sunmark-econo-walker-glide-brakes-551.jpg
SKU: REVMWA-PWH-3F | Revolution Mobility Revolution Mobility Standard Wheels For Walker | Revolution Mobility Standard Wheels For Walker converts folding walker into wheeled walker and they are height adjustable. | revolution-mobility-standard-wheels-for-walker-7b9.jpg
SKU: REVMWA-PWH-3F | Revolution Mobility Revolution Mobility Standard Wheels For Walker | Revolution Mobility Standard Wheels For Walker converts folding walker into wheeled walker and they are height adjustable. | revolution-mobility-standard-wheels-for-walker-7b9.jpg
SKU: CRXHA857-90 | Carex Health Care Products Single Button Walker With 5" Wheels | The Single Button Folding Walker with 5"Â€Â Wheels releases by depressing a single button for easy folding with the palm or the side of a hand. Walker comes with fixed 5"Â€Â wheels and walker glides featuring three points of contact for increased stability and longer wear. Additional walker accessories are available.No assembly is required. | single-button-walker-with-5-wheels-36f.jpg
SKU: DRV10253-1 | Drive Medical Two Button Folding Universal Walker with 5" Wheels | This Universal Adult/Junior Deluxe Folding, Two Button Walker with 5" caster wheels by Drive Medical is made from a sturdy 1" anodized aluminum construction to ensure maximum strength while also remaining lightweight. The walker's height can be adjusted and the side brace adjusts with the height to provide additional stability. The easy push-button mechanism may be operated by fingers, palms or side of hand, and each side operates independently to allow easy movement through narrow spaces and provides greater stability while standing. This Universal Deluxe Folding Walker comes standard with wheels, rear glide caps and glide covers to ensure users with a smooth ride over most surfaces. Limited lifetime warranty. | two-button-folding-universal-walker-with-5-wheels-d76.jpg
SKU: DRVRTL10263KDR | Drive Medical Deluxe Folding Travel Walker with 5" Wheels | The Drive Medical Portable Folding Walker in red easily folds, tool free, to half the size of a traditional walker and can be stored in a "Ready Set Go" pouch that is provided with each walker. The legs are attached with strong elastic cords making it easy to fold flat, for easy storage and transportation. When the walker is opened, two side pouches with large pockets for personal items are held in place by Velcro tabs to both side frames. The 5" front wheels and rear glide skis provide a smooth transportation over most surfaces. | deluxe-folding-travel-walker-with-5-wheels-49c.jpg
SKU: DRV10240-1 | Drive Medical Side Style Hemi One Arm Walker | The Side Style Hemi Walker by Drive Medical is designed for individuals with the use of only one hand or arm. It is also ideal for individuals who do not require a walker but need a wider base for support. This product is lighter than a walker and more stable than a cane ensuring user safety. Limited lifetime warranty. | side-style-hemi-one-arm-walker-689.jpg
SKU: GF716270A-4 | Lumex Everyday Dual Release Walker with 5" Wheels Adult | Lumex everyday dual release walker with 5" wheels, adult | everyday-dual-release-walker-with-5-wheels-adult-7ee.jpg
SKU: NOVA4222RD | Nova Zoom 22 Rolling Walker Red | Get the perfect fit and features with The Zoom. Choose your seat height from 18", 20", 22", and 24" according to your height, from petite to tall. Features include 8" wheels, an under seat pouch, a padded seat, our patented feather touch hand brakes, flip up back, and self threading height adjustment knobs. Available in 4 colors. | zoom-22-rolling-walker-red-9a8.jpg
SKU: NOVA4900BL | Nova Traveler 3 Wheel Walker Blue | The Traveler 3 Wheel Walker will get you going places with its unique, three wheel maneuverable design! | traveler-3-wheel-walker-blue-58f.jpg
SKU: IPUULT99 | IPU The Ultimate Walker | The Ultimate Walker | the-ultimate-walker-e95.jpg
SKU: IPUBWW99 | IPU Big Wheel Walker | Big Wheel Walker | big-wheel-walker-45f.jpg
SKU: NOVA4222BK | Nova Zoom 22 Rolling Walker 24.5" x 26.5" x 31.5" Black | Get the perfect fit and features with The Zoom. Choose your seat height from 18", 20", 22", and 24" according to your height, from petite to tall. Features include 8" wheels, an under seat pouch, a padded seat, our patented feather touch hand brakes, flip up back, and self threading height adjustment knobs. Available in 4 colors. | zoom-22-rolling-walker-245-x-265-x-315-black-40b.jpg
SKU: NOVA4222BL | Nova Zoom 22 Rolling Walker 24.5" x 26.5" x 31.5" Blue | Get the perfect fit and features with The Zoom. Choose your seat height from 18", 20", 22", and 24" according to your height, from petite to tall. Features include 8" wheels, an under seat pouch, a padded seat, our patented feather touch hand brakes, flip up back, and self threading height adjustment knobs. Available in 4 colors. | zoom-22-rolling-walker-245-x-265-x-315-blue-5ac.jpg
SKU: NOVA4222GN | Nova Zoom 22 Rolling Walker 24.5" x 26.5" x 31.5" Green | Get the perfect fit and features with The Zoom. Choose your seat height from 18", 20", 22", and 24" according to your height, from petite to tall. Features include 8" wheels, an under seat pouch, a padded seat, our patented feather touch hand brakes, flip up back, and self threading height adjustment knobs. Available in 4 colors. | zoom-22-rolling-walker-245-x-265-x-315-green-26d.jpg
SKU: NOVA4900BK | Nova Traveler 3 Wheel Walker Black 30.25" L | The Traveler 3 Wheel Walker will get you going places with its unique, three wheel maneuverable design! It comes with 8â€ wheels, locking hand brakes, a tray, a basket, and a pouch. | traveler-3-wheel-walker-black-3025-l-930.jpg
SKU: NOVA4090DW5 | Nova Folding Walker Adult 2 Button Release | The adult folding walker has a lightweight aluminum frame, 5" fixed wheels, and a two button release for great security. | folding-walker-adult-2-button-release-f6e.jpg
SKU: NOVA4095DW5 | Nova Heavy Duty Folding Walker 5 inch Wheels | The adult heavy duty folding walker has a lightweight aluminum frame, 5" fixed wheels, and a two button release for great security. | heavy-duty-folding-walker-5-inch-wheels-d76.jpg
SKU: NOVA4090YW5 | Nova Folding Walker With 5" Wheels 2 Buttons | The youth folding walker has a lightweight aluminum frame, 5" fixed wheels, and a two button release for great security. | folding-walker-with-5-wheels-2-buttons-220.jpg
SKU: NOVA4080BW5 | Nova Dual Release Adult Folding Walker w/ 5" Wheels Blue | Folding Walkers are NOT all the same. Although they standard in features, there are a lot of great accessories to make the folding walkers offered by Nova look and function better and they come in colors! This walker comes in blue and pink. | dual-release-adult-folding-walker-w-5-wheels-blue-3fb.jpeg
SKU: NOVA4070DW5 | Nova Folding Walker With 5" Wheels Adult | The adult folding walker has a lightweight aluminum frame, 5â€³ fixed wheels, and a two button release for great security. The walker folds to 4â€³ in width for easy transport and storage. The tip size for this walker is 40024. | folding-walker-with-5-wheels-adult--cc4.jpg
SKU: NOVA4218BL | Nova Zoom 18 Walker Rolling Blue 28" L | Get the perfect fit and features with The Zoom 18 Rolling Walker. | zoom-18-walker-rolling-blue-28-l-0ce.jpg
SKU: DRV10226-4 | Drive Medical Deluxe Trigger Release Folding Walker With 5" Wheels | Adult, Deluxe Trigger Release Folding Walker with 5" Wheels, Flame Blue Crossbrace | deluxe-trigger-release-folding-walker-with-5-wheels-0c4.jpg
SKU: GF700175CR | Graham Field UpRise Onyx Folding Walker | Attractive, upscale Onyx finish. Combination of folding walker and rising aid all in one. | uprise-onyx-folding-walker-936.jpg
SKU: NOVA4010BL-S | Nova Cruiser De Light Folding Walker Blue Single Box With Basket | The Cruiser De-Light is a 4-wheeled rolling walker that folds and has adjustable legs similar to a standard folding walker. | cruiser-de-light-folding-walker-blue-single-box-with-basket-f7e.jpg
SKU: CM1056C | Complete Medical Double Button Bariatric Adult Folding Walker with Wheels | Double Button Bariatric Adult Folding Walker with Wheels. | double-button-bariatric-adult-folding-walker-with-wheels-ac0.jpg
SKU: DRV10200-1 | Drive Medical Deluxe Two Button Folding Walker | For a safe, convenient aid to performing daily activities, a walker can be the ideal solution. Drive's new Deluxe Folding Walker combines the strength and durability with lightweight ease of use. The walker features a unique push button mechanism for easy folding. Its U-shaped frame offers greater clearance while its enhanced cross-frame design provides you with greater stability. The Folding Aluminum Walker's contoured hand grip and adjustable height make it comfortable to use. | deluxe-two-button-folding-walker-532.jpg
SKU: DRV10210-1 | Drive Medical Deluxe Two Button Folding Walker with 5" Wheels | For a safe, convenient aid to performing daily activities, a walker can be the ideal solution. Drive's new Deluxe Folding Walker combines the strength and durability with lightweight ease of use. The walker features a unique push button mechanism for easy folding. Its U-shaped frame offers greater clearance while its enhanced cross-frame design provides you with greater stability. The Folding Aluminum Walker offers 5" wheels and newly designed rear glide caps for use on many types of terrain, while the contoured hand grip and adjustable height make the Folding Aluminum Walker comfortable to use. | deluxe-two-button-folding-walker-with-5-wheels-25f.jpg
SKU: DRV10226-1 | Drive Medical Trigger Release Folding Walker | The Deluxe Trigger Release Folding Walker with 5" Wheels by Drive Medical has a trigger release feature that allows the user to close the walker without removing their hands from the handle, making it ideal for individuals with limited finger dexterity. The durable, composite trigger release can be reached with hands of all sizes and resists cracking and breaking, ensuring safety and durability. The new and improved, softer, ribbed, contoured handgrips relieve pressure on users hands. The lightweight aluminum frame ensure maximum strength and durability. Comes standard with 5" wheels, rear glide caps and glide covers providing a smooth transportation over most surfaces. | trigger-release-folding-walker-5e2.jpg
SKU: DRV790 | Drive Medical DV8 Aluminum Steerable Knee Walker | The DV8 Steerable knee walker by Drive Medical provides a comfortable pain free alternative to crutches and is ideal for individuals who are recovering from foot surgery, breaks, sprains, amputations and ulcers of the foot. This innovative and stylish crutch substitute can be easily adjusted without tools to meet your needs allowing for increased maneuverability. The DV8 is equipped with large 8" casters and dual frame design providing maximum control when used indoors or outdoors.This knee walker comes standard with tool free height adjustable dual hand brakes ensuring optimal safety and security when in use. The extra thick leg pad can be height adjusted and is channeled to provide increased stability allowing for a pain free comfortable experience. One of the greatest features of the DV8 knee walker is how easily the unit folds without tools making travel, storage or just getting around easy. | dv8-aluminum-steerable-knee-walker-6a6.jpg
SKU: INDZCHCWAL240KS | Cardinal Health Steerable Knee Scooter | Steerable Knee Scooter, Steel. Ideal for individuals recovering from foot surgery, breaks, sprains, amputation, and ulcers of the foot. Padded leg pad provides comfort. Durable, steel frame with silver vein finish; Tool free height adjustment. | steerable-knee-scooter-989.jpg
SKU: DRV990X | Drive Medical All-Terrain Knee Walker Crutch Alternative | Rugged. Versatile. Convenient. Life can throw us a curveball when we least expect it, and like most active people, you aren't willing to let it slow you down. If you are recovering from a below-the-knee injury or surgery, the 990X Knee Walker is an excellent alternative to crutches and designed to keep you active and moving. With a rugged, steel frame and four large, knobby wheels with tires specifically designed to never go flat, the 990X is extremely stable for indoor or outdoor use and maneuvers easily over gravel, dirt, grass, mulch, and uneven pavement. Built for use with the right or left leg, this knee walker's unparalleled versatility and durability provides adjustable features to make your ride on any terrain comfortable and smooth. When life happens, it doesn't have to slow you down. Experience the 990X Knee Walker for yourself. It keeps you in the game and on the go. Life happens. Live on. | all-terrain-knee-walker-crutch-alternative-b6a.jpg
SKU: PMI1030 | Probasics Knee Walker | You will never want to use crutches again after you experience the ease and comfort of the Probasics 1030 Knee Walker.The Probasics 1030 Knee Walker is the perfect, pain-free alternative to crutches for all patients with ankle, foot, and lower leg injuries. Whether they have a sprain, break, ulcer, amputation, or any other condition, patients will find peace of mind and top-tier accessibility with the Probasics 1030 Knee Walker.Whether patients are recovering from knee injury or surgery, or instead coping with an ongoing injury comfort is of the upmost importance. Unlike crutches that can be painful and limiting, the Probasics Knee Walker is extremely comfortable and provides much more maneuverability for anyone recovering from a lower leg injury. The soft knee pad will cushion your injury and the rest of your leg up to the knee, and ensure that your injured leg never makes painful contact with the ground. The adjustable handle and knee pad heights on this model will help you find the right fit for added comfort and ease of use.You will also not lose any of your everyday mobility with the 1030 Knee Walker features. Use your hands freely with the handlebar feature, and bring along any items you need with the removable wire basket. The tight turning radius makes quick turns simple. Each handle has a locking brake for slow stops, and the locking brake locks the walker in place after you get where you are headed. Plus, when you are not using the Probasics 1030 Knee Walker, it folds and stores for easy transportation.With the Probasics 1030 Knee Walker, there is no need for patients to change their daily patterns due to a lower leg, ankle or foot injury. Instead, they can get back to work, school or into their routine as quickly as possible. This walker is easy to operate, accessible, and extremely dextrous to keep you moving forward after your injury. Using a reliable knee walker patients are able to return to their normal routine as soon as possible without needing the assistance of others or a wheelchair. | knee-walker-e3b.jpg
SKU: DRV796 | Drive Medical Steerable Knee Walker with Basket | For those experiencing pain or discomfort following foot surgery, breaks, sprains or ulcers, the Dual Pad Steerable Knee Walker with Basket from Drive is a simple, comfortable, durable, and pain-free crutch alternative. Unlike other knee walkers that offer only forward-facing front wheels, Drive's Steerable Knee Walker features a fully maneuverable pair of front wheels for superior ease of use. Plus, the new two-piece leg pad provides superior user comfort. Tool-free height and left/right leg adjustments let users tailor the Knee Walker to their specific needs. The unit's 8" wheels make it ideal for indoor and outdoor use and the deluxe dual braking system helps maximize safety. The Dual Pad Steerable Knee Walker with Basket provides quicker mobility and enhanced safety and stability over crutches allowing you to better manage pain and recover more quickly. | steerable-knee-walker-with-basket-103.jpg
SKU: PMI1030 | Probasics Knee Walker | You will never want to use crutches again after you experience the ease and comfort of the Probasics 1030 Knee Walker.The Probasics 1030 Knee Walker is the perfect, pain-free alternative to crutches for all patients with ankle, foot, and lower leg injuries. Whether they have a sprain, break, ulcer, amputation, or any other condition, patients will find peace of mind and top-tier accessibility with the Probasics 1030 Knee Walker.Whether patients are recovering from knee injury or surgery, or instead coping with an ongoing injury comfort is of the upmost importance. Unlike crutches that can be painful and limiting, the Probasics Knee Walker is extremely comfortable and provides much more maneuverability for anyone recovering from a lower leg injury. The soft knee pad will cushion your injury and the rest of your leg up to the knee, and ensure that your injured leg never makes painful contact with the ground. The adjustable handle and knee pad heights on this model will help you find the right fit for added comfort and ease of use.You will also not lose any of your everyday mobility with the 1030 Knee Walker features. Use your hands freely with the handlebar feature, and bring along any items you need with the removable wire basket. The tight turning radius makes quick turns simple. Each handle has a locking brake for slow stops, and the locking brake locks the walker in place after you get where you are headed. Plus, when you are not using the Probasics 1030 Knee Walker, it folds and stores for easy transportation.With the Probasics 1030 Knee Walker, there is no need for patients to change their daily patterns due to a lower leg, ankle or foot injury. Instead, they can get back to work, school or into their routine as quickly as possible. This walker is easy to operate, accessible, and extremely dextrous to keep you moving forward after your injury. Using a reliable knee walker patients are able to return to their normal routine as soon as possible without needing the assistance of others or a wheelchair. | knee-walker-e3b.jpg
SKU: ROSROS-KS2 | Roscoe Medical Economy Knee Scooter | The Roscoe Economy Knee Scooter offers an affordable choice in mobility for those suffering from an ankle or foot injury. The Roscoe Economy Knee Scooter can easily be folded down for transportation and storage. The handle bars and knee platform are height adjustable to accommodate a wide range of users. The frame and knee pad are manufactured for worry free use. | economy-knee-scooter-5f3.jpg
SKU: HT9056 | Health Team Crutch Accessory Kit Grey | Includes 1 pair of each of the following: Split Hang Grips, Arm Pads and Tip. | crutch-accessory-kit-grey-30c.jpg
SKU: NOVA435SI | Nova Forearm Attachment For 4090 | Walker forearm attachments are specially designed for the user to support themselves and operate a standard or petite folding walker with their upper and forearms. When a userâ€™s hand grip lessens, walker forearm attachments provide a secure and stable way to maneuver a walker. Walker forearm attachments universally fit most standard and petite folding walkers. | forearm-attachment-for-4090-e69.jpg
SKU: NOVA7210 | Nova Adult Bariatric Crutch | Adult Bariatric Crutches provides support, strength and comfort for consumers up to 500 lbs | adult-bariatric-crutch-d89.jpg
SKU: NOVA7211 | Nova Tall Bariatric Crutch | The Tall Bariatric Crutches provides support, strength and comfort for consumers up to 500 lbs. These crutches are made from heavy duty steel. Large double push buttons allow for height adjustments in 1-inch increments. . | tall-bariatric-crutch-5e8.jpg
SKU: GF6341A | Lumex Deluxe Forearm Crutches Large | Lumex deluxe forearm crutches, large | deluxe-forearm-crutches-large-50c.jpg
SKU: GF3610LF-8 | Lumex Adult Universal Aluminum Crutches | Lumex universal aluminum crutches, adult, latex-free | adult-universal-aluminum-crutches-309.jpg
SKU: IWFHFC20001BKU | IWalk Free iWalk2.0 Hands Free Knee Crutch - Open Box Special | All Open Box products are inspected to be sure they're in working order, and are backed by a 30-day warranty for any mechanical defects. Quantities are limited, so take advantage of these one-of-a-kind deal today!iWALK2.0 Hands Free crutchÂ isÂ comfortable, sturdy, proven and allows users to enjoy hands-free, pain-free mobility throughout their recovery. It allows them to resume their daily routine. Common tasks that are impossible with crutches or knee scooters, things such as pushing a shopping cart, mowing the lawn, carrying a glass of water, etc. are easy and pain-free using the iWALK2.0.Why would you use ARM crutches when a LEG crutch would work so much better?The iWALK2.0 is a revolutionary hands free crutch that ends the pain and inconvenience of conventional crutches.Â iWALK2.0 is the next evolution from the original iWALKFree and is packed with new features that make it easy to learn and use.Â It allows people with lower leg non-weight bearing injuries to lead functional, hands free, pain free lives during their rehabilitation.Safe, stable, economical and easy to learn and use, the iWALK2.0 is a potent alternative to traditional crutches and knee scooters.Â It provides self sufficiency and ends the pain and inefficiency of conventional crutches and knee scooters.iWALK2.0 is a clinically proven FDA and CE registered Class 1 Medical Device.The all new iWALK2.0 is the product of 10 years of experience and engineering expertise.Â It adjusts quickly and tool-free for user heights from 4â€™10â€ to 6â€™6â€.Â It can change for left or right leg use in seconds without tools.Takes seconds to put on or take off.Â Â Learning is easy Â - walk confidently in only minutes Â â€“ easy and comfortable to use.Navigate stairsÂ and tight spaces in comfort and ease, hands free â€“ something you cannot do with crutches or knee scooters.Constructed of UV resistant and hypoallergenic materialsWhat are you waiting for? Stop crutching and start iWALKing today!Â Benefits include:Reduced atrophyPartial elevation of the injured limbEliminates axillary nerve damage or carpal tunnel associated with conventional crutchesImproved mobilityFunctional recoveryAbility to function in day to day activitiesAbility to go up or down stairsÂ Ability to return to workÂ Who Can Use It:iWALK2.0 will work for you it:You have average strength and balanceYou could walk without limitations prior to your injury or conditionYour uninjured leg does not have any mobility limitations (example â€“ arthritic knee)Your injury or condition is below the kneeYou can kneel on a stool or chair for one minute without pain or discomfortYour injured leg can bend 90 degrees at the kneeYou are motivated to have a hands free, pain free rehabilitionYou are between 4â€™10â€ and 6â€™6â€ tallYou weigh 275 pounds or lessÂ iWALK2.0 is Not Suited For:Those with mobility limitations prior to their injuryThose with impaired strength or balanceThose with limited proprioception in their lower extremitiesAge limits â€“ Itâ€™s difficult to put an age limit on the iWALK2.0 because physical condition varies from individual to individual â€“ especially in the elderly.Â iWALK2.0 has been used successfully by users in their 70â€™s and beyond.Â You do not need to be an elite athlete to use the iWALK2.0- you need only average strength and balance.Â Personal assessment and sound judgement are your best tools to determine if an elderly candidate will succeed on the iWALK2.0Â Summary â€“ If you could walk without limitations pre-injury, then iWALK2.0 can give you back your ability to walk.Â If you couldnâ€™t, then iWALK2.0 cannot give you what you did not have.Â | iwalk20-hands-free-knee-crutch-open-box-special-d12.png
SKU: TFI2628/1PR | TFI Health Care The Grand Line Heavy Duty Forearm Crutch | The GRAND LineÂ® Heavy Duty Forearm Crutch. | the-grand-line-heavy-duty-forearm-crutch-94e.png
SKU: TFI2626/1PR | TFI Health Care Tall Adult Forearm Crutch | Tall Adult Forearm Crutch Weight Capacity: 250 lbs (113.4 kg) | tall-adult-forearm-crutch-420.jpg
SKU: MKS75153800 | McKesson SunMark Performance Crutch Accessory Set | SunMark Performance Crutch Accessory Set. | sunmark-performance-crutch-accessory-set--625.jpg
SKU: NOVA7740P | Nova Adult Forearm Anatomical Crutch | The adult forearm crutches have an anatomical handle and are made out of lightweight aluminum. | adult-forearm-anatomical-crutch-bf9.jpg
SKU: SAMP081623438 | Sammons Preston Carex Folding Crutches | A convenient folding system with sporty blue comfort grips and pads. | carex-folding-crutches-8e6.jpg
SKU: NOVA7741P | Nova Forearm Crutch With Anatomical Handle Youth 4'5"- 5'5" | The youth forearm crutches have an anatomical handle and are made out of lightweight aluminum. | forearm-crutch-with-anatomical-handle-youth-45-55-b2a.jpg
SKU: HRMHEMJ5017 | Hermell Imitation Sheepskin Crutch Cover and Hand Grips Set | Soft Imitation Sheepskin covers and hand grips protect against pressure on the nerves under the armpit and hands. | imitation-sheepskin-crutch-cover-and-hand-grips-set-788.jpeg
SKU: MKS49703800 | McKesson Underarm Crutch Performance Aluminum Tall Adult | SunMarkÂ® Performance Push-Button Aluminum Crutches, Tall Adult, fits 5' 10" to 6' 6". Maximum Patient Weight: 300 lbs. Patented design for greater strength and torsional rigidity. | underarm-crutch-performance-aluminum-tall-adult-674.jpg
SKU: NOVA7710P | Nova Adult Forearm Crutch | The adult forearm crutches have an anatomical handle and are made out of lightweight aluminum. | adult-forearm-crutch-342.jpg
SKU: NOVA7711P | Nova Forearm Crutch Youth 4Ft 5" 5 Ft 5" | Forearm Crutch Youth 4Ft 5" 5 Ft 5" | forearm-crutch-youth-4ft-5-5-ft-5-3c6.jpg
SKU: GF6343A | Lumex Deluxe Forearm Crutches Small | Leg and forearm sections can be adjusted independently for a custom fit, Vinyl-coated arm cuffs can be shaped to the userâ€™s arm for extra comfort. Telescoping parts have internal bushings and external lock nuts to silence any noise. Extra-large, non-skid crutch tips provide added traction and stability. | deluxe-forearm-crutches-small-649.jpg
SKU: INV8115-A | Invacare Lightweight Aluminum Adult Crutches | Give your patients the support they need with Invacare's adult crutches. Offering a solid, one-piece frame, these anodized aluminum crutches are lightweight and durable. Push-button height adjustment, coupled with the patient height guide, ensure that the crutches are fitted to the proper height for greater comfort. One-piece contoured handgrips eliminate the need for assembly pieces. Invacare crutches also feature cushioned vinyl handgrips, solid composite cuffs, and extra large tips.Â 4MD Medical delivers quality medical equipment from brands you trust at greatly discounted prices. We offer free shipping on all qualifying orders over $250 and are happy to answer questions and provide advice. Simply fill out our contact form or give us a call. Shop 4MD Medical today and save on quality medical equipment. | lightweight-aluminum-adult-crutches-a58.jpg
SKU: INV8115-T | Invacare Quick-Change Crutches Tall Adult | Invacare Quick-Change Crutches offer a solid one-piece crutch frame in lightweight anodized aluminum with push-button height adjustment and contoured handgrips. | quick-change-crutches-tall-adult-6fc.jpg
SKU: MAB502-1435-0001 | Briggs Healthcare DMI Aluminum Crutches, Adult - 2 pair/case | DMI&reg Aluminum Crutches, Adult â€“ 2 pair/case | dmi-aluminum-crutches-adult-2-pair-case--cc3.jpg
SKU: MAB502-1435-0010 | Briggs Healthcare DMI Aluminum Crutches, Youth - 2 pair/case | DMI&reg Aluminum Crutches, Youth â€“ 2 pair/case | dmi-aluminum-crutches-youth-2-pair-case--25f.jpg
SKU: MAB502-1435-0024 | Briggs Healthcare DMI Aluminum Crutches Tall Adult | Aluminum is the ideal choice for crutches because of its strong, but lightweight construction. The push-button design allows for quick and easy adjustment. | dmi-aluminum-crutches-tall-adult--9d2.jpg
SKU: INV6125 | Invacare Solid Hand Grips Gray | The Invacare Hand Grips are used on the 8120 Crutches. These are a replacement pair of handgrips for these crutches. | solid-hand-grips-gray-85f.jpg
SKU: INV6131 | Invacare Arm Pads Gray | The Invacare Hand Pads are used on the 8115 & 8120 Crutches. These are a replacement pair of arm pads for these crutches. Arm pads provide support and cushion for the user. | arm-pads-gray-f7a.jpg
SKU: INV6134 | Invacare Rubber Crutch Tips Gray | This is a replacement pair of tips for these crutches. Crutch tips grip the surface and absorb shock created with using crutches. | rubber-crutch-tips-gray-3fb.jpg
SKU: PMI1055A | Probasics Adult Aluminum Crutch | The ProBasics Adult, Aluminum Crutches are made from solid, one-piece, anodized aluminum for a lightweight feel, and high-impact plastic armrests and handgrips for added durability. Fully assembled with cushions and handgrips for additional comfort. | adult-aluminum-crutch-5dc.jpg
SKU: MKS49103800 | McKesson Underarm Crutch Aluminum Child 300 lbs. | Underarm Crutch SunMark Performance Aluminum Child 300 lbs. Completely assembled with accessories; saves labor and adds convenience to storage and issuance. | underarm-crutch-aluminum-child-300-lbs-d87.jpg
SKU: MKS49203800 | McKesson SunMark Underarm Crutch Performance Aluminum Youth 300 lbs. | SunMark Underarm Crutch Performance Aluminum Youth 300 lbs. | sunmark-underarm-crutch-performance-aluminum-youth-300-lbs--80d.jpg
SKU: MKS14083801 | McKesson Adult Small Underarm Crutch | Mckesson's line of adult small underarm crutches are SunMark performance push button's made of performance aluminum. With a patented design for greater strength and torsional rigidity, a stair-alert feature that serves to reduce risk of crutch end catching on stairs or curbs, the crutches come entirely assembled with accessories, thereby saving labor time and adding further convenience to storage and issuance. | adult-small-underarm-crutch-7be.jpg
SKU: MKS78953800 | McKesson Underarm Crutch SunMarkÂ® Performance Steel Adult 500 lbs. | CRUTCH STEEL BARIATRIC S/B LUOM 4PR/CS MCK BRAND | underarm-crutch-sunmarkreg-performance-steel-adult-500-lbs--102.jpg
SKU: IDPASR33 | Ideal Products Crutch and Walker Adjustable Storage | Wall storage for crutches, canes, walkers and rolls. All steel construction, Grey powdercoat finish, Includes 3 movable-hooks, Assembles in seconds, 33" W x 5" D x 4" H, 8 pound parcel shipment. | crutch-and-walker-adjustable-storage-48d.gif
SKU: ROSCRUTCH-Y | Roscoe Medical Aluminum Crutches Youth | Roscoe Aluminum Crutches provide stability and aid patients while healing. Double extruded center tube provides additional strength to weight-bearing area. Push-button adjustment makes it easy to adjust the crutch height in 1-inch increments. Non-skid rubber tips provide excellent traction and absorb shock. Easy wing nut adjustments for hand grips. Comfortable durable rubber underarm pad and hand grips. | aluminum-crutches-youth-8ae.jpg
SKU: ROSCRUTCH-A | Roscoe Medical Aluminum Crutches Adult | Roscoe Aluminum Crutches provide stability and aid patients while healing. Double extruded center tube provides additional strength to weight-bearing area. Push-button adjustment makes it easy to adjust the crutch height in 1-inch increments. Non-skid rubber tips provide excellent traction and absorb shock. Easy wing nut adjustments for hand grips. Comfortable durable rubber underarm pad and hand grips. | aluminum-crutches-adult-8d5.jpg
SKU: CM502 | Guardian Crutch Tips Grey Large Pair | Rubber Tips Help Prevent Slips. | crutch-tips-grey-large-pair-cd5.jpg
SKU: CMA952-00 | Carex Health Care Products Carex Crutch Tips X-Large Case of 6 Pr |  | carex-crutch-tips-x-large-case-of-6-pr-018.jpg
SKU: CM1928 | Homecare Products Crutch Pouch | Feature Made of nylon Black 10 x 5 x 1 Keep essential items handy without interfering with mobility Universal fit easily attaches to cane or crutch using adjustable hook and loop straps | crutch-pouch-af9.jpg
SKU: CM1547 | Complete Medical Crutch Fleece Covers Pair | Crutch Fleece Covers | crutch-fleece-covers-pair-e08.jpg
SKU: CM1552C | PCP Champion Crutch Tips Jumbo Retail Grey | Retail box, Jumbo tip is for shaft diameter of 7/8 to 1 Overall height is 3 | crutch-tips-jumbo-retail-grey-b8b.jpg
SKU: CM1546A | Carex Health Care Products Crutch Pads In Retail Box (pair) Tan | Feature Retail boxed Tan 1 pair Soft comfortable and washable Sponge rubber long lasting | crutch-pads-in-retail-box-pair-tan-bfe.jpg
SKU: DRVRTL10355 | Drive Medical Crutch Pillows Accessory Kit 1 Pair | When using crutches, Drive DeVilbiss Crutch Pillows provide a soft, cushiony surface on which to rest your under arms and hands, increasing comfort for long hours of crutch use. Made with a moisture-wicking material, these pillows help to ensure your skin stays dry and comfortable. The latex-free Crutch Pillows fit all standard crutches and are machine washable. | crutch-pillows-accessory-kit-1-pair-4f6.jpg
SKU: BMS533810 | Bemis Specimen Collection Equipment Adapter | Bemis specimen collection adapters are single-use adapters designed for the company's suction canisters. | specimen-collection-equipment-adapter-28d.jpg
SKU: MAB519-1373-9504 | Briggs Healthcare DMI Walker and Cane Replacement Tips #20 Gray 1" | Duro-Med walker tips are sized by the inner diameter of the tubing. Carefully measure your walker leg extension for this dimension and choose the appropriate size. Remember to periodically check tips for wear. | dmi-walker-and-cane-replacement-tips-20-gray-1-8f3.jpg
SKU: NOVA10020GR | Nova Tips For Cane 20501055 Gray | Tips For Cane 20501055 Gray. | tips-for-cane-20501055-gray-db5.jpg
SKU: DRVRTL10351 | Drive Medical Quad Support Cane Tip | The Quad Support Cane Tip by Drive Medical provides balance and stability when in use with any cane that it will fit. It also allows the cane to be self standing which makes it convenient when you are resting or taking a break from walking without having to own a large, bulky quad base cane. The Quad Support Cane Tip's four tier design allows for better traction to reduce slipping and increase safety. The unit was designed to be used for tubing sizes that are .75" and will fit most manufacturer's canes. | quad-support-cane-tip-a53.jpg
SKU: ROSC90031 | Roscoe Medical Rubber Tip for ROS CN10090A | Folding Cane | rubber-tip-for-ros-cn10090a-8de.jpg
SKU: DRV10349 | Drive Medical Impact Reducing Able Tripod Cane Tip | This deluxe impact-reducing Able Tripod cane tip makes your cane stand on its own. It replaces your existing cane tip to provide added balance and stability on almost any surface, and fits with either a right or left-handed base. The tip flexes as you walk to reduce impact on the hand and wrist. It is not only easy to use on stairs but provides you greater traction on various surfaces, like grass, gravel or even sand. The tip fits most manufacturers 3/4" cane tips. | impact-reducing-able-tripod-cane-tip-e9d.jpg
SKU: DRVRTL10320BK | Drive Medical Replacement Cane Tips | Small Base Quad Cane (1/2" quad cane diameter) (is replacing 10320BK-8), Black. To be used with Drive 1/2" Quad Canes 10311 Series, 10301F-4, 10312 Series, 10316-4, 10315C-4, 10384 Series | replacement-cane-tips-fae.jpg
SKU: BMS532810 | Bemis Wire Ring For Wall Plate | Wire ring for wall plate, 1200cc, 2000cc, 3000cc, 12/cs | wire-ring-for-wall-plate-ad3.jpg
SKU: INV40850-4 | Invacare Cane Tips | The Invacare 1" Cane Tips fit most canes with 1" diameter. They grip the surface and absorb the shock from using a cane. | cane-tips-87f.jpg
SKU: MAB512-1424-0000 | Briggs Healthcare DMI Split Handgrip Crutch Accessory Kit | DMI&reg Split Handgrip Crutch Accessory Kit | dmi-split-handgrip-crutch-accessory-kit--be1.jpg
SKU: MAB512-1430-0000 | Briggs Healthcare DMI Closed Handgrip Crutch Accessory Kit | DMI&reg Closed Handgrip Crutch Accessory Kit | dmi-closed-handgrip-crutch-accessory-kit--c4e.jpg
SKU: MKS19553800 | McKesson Sunmark Folding Cane Econo Aluminum 32 to 36 Inch Black | Sunmark Folding Cane Econo Aluminum 32 to 36 Inch Black. | sunmark-folding-cane-econo-aluminum-32-to-36-inch-black--cb1.jpg
SKU: MKS49093800 | McKesson SunMark Underarm Crutch Performance Aluminum Child 300 lbs. | SunMark Underarm Crutch Performance Aluminum Child 300 lbs. Stair-Alert feature reduces risk of crutch end catching on stairs or curbs. Patented design for greater strength and torsional rigidity. Completely assembled with accessories; saves labor and adds convenience to storage and issuance. Fitting chart enclosed with each pair of crutches. Double push-button adjustment with permanently attached springs for increased dependability.. | sunmark-underarm-crutch-performance-aluminum-child-300-lbs-916.jpg
SKU: MKS67263800 | McKesson Offset Cane sunmark Aluminum 30 to 39 Inch Black | Offset Cane sunmark Aluminum 30 to 39 Inch Black. | offset-cane-sunmark-aluminum-30-to-39-inch-black-bf1.jpg
SKU: MKS67273800 | McKesson Sunmark Offset Cane Aluminum 30 to 39 Inch Bronze | Sunmark Offset Cane Aluminum 30 to 39 Inch Bronze. | sunmark-offset-cane-aluminum-30-to-39-inch-bronze--9e0.jpg
SKU: MKS67283800 | McKesson Sunmark Offset Cane Aluminum 30 to 39 Inch Chrome | CANE OFFSET ADJ CHROME 6EA/CS MCK BRAND | sunmark-offset-cane-aluminum-30-to-39-inch-chrome--d28.jpg
SKU: MKS67423800 | McKesson Sunmark Quad Cane Aluminum 29-1/2 to 38 Inch Chrome | Sunmark Quad Cane Aluminum 29-1/2 to 38 Inch Chrome. | sunmark-quad-cane-aluminum-29-1-2-to-38-inch-chrome--b85.jpg
SKU: MKS67453800 | McKesson Quad Cane Aluminum 29-1/2 to 38-1/2 Inch Chrome | Quad Cane Aluminum 29-1/2 to 38-1/2 Inch Chrome. | quad-cane-aluminum-29-1-2-to-38-1-2-inch-chrome--063.jpg
SKU: ROSCCEX-005HT | Roscoe Medical Viverity Cane Expressions Covers Hearts | Decorative, changeable cane covers that protect the shaft of the cane from scratches. Fits standard offset cane. Attractive retail packaging. Sold by the Each. | viverity-cane-expressions-covers-hearts-401.jpg
SKU: NOVA7005GR | Nova Tip For Under Arm Crutch Gray | Our Gray Crutch Tips keep you safe and sturdy. Fits 7/8â€³ shaft. | tip-for-under-arm-crutch-gray-089.jpg
SKU: MAB512-1303-0200 | Briggs Healthcare DMI Cane Replacement Hand Grip | DMI&reg Cane Replacement Hand Grip. | dmi-cane-replacement-hand-grip-6a5.jpg
SKU: MAB512-1368-0600 | Briggs Healthcare DMI 5 Prong Ice Grip Cane Attachment | Helps promote safe walking on ice and snow. | dmi-5-prong-ice-grip-cane-attachment-53a.jpg
SKU: NOVA7012-R | Nova Crutch Cover Set | Thick fleece material provides premium user comfort and protects against soreness and nerve pressure. The set includes one pair of under armcovers and one pair of hand grip covers. The covers are easy to put on and take off and are machine washable. | crutch-cover-set-4ae.jpg
SKU: NOVA7005 | Nova Tip For Under-Arm Crutch-Tan | Feature Underarm PadColor Tan | tip-for-under-arm-crutch-tan-7a4.jpg
SKU: DRVRTL10385 | Drive Medical Crutch Accessory Kit | Crutch Accessory Kit Large & Jumbo Crutch Kit, Contains 1 pair Arm Cushions (10446T) (8 1/2" x 7/8"), Hand grips (10453T) (3/4" x 4") and Tips (10441T, | crutch-accessory-kit-0c6.jpg
SKU: DRVRTL10322BK | Drive Medical Cane Tip .75" Cane Diameter | Canes (3/4" cane diameter) & Quad Canes (is replacing 10322BK-8), Black | cane-tip-75-cane-diameter-a72.jpg
SKU: NOVA10018BK | Nova Tips For 0.75" Cane Black | Cane Tip fits items 1040, 1060, 2066, 3010, 7760. | tips-for-075-cane-black-217.jpg
SKU: NOVA10018GR | Nova Tips For 0.75" Cane Gray | Cane Tip fits the following canes 1040,1060,2066,3010,4060,7760. | tips-for-075-cane-gray-ede.jpg
SKU: MAB512-1304-0200 | Mabis DMI Cane Replacement Hand Grip Offset Black Foam | Hand Grip Only For 1304 Cane. | cane-replacement-hand-grip-offset-black-foam--448.jpg
SKU: NOVA3091 | Nova Folding Seat Cane | The folding seat canes are made out of lightweight aluminum and has a full curve foam handle. They have a comfortable seat and sturdy cane that is ideal for shoppers, strollers, or golfers. | folding-seat-cane-835.jpg
SKU: SAMP552547 | Sammons Preston Deluxe Cane and Crutch Holder 1" | Attaches to a round tube such as on a walker or wheelchair. | deluxe-cane-and-crutch-holder-1-68a.jpg
SKU: SAMP562106 | Sammons Preston Drive Ortho K Grip Cane | The Drive Ortho K Grip Cane features a contoured grip with an ergonomic design that fits to any user hand shape or size. The height adjusts with the push of a button making it easy for any user to change the height. The built in wrist strap prevents the user from dropping the cane and struggling to pick it up. | drive-ortho-k-grip-cane-0ad.jpg
SKU: NOVA50015GR | Nova Tips for Quad Canes in Gray | Our Large Base Quad Cane Tips keep you safe and sturdy. | tips-for-quad-canes-in-gray-ff4.jpg
SKU: MKS67303800 | McKesson Sunmark Standard Cane Aluminum 29 to 38 Inch Chrome | Sunmark Standard Cane Aluminum 29 to 38 Inch Chrome. | sunmark-standard-cane-aluminum-29-to-38-inch-chrome-337.jpg
SKU: REVMCC-202 | Revolution Mobility Vision Impaired Folding Cane | Constructed of sturdy aluminum | vision-impaired-folding-cane-b17.jpg
SKU: AXOR4002 | Alex Orthopedic Mountain Properties Cane Accessories, Style: Cane Ice Grip | All accessories fit any cane. Wrist Strap has a snap off clip. Ice Grip provides added safety for icy surfaces and attaches to the bottom of Cane. Cane Holder provides added convenience by allowing the user to hang a cane from any flat surface. | mountain-properties-cane-accessories-style-cane-ice-grip-dc3.jpg
SKU: AXOR21031 | Alex Orthopedic Offset Handle Aluminum Cane, Black, 250 lb | Offset handle cane features hypalon grip for a soft, secure hold. Exclusive safety locking silencer provides shock absorption while reducing annoying noise. Convenient wrist strap allows user to let go without having to find a place to prop the cane, and always keeps it within easy reach. Simple push button height adjustment alters cane height for a comfortable, personalized fit. Cane tip is a common diameter to be easily replaceable. | offset-handle-aluminum-cane-black-250-lb-e4c.jpg
SKU: AXOR21032 | Alex Orthopedic Offset Handle Aluminum Cane, Bronze, 250 lb | Offset handle cane features hypalon grip for a soft, secure hold. Exclusive safety locking silencer provides shock absorption while reducing annoying noise. Convenient wrist strap allows user to let go without having to find a place to prop the cane, and always keeps it within easy reach. Simple push button height adjustment alters cane height for a comfortable, personalized fit. Cane tip is a common diameter to be easily replaceable. | offset-handle-aluminum-cane-bronze-250-lb-cf5.jpg
SKU: AXOR21005 | Alex Orthopedic Offset Handle Aluminum Cane, Paisley, 250 lb | Offset handle cane features hypalon grip for a soft, secure hold. Exclusive safety locking silencer provides shock absorption while reducing annoying noise. Convenient wrist strap allows user to let go without having to find a place to prop the cane, and always keeps it within easy reach. Simple push button height adjustment alters cane height for a comfortable, personalized fit. Cane tip is a common diameter to be easily replaceable. | offset-handle-aluminum-cane-paisley-250-lb-bf9.jpg
SKU: AXOR21006 | Alex Orthopedic Offset Handle Aluminum Cane, Compass Rose, 250 lb | Offset handle cane features hypalon grip for a soft, secure hold. Exclusive safety locking silencer provides shock absorption while reducing annoying noise. Convenient wrist strap allows user to let go without having to find a place to prop the cane, and always keeps it within easy reach. Simple push button height adjustment alters cane height for a comfortable, personalized fit. Cane tip is a common diameter to be easily replaceable. | offset-handle-aluminum-cane-compass-rose-250-lb-dc2.jpg
SKU: AXOR10911 | Alex Orthopedic Offset Handle Aluminum Cane, Canterbury, 250 lb | Offset handle cane features hypalon grip for a soft, secure hold. Exclusive safety locking silencer provides shock absorption while reducing annoying noise. Convenient wrist strap allows user to let go without having to find a place to prop the cane, and always keeps it within easy reach. Simple push button height adjustment alters cane height for a comfortable, personalized fit. Cane tip is a common diameter to be easily replaceable. | offset-handle-aluminum-cane-canterbury-250-lb-acd.jpg
SKU: AXOR10506 | Alex Orthopedic Folding Travel Canes, Fritz Handle, Paisley | Lightweight, aluminum travel folding canes feature solid wood fritz handles and a double cord system. Slim Line canes have a derby style handle sized for a women's smaller hand. With the push of a button, they are adjustable from 33" - 37" in 1" increments. To fold into a compact 11" x 5", simply pull on the tip to separate the segments. To unfold, remove it from the included plastic carry case, and let it fall open naturally; cane clicks into place. | folding-travel-canes-fritz-handle-paisley-afd.jpg
SKU: AXOR10505 | Alex Orthopedic Folding Travel Canes Fritz Handle | Lightweight, aluminum travel folding canes feature solid wood fritz handles and a double cord system. Slim Line canes have a derby style handle sized for a women's smaller hand. With the push of a button, they are adjustable from 33" - 37" in 1" increments. To fold into a compact 11" x 5", simply pull on the tip to separate the segments. To unfold, remove it from the included plastic carry case, and let it fall open naturally; cane clicks into place. | folding-travel-canes-fritz-handle--861.jpg
SKU: CRXHA728OO | Carex Health Care Products Adjustable Aluminum Cane With Offset Handle, Bronze, Height adjusts: 29-38", 250lbs | Cushioned grip and wrist strap. Height adjusts from 29-38", fits users 4'4"-6'4". Uses 3/4" replacement tips. Weight capacity 250lbs. | adjustable-aluminum-cane-with-offset-handle-bronze-height-adjusts-29-38-250lbs-dc2.jpg
SKU: ALI82121 | Alimed Regular Offset Cane Bronze | Regular Offset CaneAnodized aluminumSoft, comfortable contour Hypalon hand gripWrist strapLocking silencerSteel reinforcedNon-skid rubber tip | regular-offset-cane-bronze-d93.jpg
SKU: DRVRTL10304HD | Drive Medical Heavy Duty Folding Cane Lightweight Adjustable with T Handle | The Heavy Duty Bariatric T Handle Folding Cane from Drive Medical doesn't skimp on style or strength. Great for use on the go, the cane's sleek black finish is a look that you are sure to love. With a 500 pound weight capacity, this sturdy cane will support you throughout your daily life. Unlike other heavy duty canes on the market, this cane quickly and easily folds into four pieces to make transportation and storage a cinch. | heavy-duty-folding-cane-lightweight-adjustable-with-t-handle-250.jpg
SKU: SAMP2585 | Sammons Preston Sammons PrestonÂ® Over-Door Traction Set, Weight Carrier | Fits over any door; requires no installation. Includes traction support bracket, two pulleys, spreader bar, nylon cord, weight carrier, medium canvas head sling and three 2-1/2 lb. weights. | sammons-prestonreg-over-door-traction-set-weight-carrier-d8d.jpg
SKU: NOVA2018 | Nova T Handle Canes Cane Green Plaid Wood Handle | Our T-Handle Canes are both popular and traditional with its classic cane design. The T-Handles are made of durable plastic that is easy to maintain and lasts for many years. | t-handle-canes-cane-green-plaid-wood-handle-258.jpg
SKU: NOVA1080SI | Nova Heavy Duty Cane Offset With Strap Silver | Offset handle w/synthetic rubber grip and strap. | heavy-duty-cane-offset-with-strap-silver-5d5.jpg
SKU: NOVA5620BK | Nova Quad Cane Offset With Small Base Black | Quad Canes are made out of aluminum and have a large base. They have a lightweight design and low center of gravity, which combine for greater stability and balance. The offset handle rotates for use with either left or right hand. Available in several colors and patterns. | quad-cane-offset-with-small-base-black-53e.jpg
SKU: MAB519-1374-9504 | Briggs Healthcare Replacement Tips for Walker and Cane Gray | Briggs Healthcare Replacement Tips for Walker and Canes are high quality and easy-to-use. | replacement-tips-for-walker-and-cane-gray-c83.jpg
SKU: DRV10350-1 | Drive Medical Rehab Ortho K Grip Offset Handle Cane with Wrist Strap | This attractive bronze cane by Drive Medical with an angle adjustable, ergonomically designed contoured grip can reduce stress on the user's hands and joints. The Ortho K hand grip can rotate 360 deg. making it ideal for left or right handed users who need additional hand or wrist adjustment. The offset handle with a wrist strap will ensure that you are always in reach of your cane when you need it. Easy-to-use, one-button height adjustment allows for custom sizing from 30" to 39". Thanks to the silencer, rattling is prevented and the cane's height is locked in place giving you added safety and security. The cane can withstand a 300 pound weight capacity and comes with a limited lifetime warranty. | rehab-ortho-k-grip-offset-handle-cane-with-wrist-strap-8f3.jpg
SKU: GF6327 | Lumex Aluminum Adjustable Offset Cane Ortho Ease Standard Length | Adjustable Offset Canes - Ortho-Ease Grip, Offset handle places the userâ€™s weight directly over the base for maximum balance and control. | aluminum-adjustable-offset-cane-ortho-ease-standard-length-64c.jpg
SKU: GF6120A | Lumex Silver Collection Low Profile Quad Cane Aluminum Ortho-Ease Grip Large Base 12" x 8" | Lumex silver collection low profile quad cane, aluminum, ortho-ease grip, large base (12" x 8") | silver-collection-low-profile-quad-cane-aluminum-ortho-ease-grip-large-base-12-x-8-917.jpg
SKU: ROSC30006 | Roscoe Medical Decorative Offset Cane Combo Pack Includes Two of Each Color Pattern | Roscoe Decorative Canes offer a variety of colorful finishes as an alternative to a standard offset cane. Comfortable foam hand grips and an easy-to-use one button locking ring provide convenience and safety. Combo packs are available providing you flexibility and variety in your inventory. | decorative-offset-cane-combo-pack-includes-two-of-each-color-pattern-ba9.jpg
SKU: ROSCROS-CN10051B-10 | Roscoe Medical Offset Aluminum Cane with Strap | The Roscoe Offset Aluminum Cane features a comfortable, contoured handle with a comfort grip, complete with convenient wrist strap. The attractive black finish resists marring and scratching. | offset-aluminum-cane-with-strap-54d.jpg
SKU: ROSCROS-CN10090A | Roscoe Medical Folding Cane Black | The Roscoe Adjustable Folding Cane folds into four convenient parts for easy storage when not in use. The contoured handle with comfort grip is an added feature for patient comfort. | folding-cane-black-630.jpg
SKU: ROSCROS-CN11050D-CH | Roscoe Medical Quad Cane Small Base | The Roscoe Quad Cane is designed with a 4 point base, combined with an offset handle that provides additional stability and support for the patient. | quad-cane-small-base-832.jpg
SKU: ROSCROS-CN11070D-CH | Roscoe Medical Quad Cane Large Base | The Roscoe Quad Cane is designed with a 4 point base, combined with an offset handle that provides additional stability and support for the patient. | quad-cane-large-base-18c.jpg
SKU: DRVHCANE-BK-C2 | Drive Medical Hurrycane Freedom Edition All-Terrain Walking Cane | The #1 selling cane just got better! This is the cane that is featured on National television! The Freedom Edition includes a re-designed feet locking system with the WhisperFlexâ„¢ base design, for a smooth and silent pivot. Inspired by the Most Advanced Machine on Earth: The Human Body. We built it from the ground up to feel like an extension of the body. Engineered with 4 critical innovations: 1. Stabilizes like a foot: Just like the human foot, the HurryCane gives you 3 points of contact for superior balance and stability. It naturally simulates your instinctive walking motion to provide you firm footing on any surface. Whether you're sitting or standing, the SteadiGripâ„¢ base gives you more traction at any angle. 2. Pivots like an ankle: The ankle is the most complex joint in the body because it has the trickiest job: support your full weight while giving you the flexibility to walk, run and turn on a dime. It automatically pivots to help you maintain balance on inclines, uneven ground and shifting terrain. We designed the HurryCane's proprietary pivoting head to meet the same demanding standards - and it does it all, automatically. 3. Bends like a knee: Your knees bend to help you get in and out of restrictive places like cars. But the HurryCane is even better: instead of one joint, you get 2! When you need to store it in a purse, glove box or under a chair, the HurryCane folds up in seconds to one-third its normal size. And when you need, it flips out instantly. While our cane has two joints, it's still strong and sturdy enough to be pressure-tested to support 350 pounds. 4. Changes in height: People come in all different heights. With just the push of a button, it instantly adjusts to any of 8 convenient heights, ranging from 30.5" to 37.5â€. To enhance your mobility experience add these HurryCane Accessories: HurryCane Replacement Feet & the Heavenly Handle. Weight capacity of 350 lbs. | hurrycane-freedom-edition-all-terrain-walking-cane-aff.jpg
SKU: ALOMP-05015 | Alex Orthopedic Fritz Handle Wood Cane Black Stain | Wood Cane - Black Stain. This Fritz handle cane was designed by a German count to make cane use by the arthritis sufferer more comfortable. This wooden cane has a weight capacity of 250 pounds, height 36-37 inches, and a solid wood handle and shaft. | fritz-handle-wood-cane-black-stain-408.jpg
SKU: TFI2618B/1 | TFI Health Care The Grand Line Adjustable Cane With Offset Handle | The GRAND Line Heavy Duty Adjustable Cane Offset Handle (click on number above for more details) | the-grand-line-adjustable-cane-with-offset-handle-f58.jpg
SKU: TFI2650R/1 | TFI Health Care Pediatric Quad Cane Red | Pediatric Quad Cane Red * Weight Capacity: 300 lbs (136 kg) | pediatric-quad-cane-red-262.jpg
SKU: INDZCHCNE0014 | Cardinal Health Offset Adjustable Push Button Cane 250 lb. | Offset Handle Walking Cane, Adjustable, Supports up to 250 lbs. | offset-adjustable-push-button-cane-250-lb-a5e.jpg
SKU: DRVHCANE-BK-C2 | Drive Medical Hurrycane Freedom Edition All-Terrain Walking Cane | The #1 selling cane just got better! This is the cane that is featured on National television! The Freedom Edition includes a re-designed feet locking system with the WhisperFlexâ„¢ base design, for a smooth and silent pivot. Inspired by the Most Advanced Machine on Earth: The Human Body. We built it from the ground up to feel like an extension of the body. Engineered with 4 critical innovations: 1. Stabilizes like a foot: Just like the human foot, the HurryCane gives you 3 points of contact for superior balance and stability. It naturally simulates your instinctive walking motion to provide you firm footing on any surface. Whether you're sitting or standing, the SteadiGripâ„¢ base gives you more traction at any angle. 2. Pivots like an ankle: The ankle is the most complex joint in the body because it has the trickiest job: support your full weight while giving you the flexibility to walk, run and turn on a dime. It automatically pivots to help you maintain balance on inclines, uneven ground and shifting terrain. We designed the HurryCane's proprietary pivoting head to meet the same demanding standards - and it does it all, automatically. 3. Bends like a knee: Your knees bend to help you get in and out of restrictive places like cars. But the HurryCane is even better: instead of one joint, you get 2! When you need to store it in a purse, glove box or under a chair, the HurryCane folds up in seconds to one-third its normal size. And when you need, it flips out instantly. While our cane has two joints, it's still strong and sturdy enough to be pressure-tested to support 350 pounds. 4. Changes in height: People come in all different heights. With just the push of a button, it instantly adjusts to any of 8 convenient heights, ranging from 30.5" to 37.5â€. To enhance your mobility experience add these HurryCane Accessories: HurryCane Replacement Feet & the Heavenly Handle. Weight capacity of 350 lbs. | hurrycane-freedom-edition-all-terrain-walking-cane-aff.jpg
SKU: ROSCFGA53700 | Roscoe Medical Soft Grip Folding Cane | Stylish and ergonomic, the Soft Grip Folding CaneÂ with soft cushioned handle, wrist strap and an adjustable height provides the most comfortable grip on the market.Â Innovative technology reduces pressure and stress on the wrist and feels soft to the touch. The anti-slip feature makes it safe to use, and it folds easily for storage or travel. Comes with a convenient wrist strap. | soft-grip-folding-cane-c0d.jpg
SKU: GF5961 | Lumex Folding Blind Canes 46" | Features a textured plastic handle for a better grip and a convenient carrying strap. Cane shaft is covered with red and white reï¬‚ector tape for nighttime visibility . | folding-blind-canes-46-61b.jpg
SKU: CM1756 | Complete Medical Cane Ice Tip Attachment | Cane Ice Tip Attachment for safer walking in ice and snow. | cane-ice-tip-attachment-f93.jpg
SKU: GF6130A | Lumex Bariatric Quad Cane Silver Vein | Offset handle places the userâ€™s weight over the base for balance and control. Low profile, 4-point large base is designed for maximum stability and walking assistance. Rounded edge base plate helps prevent scraping and bruising of ankles. | bariatric-quad-cane-silver-vein-24a.jpg
SKU: GF5960 | Lumex Folding Blind Canes 41" | Features a textured plastic handle for a better grip and a convenient carrying strap | folding-blind-canes-41-8a7.jpg
SKU: GF6221A | Lumex Lumex Aluminum Adjustable Cane, Aluminum, Soft Grip | Lumex aluminum adjustable cane, aluminum, soft grip | lumex-aluminum-adjustable-cane-aluminum-soft-grip-092.jpg
SKU: GF6223A | Lumex Lumex Aluminum Adjustable Cane, Black, Soft Grip | Lumex aluminum adjustable cane, black, soft grip | lumex-aluminum-adjustable-cane-black-soft-grip-7ce.jpg
SKU: GF6125A | Lumex Lumex Silver Collection Low Profile Quad Cane, Bronze, Small Base (8" x 6") | Lumex silver collection low profile quad cane, bronze, small base (8" x 6") | lumex-silver-collection-low-profile-quad-cane-bronze-small-base-8-x-6--248.jpg
SKU: DJO79-91091 | DJO Global Adjustable Aluminum Cane - Universal | Anodized aluminum construction with adjustable range from 28" to 40" in height. 300 pound maximum weight. | adjustable-aluminum-cane-universal-187.jpg
SKU: PMI4058 | Probasics Bariatric Quad Cane 500 lbs. | All steel construction. | bariatric-quad-cane-500-lbs-83b.jpg
SKU: SAMP563360 | Sammons Preston Right | Large 5" front wheels simplify navigation over small cracks. The cane may be ordered for either left- or right-hand use. The changeable, patent-pending snap on grip compliments the gloss black Tuff Coat R finish. This item boasts a weight capacity of 500 lbs. and adjusts in height between 29" and 39". Please note this quad cane is designed for front wheel use only. It is proudly made in the USA. | right-d4b.jpg
SKU: DRVRTL10304BCA | Drive Medical Pink Ribbon Aluminum Folding Cane Height Adjustable | Cane folds into four convenient parts for easy storage. | pink-ribbon-aluminum-folding-cane-height-adjustable-c06.jpg
SKU: ROSCM103-6 | Roscoe Medical Viverity Offset Aluminum Adjustable Cane Blue | Innovative soft cushion grip, Convenient wrist strap for easy cane management, Easy to use, zeight adjustment, 30 38, Limited lifetime warranty on frame, 90 days on all other parts, Attractive retail packaging, Weight Capacity 250 lbs. | viverity-offset-aluminum-adjustable-cane-blue-bab.jpg
SKU: ROSCM104-6 | Roscoe Medical Viverity Offset Aluminum Adjustable Cane Red | Innovative soft cushion grip, Convenient wrist strap for easy cane management, Easy to use, height adjustment, 30 38, Limited lifetime warranty on frame, 90 days on all other parts , Attractive retail packaging, Weight Capacity 250 lbs. | viverity-offset-aluminum-adjustable-cane-red-74a.jpg
SKU: ROSCM106-6 | Roscoe Medical Viverity Designer Folding Cane Bronze | Gel grip reduces hand stress and fatigue, Cane folds into four parts, Cane holder included, One button height adjustment, 30"-38", Wrist strap, Weight Capacity 250 lbs. | viverity-designer-folding-cane-bronze-f99.jpg
SKU: ROSCM107-6 | Roscoe Medical Viverity Designer Folding Cane Blue | Gel grip reduces hand stress and fatigue, Cane folds into four parts, Cane holder included, One button height adjustment, 30"-38", Wrist strap, Weight Capacity 250 lbs. | viverity-designer-folding-cane-blue-d95.jpg
SKU: ROSCM108-6 | Roscoe Medical Viverity Designer Folding Cane Red | Gel grip reduces hand stress and fatigue, Cane folds into four parts, Cane holder included, One button height adjustment, 30"-38", Wrist strap, Weight Capacity 250 lbs. | viverity-designer-folding-cane-red-4ff.jpg
SKU: ROSCM114-6E | Roscoe Medical Viverity Offset Aluminum Adjustable Cane Black | Innovative soft cushion grip, Convenient wrist strap for easy cane management, Easy to use, height adjustment, 30"-38", Limited lifetime warranty on frame, 90 days on all other parts , Attractive retail packaging , Weight Capacity 250 lbs. | viverity-offset-aluminum-adjustable-cane-black-5dd.jpg
SKU: ROSCM302-4 | Roscoe Medical Viverity Quad Cane Small Base Gun Metal Grey | Adaptable for right or left hand usersSmall base for easy maneuverability and extra stabilityContoured hand grip for comfortEasy to use, one button height adjustment from 30 inch to 38 inchWeight Capacity: 250 lbs.Attractive retail packagingLimited lifetime warranty on frame, 90 days on all other parts | viverity-quad-cane-small-base-gun-metal-grey-4d0.jpg
SKU: ROSCM404-6 | Roscoe Medical Viverity Wood Cane Round Handle Bamboo 35" | Bamboo Imitation Natural Wood look with no two being exactly the same, Includes a black rubber tip, 35" natural wood canes available in derby or round handle style, Weight Capacity 250 lbs. | viverity-wood-cane-round-handle-bamboo-35-9b6.jpg
SKU: ROSCM405-6 | Roscoe Medical Viverity Wood Cane Round Handle Engraved 35" | Engraved Spiral Natural Wood look with no two being exactly the same, Includes a black rubber tip, 35" natural wood canes available in derby or round handle style, Weight Capacity 250 lbs. | viverity-wood-cane-round-handle-engraved-35-031.jpg
SKU: ROSCM406-6 | Roscoe Medical Viverity Wood Cane Round Handle Scorched 35" | Scorched Natural Wood look with no two being exactly the same, Includes a black rubber tip, 35" natural wood canes available in derby or round handle style, Weight Capacity 250 lbs. | viverity-wood-cane-round-handle-scorched-35-431.jpg
SKU: ROSCM409-6 | Roscoe Medical Viverity Walking Stick Spiral Handle 48" | Engraved Spiral Handle Natural look with no two being exactly the same, Includes a black rubber tip, 48" natural wood walking sticks with wrist strap, Weight Capacity 250 lbs. | viverity-walking-stick-spiral-handle-48-62b.jpg
SKU: NOVA5620BR | Nova Quad Cane Offset Small Base Bronze | Sometimes you need more support and stability than a cane with a standard tip as a base and Quad Canes are a great solution. All Quad Canes can rotate for use with either right or left hand and of course, they must have style and selection so you can choose from many prints and options. | quad-cane-offset-small-base-bronze-f26.jpg
SKU: STND2041 | Stander Bedcane | The Bed Cane also one of our Best Sellers because it makes getting in-and-out of bed... Easy! Itâ€™s great for those who donâ€™t need full-fall protection - but might need extra support in getting in-and-out of bed. It comes with an organizer pouch to keep handy items close by and easily folds down for travel. And like all of our bed rails, it blends in with your bedroom (like another piece of furniture) so you can maintain the comforting feeling of your home. | bedcane-a95.jpg
SKU: NOVA1040BK | Nova Cane Full Curve Handle Black | The aluminum canes are lightweight and have an offset full curved foam handle. The canes are 7/8" in diameter and can adjust from 30" to 39" in height. | cane-full-curve-handle-black-253.jpg
SKU: NOVA3026 | Nova Folding Cane- Camouflage Same As 1070Cf | Color CamouflageWeight 1 lbsWeight Capacity 300 lbs | folding-cane-camouflage-same-as-1070cf-34e.jpg
SKU: NOVA3015 | Nova Folding Cane Leopard Print With Derby Handle | The folding travel canes are made out of lightweight aluminum and have a derby handle. They fold easily and can be taken anywhere. The canes are 3/4" in diameter and adjust from 33" to 37" in height. The tip size for these canes is 10018. | folding-cane-leopard-print-with-derby-handle-efa.jpg
SKU: NOVA5622 | Nova Quad Cane with Small Base in Paisley | Lightweight design and low center of gravity combine for greater stability and balance. The synthetic rubber offset handle rotates for use with either the left or right hand. | quad-cane-with-small-base-in-paisley-604.jpg
SKU: NOVA5610BK | Nova Quad Cane Offset With Strap Large Base Black | Quad Canes are made out of aluminum and have a large base. They have a lightweight design and low center of gravity, which combine for greater stability and balance. The offset handle rotates for use with either left or right hand. Available in several colors and patterns. | quad-cane-offset-with-strap-large-base-black-b65.jpg
SKU: NOVA5611 | Nova Quad Cane With Large Base Paisley | These canes are made out of aluminum and have a large base and an ortho handle. They have a lightweight design and low center of gravity, which combine for greater stability and balance. The canes are 7/8" in diameter and can adjust from 29" to 38" in height. The cane weighs 2.5lbs and the tip size is 50015. | quad-cane-with-large-base-paisley-735.jpg
SKU: NOVA5720BK | Nova Bariatric Quad Canes with Small Base | The bariatric quad canes are made out of aluminum and have a small base and an offset handle. They have a lightweight design and low center of gravity, which combine for greater stability and balance. The canes are 0.875 in diameter and can adjust from 29-inch to 38-inch in height. The tip size for these canes is 50015. | bariatric-quad-canes-with-small-base-160.jpg
SKU: NOVA5720SI | Nova Bariatric Quad Cane with Small Base Silver | The bariatric quad canes are made out of aluminum and have a small base and an offset handle. | bariatric-quad-cane-with-small-base-silver-d11.jpg
SKU: DRV10378BK-6 | Drive Medical Height Adjustable Aluminum Small Base Quad Cane With Gel Grip | Height Adjustable Aluminum Small Base Quad Cane with Gel Grip, Black | height-adjustable-aluminum-small-base-quad-cane-with-gel-grip-3ab.jpg
SKU: DRV10352-1 | Drive Medical Folding Blind Cane with Wrist Strap | This blind folding cane by Drive Medical is great for individuals on the go. With 4-section aluminum construction this cane is light weight and folds easily for storage when not in use. The shaft is covered in a reflective white and red color able to increase visibility. The product comes standard with a reinforced nylon tip and wrist strap ensuring the cane is always with in reach. The cane can withstand a weight capacity of 300 lbs. and is protected by a limited lifetime warranty. | folding-blind-cane-with-wrist-strap-28b.jpg
SKU: GF6121A-1 | Lumex Lumex Silver Collection Quad Cane Small Base | Lumex silver collection quad cane, small base 8"x6", aluminum | lumex-silver-collection-quad-cane-small-base-d8b.jpg
SKU: MAB502-1300-5455 | Mabis DMI Deluxe Adjustable Aluminum Cane Offset Handle, Bronze | Attractive designer patterns and colors offer style and flair to an otherwise conservative look for both men and women.Constructed of strong, yet lightweight anodized 7/8" aluminum tubing with slip-resistant rubber tip. | deluxe-adjustable-aluminum-cane-offset-handle-bronze-e82.jpg
SKU: MAB502-1304-0255 | Briggs Healthcare DMI Deluxe Adjustable Aluminum Cane Offset Handle, Black | DMIÂ® Deluxe Adjustable Aluminum Cane Offset Handle, Black | dmi-deluxe-adjustable-aluminum-cane-offset-handle-black-ac1.jpg
SKU: MAB502-1315-5400 | Briggs Healthcare DMI Retractable Ice Tip Cane | DMI Retractable Ice Tip Cane | dmi-retractable-ice-tip-cane-04f.jpg
SKU: MAB502-1351-0100 | Briggs Healthcare DMI Deluxe Adjustable Aluminum Cane Derby-Top Handle, Cyclone Blue | DMIÂ® Deluxe Adjustable Aluminum Cane Derby-Top Handle, Cyclone Blue | -dmi-deluxe-adjustable-aluminum-cane-derby-top-handle-cyclone-blue-606.jpg
SKU: MAB502-1351-1200 | Briggs Healthcare DMIÂ® Deluxe Adjustable Aluminum Cane Derby-Top Handle, Cyclone Green | DMIÂ® Deluxe Adjustable Aluminum Cane Derby-Top Handle, Cyclone Green | dmireg-deluxe-adjustable-aluminum-cane-derby-top-handle-cyclone-green-9d3.jpg
SKU: MAB502-1351-9907 | Briggs Healthcare DMI Deluxe Adjustable Aluminum Cane Derby-Top Handle, Patriotic | DMIÂ® Deluxe Adjustable Aluminum Cane Derby-Top Handle, Patriotic | dmi-deluxe-adjustable-aluminum-cane-derby-top-handle-patriotic-663.jpg
SKU: MAB502-1325-9914 | Briggs Healthcare DMI Designer Folding Cane, Copper Swirl | DMI&reg Designer Folding Cane, Copper Swirl | dmi-designer-folding-cane-copper-swirl-f85.jpg
SKU: MAB502-1333-5400 | Mabis DMI Adjustable Quad Cane Small Base Bronze | Quad canes are lightweight and offer maximum support while walking. | adjustable-quad-cane-small-base-bronze-06f.jpg
SKU: DMI502-1354-6100 | Briggs Healthcare DMI Traditional Wood Cane 1" | Strong; stained and sealed traditional walnut wood cane. | dmi-traditional-wood-cane-1-3fd.jpg
SKU: AXOR10501 | Alex Orthopedic Travel Folding Cane Black Fritz Handle | Lightweight, aluminum travel folding canes feature solid wood fritz handles and a double cord system. Slim Line canes have a derby style handle sized for a women's smaller hand. With the push of a button, they are adjustable from 33" - 37" in 1" increments. To fold into a compact 11" x 5", simply pull on the tip to separate the segments. To unfold, remove it from the included plastic carry case, and let it fall open naturally; cane clicks into place. | travel-folding-cane-black-fritz-handle-764.jpg
SKU: MAB502-1313-0093 | Briggs Healthcare HealthSmart Folding Comfort Grip Cane Pink | HealthSmart Folding Comfort Grip Cane, Pink | healthsmart-folding-comfort-grip-cane-pink-cd1.jpg
SKU: NOVA3003 | Nova Cane Offset With Strap- Bingo Nights 3 | The designer aluminum offset canes are made out of lightweight aluminum, are adjustable, and feature a soft foam handle, as well as a convenient carrying strap. The canes are 7/8" in diameter and can adjust from 30" to 39" in height. The tip size for these canes is 10018. Available in 6 Solids and 24 prints | cane-offset-with-strap-bingo-nights-3-8d9.jpg
SKU: NOVA3004 | Nova Cane Offset With Strap- Casino Days | The designer aluminum offset canes are made out of lightweight aluminum, are adjustable, and feature a soft foam handle, as well as a convenient carrying strap. The canes are 7/8" in diameter and can adjust from 30" to 39" in height. The weight of these canes is 1 lb. and the tip size is 10018. | cane-offset-with-strap-casino-days-a3b.jpg
SKU: NOVA2025 | Nova Cane With Wood Handle- Blue & Pink Flowers On Black | The designer aluminum straight canes are made out of lightweight aluminum, are adjustable, and feature an ergonomic plastic handle. The attractive designer styles are fade and chip resistant, as well as durable and fashionable. Choose the style that fits you. The canes are 7/8" in diameter and adjust from 30" to 39" in height. The tip size for these canes is 10018. Available in 2 solid colors and 19 prints | cane-with-wood-handle-blue-pink-flowers-on-black-d4c.jpg
SKU: MAB502-1351-9909 | Briggs Healthcare DMI Deluxe Adjustable Aluminum Cane Derby-Top Handle, Floral | Attractive designer patterns and colors offer style and flair to an otherwise conservative look for both men and women. | dmi-deluxe-adjustable-aluminum-cane-derby-top-handle-floral-1c5.jpg
SKU: NOVATG100-BK | Nova Cane Tip and Grip in Black | Cane tip and grip fits most offset canesColor Black | cane-tip-and-grip-in-black-35f.JPG
SKU: NOVATG100-GR | Nova Cane Tip and Grip in Gray | Cane tip and grip fits most offset canes | cane-tip-and-grip-in-gray-771.JPG
SKU: CM1748 | Complete Medical Cane Tips #19 7/8 - Bulk And Bagged - Black Bg/12 | Feature Size 19 7/8 bag of 12 Black Ridged bottom to prevent slipping Hard rubber for long use Assorted sizes are available for any cane or walker | cane-tips-19-7-8-bulk-and-bagged-black-bg-12-638.jpg
SKU: CMA704 | Complete Medical Cane Wrist Strap | A strong nylon strap w/Velcro attaches easily to any size cane shaft * Helps hold the cane to the wrist, allowing freer use of the hand * Nylon strap attaches to wrist | cane-wrist-strap-be0.jpg
SKU: CM1617 | Complete Medical Cane Non-Folding Blind Man's | Feature Non-Folding 42 long Reflective white and red finish Folding cane features vinyl grip with strap | cane-non-folding-blind-mans-5f6.jpg
SKU: CM1619 | Complete Medical Cane Alum Black/Ivory Handle Cane | Feature Black w Ivory handle Diameter 7/8 Height 29 -38 Electro plated textured finish Solid wood handle Aluminum lock nut for safety Non skid safety rubber tip | cane-alum-black-ivory-handle-cane-8a1.jpg
SKU: CM1613D | Complete Medical Wood Cane 1 x 36 Walnut | Made from the finest hardwoods, Each cane is treated with semi-gloss water resistant finish. | wood-cane-1-x-36-walnut-bf9.jpg
SKU: CM1613B | Complete Medical Wood Cane 1 x36 Mahogany | Feature Made from the finest hardwoods Each cane is treated with semi-gloss water resistant finish Rubber tip provides additional safety 300 Lb. weight capacity | wood-cane-1-x36-mahogany-087.jpg
SKU: CM1613C | Complete Medical Wood Cane 1 x36 Natural | Feature Made from the finest hardwoods Each cane is treated with semi-gloss water resistant finish Rubber tip provides additional safety 300 Lb. weight capacity | wood-cane-1-x36-natural-e5e.jpg
SKU: CM1618B | Complete Medical Cane Aluminum Green Adjustable | Aluminum lock nut for safety, Non skid safety rubber tip. | cane-aluminum-green-adjustable-218.jpg
SKU: CM1613A | Complete Medical Wood Cane 1 x 36 Black | Each cane is treated with semi-gloss water resistant finish. Rubber tip provides additional safety | wood-cane-1-x-36-black-28a.jpg
SKU: ROSC90147 | Roscoe Medical Touch Up Paint Burgundy for Bariatric | Junior and Transport Rollators. | touch-up-paint-burgundy-for-bariatric-1e2.jpg
SKU: ROSC90149 | Roscoe Medical Touch Up Paint Blue for Bariatric Jr | Touch-Up Paint, blue, for Bariatric, Jr and Transport Rollators | touch-up-paint-blue-for-bariatric-jr-77a.jpg
SKU: CMBJ210100 | Complete Medical Quadruple Cane Tip | Complete Medical Quadruple Cane Tip is lightweight, has sturdy rubber tip suitable for use with most canes. Stands on its own, patient does not have to bend to pick up fallen canes. | quadruple-cane-tip-771.jpg
SKU: DRVRTL10352TF | Drive Medical Flex N Go Tool Free Cane Tip | The three point tip allows for the cane to stand on its own. The tip will fit most canes and provides a stable, safe and balanced experience for every user. Tip can be removed without tools. | flex-n-go-tool-free-cane-tip-18f.jpg
SKU: DRVRTL10305 | Drive Medical Flex N Go Adjustable Folding Cane with T Handle | The Flex N Go Cane is a revolutionary cane that provides you with a smooth, safe and comfortable experience. With an ergonomically designed handle, the cane offers a tip with three points; it flexes and swivels on uneven ground for superior balance. The height of the cane is adjustable, folds for ease of travel and to store. | flex-n-go-adjustable-folding-cane-with-t-handle-148.jpg
SKU: ROSCCEX-001DT | Roscoe Medical Viverity Cane Expressions Cover Color Dots | Decorative, changeable cane covers that protect the shaft of the cane from scratches. Fits standard offset cane. Attractive retail packaging. Sold by the Each. | viverity-cane-expressions-cover-color-dots-4c5.jpg
SKU: ROSCCEX-002LP | Roscoe Medical Viverity Cane Expressions Cover Leopard Print | Decorative, changeable cane covers that protect the shaft of the cane from scratches. Fits standard offset cane. Attractive retail packaging. Sold by the Each. | viverity-cane-expressions-cover-leopard-print-4a1.jpg
SKU: ROSCCEX-004ZB | Roscoe Medical Viverity Cane Expressions Cover Zebra Print | Decorative, changeable cane covers that protect the shaft of the cane from scratches. Fits standard offset cane. Attractive retail packaging. Sold by the Each. | viverity-cane-expressions-cover-zebra-print-5e7.jpg
SKU: ROSCCMF-001BP | Roscoe Medical Viverity Cane Strap Wisteria Rose | Fun sparkling fashion for your cane. Soft flexible leather strap keeps cane within reach. Complete with quick connect fitting for most 7/8" diameter canes. | viverity-cane-strap-wisteria-rose-e1a.jpg
SKU: ROSCCMF-002BG | Roscoe Medical Viverity Cane Strap Lavender Willow | Fun sparkling fashion for your cane. Soft flexible leather strap keeps cane within reach. Complete with quick connect fitting for most 7/8" diameter canes. | viverity-cane-strap-lavender-willow-5ae.jpg
SKU: ROSCCMF-003BO | Roscoe Medical Viverity Cane Strap Tiger Lilly Citrus | Fun sparkling fashion for your cane. Soft flexible leather strap keeps cane within reach. Complete with quick connect fitting for most 7/8" diameter canes. | viverity-cane-strap-tiger-lilly-citrus-2ee.jpg
SKU: ROSCCMF-004BB | Roscoe Medical Viverity Cane Strap Jet Crystal | Fun sparkling fashion for your cane. Soft flexible leather strap keeps cane within reach. Complete with quick connect fitting for most 7/8" diameter canes. | viverity-cane-strap-jet-crystal-0b4.jpg
SKU: ROSCM201-6QP | Roscoe Medical Viverity Quadruple Cane Tip for 0.75 Inch & 0.88 Inch Shaft | Adds balance and stability Easily replaces standard cane tip Fits all 3/4" and 7/8" cane shafts. Attractive retail packaging. | viverity-quadruple-cane-tip-for-075-inch-088-inch-shaft-8c9.jpg
SKU: ROSCM202-6R | Roscoe Medical Viverity Quad Cane Replacement Tips 0.5 Shaft | Simple replacement for aluminum offset canes. Black color. Attractive retail packaging. | viverity-quad-cane-replacement-tips-05-shaft-0f3.jpg
SKU: ROSCM203-6R | Roscoe Medical Viverity Cane Replacement Tips for 0.63 Shaft | Simple replacement for aluminum offset canes Black color Attractive retail packaging. | viverity-cane-replacement-tips-for-063-shaft-0b5.jpg
SKU: ROSCM204-6R | Roscoe Medical Viverity Cane Replacement Tips for 0.75 Shaft | Simple replacement for aluminum offset canes Black color Attractive retail packaging. | viverity-cane-replacement-tips-for-075-shaft-ba5.jpg
SKU: ROSCM206-6BK | Roscoe Medical Viverity Offset Cane Replacement Hand Grip Black | Simple replacement for aluminum offset canes Fashionable and fun color combinations Wrist strap included Cardio grips add extra cushion and comfort. | viverity-offset-cane-replacement-hand-grip-black-8be.jpg
SKU: ROSCM207-6PP | Roscoe Medical Viverity Offset Cane Replacement Hand Grip Purple | Simple replacement for aluminum offset canes Fashionable and fun color combinations Wrist strap included Cardio grips add extra cushion and comfort. | viverity-offset-cane-replacement-hand-grip-purple-079.jpg
SKU: ROSCM208-6GR | Roscoe Medical Viverity Offset Cane Replacement Hand Grip Green | Simple replacement for aluminum offset canes Fashionable and fun color combinations Wrist strap included Cardio grips add extra cushion and comfort. | viverity-offset-cane-replacement-hand-grip-green-efc.jpg
SKU: ROSCM208-6OR | Roscoe Medical Viverity Offset Cane Replacement Hand Grip Orange | Simple replacement for aluminum offset canes Fashionable and fun color combinations Wrist strap included Cardio grips add extra cushion and comfort. | viverity-offset-cane-replacement-hand-grip-orange-d0d.jpg
SKU: ROSCM502-23 | Roscoe Medical Viverity Cane Rack Natural Wood Holds 23 Canes | Pine Wood Cane Rack Display , Holds 23 wooden canes | viverity-cane-rack-natural-wood-holds-23-canes-f51.jpg
SKU: IWFHFC20001BK | IWalk Free iWalk 2.0 Hands Free Knee Crutch | iWALK2.0HandsFreecrutchÂ isÂ comfortable, sturdy, proven and allows users to enjoy hands-free, pain-free mobility throughout their recovery. It allows them to resume their daily routine. Common tasks that are impossible with crutches or knee scooters, things such as pushing a shopping cart, mowing the lawn, carrying a glass of water, etc. are easy and pain-free using the iWALK2.0.Why would you use ARM crutches when a LEG crutch would work so much better?The iWALK2.0 is a revolutionary hands free crutch that ends the pain and inconvenience of conventional crutches.Â iWALK2.0 is the next evolution from the original iWALKFree and is packed with new features that make it easy to learn and use.Â It allows people with lower leg non-weight bearing injuries to lead functional, hands free, pain free lives during their rehabilitation.Safe, stable, economical and easy to learn and use, the iWALK2.0 is a potent alternative to traditional crutches and knee scooters.Â It provides self sufficiency and ends the pain and inefficiency of conventional crutches and knee scooters.iWALK2.0 is a clinically proven FDA and CE registered Class 1 Medical Device.The all new iWALK2.0 is the product of 10 years of experience and engineering expertise.Â It adjusts quickly and tool-free for user heights from 4â€™10â€ to 6â€™6â€.Â It can change for left or right leg use in seconds without tools.Takes seconds to put on or take off.Â Â Learning is easy Â - walk confidently in only minutes Â â€“ easy and comfortable to use.Navigate stairsÂ and tight spaces in comfort and ease, hands free â€“ something you cannot do with crutches or knee scooters.Constructed of UV resistant and hypoallergenic materialsWhat are you waiting for? Stop crutching and start iWALKing today!Who Can Use It:iWALK2.0 will work for you it:Â You have average strength and balanceYou could walk without limitations prior to your injury or conditionYour uninjured leg does not have any mobility limitations (example â€“ arthritic knee)Your injury or condition is below the kneeYou can kneel on a stool or chair for one minute without pain or discomfortYour injured leg can bend 90 degrees at the kneeYou are motivated to have a hands free, pain free rehabilitionYou are between 4â€™10â€ and 6â€™6â€ tallYou weigh 275 pounds or lessiWALK2.0 is Not Suited For:Those with mobility limitations prior to their injuryThose with impaired strength or balanceThose with limited proprioception in their lower extremitiesAge limits â€“ Itâ€™s difficult to put an age limit on the iWALK2.0 because physical condition varies from individual to individual â€“ especially in the elderly.Â iWALK2.0 has been used successfully by users in their 70â€™s and beyond.Â You do not need to be an elite athlete to use the iWALK2.0- you need only average strength and balance.Â Personal assessment and sound judgement are your best tools to determine if an elderly candidate will succeed on the iWALK2.0Summary â€“ If you could walk without limitations pre-injury, then iWALK2.0 can give you back your ability to walk.Â If you couldnâ€™t, then iWALK2.0 cannot give you what you did not have. | iwalk-20-hands-free-knee-crutch-36f.png
SKU: NOVA3090 | Nova Folding Seat Cane | The folding seat canes are made out of lightweight aluminum and has a full grip plastic handle. | folding-seat-cane-472.jpg
SKU: NOVA1080BK | Nova Heavy Duty Cane Offset With Strap- Black | Feature Offset handle w/synthetic rubber grip and strapColor BlackWeight Capacity 500 lbs | heavy-duty-cane-offset-with-strap-black-dc5.jpg
SKU: NOVA1090SI | Nova Extra Tall Cane With Swaneck Handle In Silver | The Extra Tall Cane comes with an included cane strap. The cane adjusts from 31.5" to 43.5" in height and is made to be used by those who are between 5'2" and 6'3" in height. The cane weighs 2 lbs. | extra-tall-cane-with-swaneck-handle-in-silver-aea.jpg
SKU: NOVA3009 | Nova 60" Folding Cane For Visually Impaired | The folding cane for the visually impaired is made out of lightweight aluminum. | 60-folding-cane-for-visually-impaired-663.jpg
SKU: HOM2500KL | Health o Meter Digital Wheelchair Ramp Scale | Digital wheelchair scale with handrails - lb/kg | digital-wheelchair-ramp-scale-4bc.jpg
SKU: RCLD300 | Rice Lake Portable Wireless Wheelchair Scale 800 lbs. Capacity | The lightweight yet durable D300 Series wireless wheelchair scale is ideal for portable home health providers, long term care and hospital environments. To weigh a patient, a health care provider places a weighing pad in front of each wheel and simply rolls the wheelchair onto the four pads. The pads communicate wirelessly to the handheld controller, which combines the measurements from each pad and displays the total weight. | portable-wireless-wheelchair-scale-800-lbs-capacity-8a0.jpeg
SKU: HOM2500CKL | Health o Meter Digital Wheelchair Ramp Scale with Fold Away Seat | Digital Wheelchair Ramp Scale with Fold Away Seat. | digital-wheelchair-ramp-scale-with-fold-away-seat-c8d.jpg
SKU: SEC676 | Seca Wireless Wheelchair Scales with Handrail and Transport Castors | Stable, functional and mobile: thanks to its large platform and sturdy handrail, the seca 676 is extremely versatile. Patients can be weighed while sitting in a wheelchair or on a chair. The handrail provides valuable support for people who are frail or can walk only with great difficulty. Its high load capacity makes the seca 676 ideal for weighing very heavy patients. After use the scale can be folded together to save space. The sturdy locking device between rail and platform ensures that the seca 676 stands safely even when folded. The handrail also serves as handle when the scale is folded, allowing the scale to be moved around or stowed away effortlessly and quickly on its transport castors. Weighing is simple and user-friendly with the clearly designed, operable display at hip level, additional functions of TARE, auto-HOLD, BMI and the SEND key to transmit measurements wirelessly to a seca wireless printer or the PC. | wireless-wheelchair-scales-with-handrail-and-transport-castors-d6f.jpg
SKU: DET6550 | Detecto Folding Portable Wheelchair Scale | This incredibly-popular lightweight USA-made scale offers a wide range of versatility. | folding-portable-wheelchair-scale-dac.jpg
SKU: HOM2650KL | Health o Meter Digital Wheelchair Dual Ramp Scale | A professional grade medical scale used to weigh patients confined to wheelchairs, the Health O Meter 2650KL Wheelchair Scale features motion sensing weighing technology providing accurate readings even if the patient is moving around while being weighed. Other features include a 1000 lb capacity and wall mount display. | digital-wheelchair-dual-ramp-scale-0ff.jpg
SKU: SEC684 | Seca Multifunctional Scale With Handrail And Fold Up Seat | The patient can be safely and accurately weighed while standing or seated or in a wheelchair. No conversion is required.Â The stable handrail supports the standing patient, the integrated fold-down seat provides comfort for the seated patient, and the large platform (29.9 x 32.3 inch) accommodates a patient in a wheelchair. The weight of the wheelchair or walker is simply deducted with use of the Pre-TARE function. Special attention has been given to making the scales easy-access and safe, with a stop barrier provided for the front wheels of the wheelchair.Furthermore, the seca 684 is equipped with the new seca 360&deg; wireless technology, which wirelessly transmits all measurements to a seca wireless printer or to seca software on your PC. Additional details: easy-to-read swiveling display can be turned toward patient or caregiver, the practical HOLD function shows the weighing result after the patient has left the platform, the damping function ensures precise results, the non-slip rubber coating and handrail guarantee a firm foothold and integrated transport castors make the scale mobile. The access ramp seca 470 is included in the supply schedule | multifunctional-scale-with-handrail-and-fold-up-seat-5ab.jpg
SKU: RCL141445 | Rice Lake Single Ramp Wheelchair Scale 350-10-2 | This model is designed and built to weigh accurately, safely and dependably. Motiontrapâ„¢ adjusts for involuntary movement and keyboard tare efficiently reduces errors and patient transfers. Foldable and innovatively light, this sturdy scale is easily transported on two heavy-duty rear wheels to any location. No assembly required. | single-ramp-wheelchair-scale-350-10-2-0b5.jpg
SKU: RCL141447 | Rice Lake Dual Ramp Wheelchair Scale 350-10-3 | The sleek design of the Dual Ramp Wheelchair Scale with Handrail makes this scale easy to move and store. Dual access ramps increase traffic flow in smaller spaces and sturdy handrail supports patients and reduces risk. The handrail also provides a platform for the indicator for clearer and convenient readability. | dual-ramp-wheelchair-scale-350-10-3-2ab.jpg
SKU: DET6800 | Detecto Portable Bariatric Low-Profile Scale | Ideal for any clinical application, this scale is low profile for patient comfort when stepping on and off the scale. With a built-in carrying handle, Detecto's model 6800 scale is easy to transport from office to office when required. Utilizing Detectoâ€™s model 750 weight display and a universal bracket, the indicator may be mounted on a wall or desk for easy viewing. Powered by â€œAAâ€ batteries, this scale is truly portable when power outlets are not accessible. 10 foot long cable from indicator to the scale. | portable-bariatric-low-profile-scale-506.jpg
SKU: DET6495 | Detecto Stationary Wheelchair Scale | With Detectoâ€™s 6495 heavy-duty USA-made wheelchair scale, you receive digital speed and increased accuracy that only electronic weighing can provide. The display is mounted on a ball-pivot mount swivel, so that it can be positioned wherever itâ€™s easiest for the patient and medical professional to view. An alphanumeric keypad for entry of known weights of empty wheelchairs speeds the process, providing the weight of patients instantly on the MedVue 1LOOK indicator. Sturdy steel construction and a ramp with non-skid surface further ease wheelchair weighing operations. The scale also features RS232 serial, USB, and optional wired or Wi-Fi Ethernet for connectivity to EMR/EHR in healthcare facilities. Powered by AA C batteries (not included) or optional AC adapter. 800 lb x 0.2 lb / 360 kg x 0.1 kg capacity. | stationary-wheelchair-scale-6a2.jpg
SKU: DORNDS9100 | Doran Scales Wheelchair Scale, BMI Calculator, 1000 lbs/ 454 kg, Platform: 33" x 32 1/2" x 3" | Can serve as a wheelchair scale as well as a handrail or stand-on scale. Folds and rolls effortlessly on four casters. Unfolds with built-in hydraulic assistance, and two latches hold the indicator mast firmly in place. The large, low-profile platform accommodates bariatric wheelchairs. Features a tare memory function that can store and recall the weights of up to ten different wheelchairs. The Weight Lock feature allows an accurate weight to be held regardless of a patient's motion. The Reweigh feature allows a second weight to be acquired while the patient remains on the platform. Optional USB and RS-232 communications options allow the recording of a patient's weight and BMI value into a PC based Excel spreadsheet with the optional Excelerator software. Patient data can also be sent to an optional printer or EMR system. 1000 lb. maximum capacity. BMI calculator. Six AA batteries (included). One-year battery life. Optional AC adapter. Aluminum and painted steel construction with plastic trim. Three-year warranty. | wheelchair-scale-bmi-calculator-1000-lbs-454-kg-platform-33-x-32-1-2-x-3-b5d.jpg
SKU: SEC644 | Seca Digital Multifunctional Handrail Scale with Wireless Transmission | Equipped with an extremely low-level, easy-access platform, a stable handrail, and high weight-bearing capacity, this multifunctional scale ensures safe and comfortable weighing of heavy patients. The integrated handrail provides the patient with support throughout the weighing process â€“ or a chair can be placed on the generous platform for the patient to sit in. The Pre-TARE function with three memory cells automatically deducts a stored weight (such as a chair) to determine net weight. The seca 644 is also equipped with seca 360Â° wireless technology which can be used to transmit the measurement results wirelessly to a seca digital printer with wireless reception or the seca software on a PC. In addition, the device is made mobile by two rubber wheels and a power supply provided by rechargeable batteries or power adapter. When the scale is connected to a printer, the time of weighing and the patients weight are automatically recorded and printed by the time module. | digital-multifunctional-handrail-scale-with-wireless-transmission-7fa.jpg
SKU: SEC664 | Seca Electronic Wheelchair Scales | With its high capacity of 800 lbs, this scale makes it easy to weigh obese patients. Easy access is assured by its extremely low platform and the self-lowering ramps. The secure side rails give additional safety. An integrated pre-TARE function determines in seconds the net weight of the patient by utilizing internal weight memory. The swiveling LCD with large letters is easy to read both for the patient and for the caregiver. The seca 664 can be folded up in no time and can be transported anywhere, thanks to its roller castors. | electronic-wheelchair-scales-ca8.jpg
SKU: SEC674 | Seca Electronic Platform Scales | This electrically-operated, oversized wheelchair/platform scale is multifunctional. It weighs patients in care, especially heavy patients, persons in wheelchairs and seated patients with circulatory trouble, even during dialysis. The flexible cable remote display can be placed anywhere (on a desk or table) for convenient read-out and operation of the controls. A wall mounting is also provided.Transport castors and a handle make the seca 674 mobile. | electronic-platform-scales-0b4.png
SKU: RCL141446 | Rice Lake Single Ramp Wheelchair Platform Scale 350-10-7 | This model is designed and built to weigh accurately, safely and dependably. Motiontrapâ„¢ adjusts for involuntary movement and keyboard tare efficiently reduces errors and patient transfers. This product has smart designs make this scale easy to move, maintain and store. | single-ramp-wheelchair-platform-scale-350-10-7-76b.png
SKU: RCL150704 | Rice Lake Portable Dual Ramp Wheelchair Scale 350-10-6 | When access to the Portable Bariatric Wheelchair is required on two sides, the Dual Ramp model (350-6) is the scale of choice for optimizing traffic flow. Two integral handles and wheels are standard inclusions, making portability possible. The 350-6 model contains the ability to measure BMI and manually enter the tare weight of the wheelchair lending ease to the patient while reducing risk. With adjacent access ramps, entering and exiting the scale is easier and maintains directional flow during higher traffic conditions. | portable-dual-ramp-wheelchair-scale-350-10-6-a72.jpg
SKU: DETBRW1000 | Detecto Portable Bariatric Wheelchair Scale | Accommodating up to 40-inch (101-cm) wide bariatric-size wheelchairs, the American-made BRW1000 provides everything required for weighing bariatric patients. For added comfort, a patient may be wheeled onto the scale and the chair tare weight keyed in for efficient weighing. The heavy-duty (yet light-weight) 75-lb platform with integral two-way-access ramps, non-skid rubber mat, and 1,000-lb capacity makes this scale perfect for patients in manual or power wheelchairs, dialysis patients, or walk-ons. The scaleâ€™s four USA-made stainless steel load cells feature self-aligning feet, so when the scale comes to rest from transport mode, it will find the most level surface for weighing. EMR/EHR ready with serial, USB, and optional Wi-Fi Ethernet connectivity. OIML EC Class III model available. | portable-bariatric-wheelchair-scale-642.jpg
SKU: DET4951 | Detecto Stationary Wheelchair Scale | The model 495 and 4951 stationary mechanical beam scales provide the economical answer to the weighing of patients in wheelchairs. Its quality is inherited from Detecto's eye-level physician scale and incorporates a precision die cast weigh beam which is easily read from either side. The weigh beam is located at a height above the platform where the patient or attendant can perform the weighing operation. The ramp is removable and is covered with a non-skid mat. The die-cast, dual-sided beam is graduated in 1/4 lb (or .1 kg) increments for easy readability. Customers specializing in the care of nonambulatory patients provided information which was transferred into features and benefits of these scales, evident the first time you use the scale! | stationary-wheelchair-scale-b38.jpg
SKU: RCL112163 | Rice Lake Dual Ramp Wheelchair Scale (340-10-3) | Capacity: 1000 lb x 0.2 lb (450 kg x 0.1 kg)Platform dimensions: 29.5 in x 32 inDual ramp for on-off accessTwo wheels for ease of portabilityMotiontrapTM (movement compensation technology)Large 1 inch LCD displayAbility to manually enter the tare weight of a wheelchairAC adaptor and internal rechargeable batteryBMI (body mass index) functionReweigh functionHold functionUnit of measure: lb only, kg only, lb/kgRS-232 portUpdatable fi rmware | dual-ramp-wheelchair-scale-340-10-3-947.jpg
SKU: DET4951 | Detecto Stationary Wheelchair Scale | The model 495 and 4951 stationary mechanical beam scales provide the economical answer to the weighing of patients in wheelchairs. Its quality is inherited from Detecto's eye-level physician scale and incorporates a precision die cast weigh beam which is easily read from either side. The weigh beam is located at a height above the platform where the patient or attendant can perform the weighing operation. The ramp is removable and is covered with a non-skid mat. The die-cast, dual-sided beam is graduated in 1/4 lb (or .1 kg) increments for easy readability. Customers specializing in the care of nonambulatory patients provided information which was transferred into features and benefits of these scales, evident the first time you use the scale! | stationary-wheelchair-scale-b38.jpg
SKU: CNVQ3200P | ConvaQuip Bariatric Wheelchair Scale | Feature The Model 3200P Bariatric Platform Patient Scale is designed to weigh patients. Optional ramp may be purchased to allow patient to be weighed while in a wheelchair. Extremely DurableFour stainless load cells embedded in welded frame for maximum shock and abuse resistance. Molded display enclosure with rubber gasket for water resistance. Easy Operation. Large 1" high graphics digital display with swivel mount. Pushbutton functions for automatic and keyboard tare with 450 memory locations, zero, net/gross, and multiple units conversion(lb, kg.). Very Accurate Internal resolution to 1 part in 500,000. Excellent weight resolution up to 0.1 lb. No set up or dealer service required. Automatic calibration. Optional Wheelchair ramp allows weighing while in chair. 1000 lbs. weight capacity. | bariatric-wheelchair-scale-57c.jpg
SKU: SRISR725 | SR Instruments Portable, Easy Storage Wheelchair Scale | Feature Platform size: 32 in x 32 in (81 cm x 81 cm) Low profile: 2 inches with adjustable feet Portable: Built-in wheels, edge tilt & roll Access ramp: One (1) for easy on/off access Compact: Mast folds down flat Display readout: 16-character dot matrix LCD Display units: Pounds or kilograms Auto zero: One button operation Auto power shut down: Approximately 35 seconds Hold button: Stores displayed reading in memory Weight recall: Press Hold button to recall last stored displayed reading Averaging: Automatic digital filter Power source: Six (6) "D" cell batteries Average readings: 10,000 Low battery indicator: Will be displayed Warranty: Four year limitedMaximum capacity 1,000 lb / 454 kgDisplay resolution 0.1 lb / 0.1 kgAccuracy 0.1% +/- 1 digit of displayed resolution for calibrated rangeShipping Weight 70 pounds | portable-easy-storage-wheelchair-scale-fc7.jpg
SKU: RCL113643 | Rice Lake Portable Bariatric Wheelchair Scale Single Ramp (350-1) | Capacity: 1000 lb x 0.2 lb (500 kg x 0.1 kg)Platform dimensions: 34 in x 34 inAnti slip rubber surface on platformTwo integral handles and wheels for ease of portabilityMotiontrapTM (movement compensation technology)Large 1 inch LCD displayAbility to manually enter the tare weight of a wheelchairAC adaptor and internal rechargeable batteryBMI (body mass index) functionReweigh functionHold functionUnit of measure: lb only, kg only, lb/kgRS-232 portUpdatable fi rmware10 ft cable between scale base and indicator | portable-bariatric-wheelchair-scale-single-ramp-350-1-328.jpg
SKU: HOM2400KL | Health o Meter Digital Portable Wheelchair Scale | Portable digital wheelchair scale - lb/kg | digital-portable-wheelchair-scale-a25.jpg
SKU: DET7550 | Detecto Digital Wall-Mount Fold-Up Wheelchair Scale | Detectoâ€™s USA-made 7550 wall-mount wheelchair scale features a unique fold-up storage design that saves space when not in use. The 7550 easily accommodates most wheelchairs with its spacious 32.3-in W x 33-in D (82-cm W x 84-cm D) platform, and yet requires very little floor space when folded up. The slim 6.6-inch / 17-cm profile takes up minimal space when installed in a medical facility hallway, clinical office, or patient room. When youâ€™re ready to weigh, simply lower the platform and the gas spring lifting mechanism will gently lower it into place. The patient may be easily rolled onto the scale, and a platform lip will hold the wheelchair securely in place for weighing. This scale features a high 1,000 lb x 0.2 lb / 450 kg x 0.1 kg capacity for bariatric weighing, two-way ramps, and optional Wi-Fi for EMR/EHR.The 7550 features a high 1,000 lb x 0.2 lb / 450 kg x 0.1 kg capacity for bariatric weighing, two-way easy-access ramps, 99 stored wheelchair tare weights, 200 stored transactions, sturdy steel construction for long-lasting durability, Body Mass Index calculation, pushbutton and keypad tare, alphanumeric keypad, 14-digit patient IDs, and optional Wi-Fi for efficient EMR/EHR. | digital-wall-mount-fold-up-wheelchair-scale-312.jpg
SKU: SAMP081623677 | Sammons Preston Health-o-meter 2400KL Digital Portable Wheelchair Scale | A small footprint and handle make this scale perfect for transport and storage. Works well in limited spaces and high traffic areas of clinics and hospitals. The 2400KL has an 800-lb weight capacity, and the platform expands from 25-1/2" to 50" to accommodate bariatric and standard wheelchairs. Dual ramps provide easy-on/easy off access. The scale connects to EMR-ready software. A remote display can be placed on table or mounted on wall. Functions: BMI, Zero Out/Tare, Hold/Release, Reweigh, Auto Zero, Auto Off and LB/KG Conversion and Lockout. Rail is 6W x 40D. Uses 110-240V adapter (included) and six AA batteries (not included). | health-o-meter-2400kl-digital-portable-wheelchair-scale-d37.jpg
SKU: RCL106658 | Rice Lake Bariatric Wheelchair Scale | The heavy-duty Summit Bariatric scale easily accommodates wheelchairs with its large platform size and easy-access ramp | bariatric-wheelchair-scale-b23.jpg
SKU: DET6868 | Detecto Bariatric Flip Seat Scale | Built specifically for weighing obese and unsteady patients, Detectoâ€™s American-made 6868 portable bariatric scales feature a flip-up seat allowing for weighing in a standing or sitting position. Stainless steel handrails with padded grips, non-skid 32 x 34 inch (81 x 86 cm) platform adds comfort to the weighing process. A compact design permits the scale to roll through doors and into patientsâ€™ rooms for easy weighing (doorways no wider than 32 inch / 81 cm). Six AA batteries (not included) or optional AC adapter. 1,000 lb x 0.2 lb / 450 kg x 0.1 kg capacity. OIML EC Class III model available. | bariatric-flip-seat-scale-992.jpg
SKU: DETFHD-144-II | Detecto Geriatric/Bariatric Scale | The large slip-resistant, low-profile platform of Detectoâ€™s FHD scales accommodate walk-on patients, wheelchairs, straight-legged chairs, or walkers. | geriatric-bariatric-scale-75f.jpg
SKU: DETID-7248SH-855RM | Detecto Solace In-Floor Dialysis Scale | DETECTOâ€™s Solace series USA-made in-floor dialysis scales are flush-mounted platform scales that feature stainless steel decks and include a pit frame, trim ring, and interface cable to the included multi-color, touchscreen LCD indicator and printer. The flush surface eliminates tripping hazards and hallway accessibility issues. The Solace series is available with or without a handrail and all models include a recessed-mount indicator and ticket printer combination. These in-floor scales with high 1,000-lb x 0.2-lb/450-kg x 0.1-kg capacity easily accommodate patients with walkers, canes, wheelchairs, dialysis chairs, and the 6 x 4 ft. size even accommodates stretchers. The Solace series comes in 8 standard models to choose from with 3 x 3 ft, 4 x 3 ft, 4 x 4 ft, and 6 x 4 ft stainless steel platform sizes (custom sizes/configurations available). | solace-in-floor-dialysis-scale-82a.jpg
SKU: HOM100LBS | Health o Meter Mechanical Floor Dial Scale Capacity: 270 lbs 10.25" x 10" Platform Dimension | Prepare to discover the most advanced medical scales made today. Health o meter is at the forefront of innovation creating more new medical products than ever before. Healthometer is reclaiming its place as the leader in the medical scale industry by investing in new technologies and expanding its product offerings. | mechanical-floor-dial-scale-capacity-270-lbs-1025-x-10-platform-dimension--b29.gif
SKU: DETWPS12DT | Detecto Mariner Wet Diaper Scale | DETECTOâ€™s stainless steel model WPS12DT MarinerÂ® Wet Diaper Scale can be completely submerged underwater for easy wash-down cleaning that is necessary in any hygienic medical environment. The scale features six different capacities, including 192 oz x 0.05 oz and 5,500 g x 1 g. The convenient 80-hour rechargeable battery pack with automatic shut-off feature conserves energy and allows the scale to be moved where it is needed the most. The Tare button removes the dry diaper weight and measures fluid output of the soiled diaper. The 5/8-in-deep stainless steel removable tray aids sample retention and allows easy clean up. The wet diaper scaleâ€™s 1.2-in/30-mm high backlit LCD is easily readable in dimly-lit nurseries. The WPS12DTâ€™s raised buttons allow for tactile functionality and easy operation. | mariner-wet-diaper-scale-083.jpg
SKU: HOM3400KL | Health o Meter Digital Wet Diaper Organ Scale With Pan | Large, low platform with non-skid mat for stability and easy access. Has an easy-read, 1" high LCD readout, user friendly interface features such as BMI (easy scroll method), Hold/Release. Functions Zero Out/Tare, Auto Zero, Auto Off, g/oz Conversion, Low Battery Indicator, Backlit Display. Includes a strong aluminum pillar, EMR Connectivity via USB Port and (6) AA-cell batteries or 120V AC adapter. | digital-wet-diaper-organ-scale-with-pan-359.jpg
SKU: HOM3401KL | Health o Meter Digital Wet Diaper Lap Sponge Organ Scale With Tray | Large, low platform with non-skid mat for stability and easy access. Has an easy-read, 1" high LCD readout, user friendly interface features such as BMI (easy scroll method), Hold/Release, Zero, KG/LB, Clear & Enter functions, Auto-Zero, 2 minute Auto-Off (AC mode disabled), low battery indicator. Includes a strong aluminum pillar, EMR Connectivity via USB Port and (6) AA-cell batteries or 120V AC adapter. 2-year limited warranty. | digital-wet-diaper-lap-sponge-organ-scale-with-tray-281.jpg
SKU: DORNPC400-02 | Doran Scales Portion Control Scale | Constructed entirely of easy to clean stainless steel, the PC-400 is a compact battery powered scale. Extremely precise, the large LCD read-out displays weight in as fine as a 0.1 gram. Power is provided by either an internal rechargeable battery pack or the included AC adapter. The auto shut-off feature maximizes battery life.Exclusive "Quad-Spring" Shockproof DesignThe PC-400 includes our field-proven exclusive "Quad-Spring" base design that virtually eliminates damage from shock and overload.AC Power or Rechargeable BatteryThe choice is yours. Use the included AC plug-in adapter or the internal rechargeable battery for total portability. Recharge the battery in less than four hours with the AC adapter; you can even use the PC-400 portion control while it's recharging.Stainless Steel ConstructionThe case and removable platter are constructed with food-grade 304 stainless steel. Designed to the exacting standards of NSF, the wipedown-safe PC-400 cleans easily and quickly. | portion-control-scale-ce1.jpg
SKU: DORNPC400-05 | Doran Scales Diaper & Organ Scales | Doran PC 400 Portion Control Bench Scale with 5 lb. max capacity is the most feature-packed, heavy-duty scale in its class. With a surprisingly low price, the PC-400 is the result of responding to your needs, utilizing Doranâ€™s experience of over 25 years of reliable and innovative scale designs. The rugged PC-400 makes the â€œthrow-awayâ€ portion control scale a thing of the past.Exclusive "Quad-Spring" Shockproof DesignThe PC-400 includes our field-proven exclusive "Quad-Spring" base design that virtually eliminates damage from shock and overload.AC Power or Rechargeable BatteryThe choice is yours. Use the included AC plug-in adapter or the internal rechargeable battery for total portability. Recharge the battery in less than four hours with the AC adapter; you can even use the PC-400 portion control while it's recharging.Stainless Steel ConstructionThe case and removable platter are constructed with food-grade 304 stainless steel. Designed to the exacting standards of NSF, the wipedown-safe PC-400 cleans easily and quickly. | diaper-organ-scales-5be.jpg
SKU: DORNPC400-05 | Doran Scales Diaper & Organ Scales | Doran PC 400 Portion Control Bench Scale with 5 lb. max capacity is the most feature-packed, heavy-duty scale in its class. With a surprisingly low price, the PC-400 is the result of responding to your needs, utilizing Doranâ€™s experience of over 25 years of reliable and innovative scale designs. The rugged PC-400 makes the â€œthrow-awayâ€ portion control scale a thing of the past.Exclusive "Quad-Spring" Shockproof DesignThe PC-400 includes our field-proven exclusive "Quad-Spring" base design that virtually eliminates damage from shock and overload.AC Power or Rechargeable BatteryThe choice is yours. Use the included AC plug-in adapter or the internal rechargeable battery for total portability. Recharge the battery in less than four hours with the AC adapter; you can even use the PC-400 portion control while it's recharging.Stainless Steel ConstructionThe case and removable platter are constructed with food-grade 304 stainless steel. Designed to the exacting standards of NSF, the wipedown-safe PC-400 cleans easily and quickly. | diaper-organ-scales-5be.jpg
SKU: NKMNK2000 | NKM Novum Medical Hospital Crib Diaper Scales | The NK2000 is the perfect size for diaper weighing applications in the nursery. This fully electronic scale, utilizing the latest in load cell technology, provides accurate and repeatable weight data. Place the scale on flat surface Press ON/TARE button once to start operating the scale Scale is ready when â€œ0â€ appears in the LCD screen Place the object onto the weighing platform to obtain weight instantly The scale will automatically shut off after 2 minutes. To change Grams or Ounces Feature: Press the Mode button; automatically defaults to grams when turned on. | hospital-crib-diaper-scales-aac.jpg
SKU: DETSLIMPRO | Detecto SlimPRO Low Profile Scale | The SlimPRO digital low-profile scaleâ€™s extra-wide 17-in x 14.5-in/43-cm x 37-cm platform accommodates all sizes of patients and the large 1.5-in/38-mm high digits on the LCD are easy to read. The SlimPROâ€™s high 440-lb/200-kg capacity allows for bariatric weighing with an accuracy of 0.2-lb/100-g increments. The SlimPRO features a built-in carrying handle for portability, 5-second weight hold, foot pads for weighing on any surface (even carpets), 4 AAA batteries (included), Auto On/Off, pounds-kilograms units switching, easy-to-clean surface, and low-profile 1.4-in/36-mm slim depth for easy step-on weighing. The scaleâ€™s RS232 serial port allows connectivity with DETECTOâ€™s optional P50 thermal tape printer or EMR/EHR software. With the serial connection, you may print on stable weight or send the data to a PC forÂ EMR/EHR. | slimpro-low-profile-scale-79f.jpg
SKU: HOM100LB | Health o Meter Mechanical Dial Scale | Mechanical floor dial scale pack of 3 - lb. only | mechanical-dial-scale-6ce.jpg
SKU: HOM800KL | Health o Meter Digital Bathroom Scale | Two weighing units, pounds and kilograms, with a 397lb / 180kg capacity. This durable bathroom scale has a durable steel frame and large, one and a half inch weight display. | digital-bathroom-scale-c1f.jpg
SKU: SEC8131321009 | Seca Digital Floor Scale With High Capacity | seca has designed the seca 813 with a high capacity of up to 440 lbs and an extra wide platform. The tough rubber mat ensures a secure stance and flat construction allows for easy accessibility. | digital-floor-scale-with-high-capacity-e7b.png
SKU: SEC8031321009 | Seca Digital Flat Floor Scale With Balck Rubber Mat | The classic, clean line of the basic model turns heads and the high-quality rubber coating feels good to the touch. Itâ€˜s also pleasantly easy to read the weights in the display because the LCD figures are unusually large.The rediscovery of substance.First take a look at the clear design and then at the finishing:Â even our simplest scale is complex in its design and robust inÂ its construction. It gives even people who weigh up to 150 kilogramsÂ safe footing.The rediscovery of feeling good.Go ahead, pick up our starter scale andÂ take a close look. Youâ€˜ll be impressedÂ by its classic design and its surfaceÂ gleaming with high-quality materials. TheÂ high-quality rubber coating consists of aÂ special combination of two componentsÂ which lends softness and solidity. TheÂ material can stand up to all commercially available cleaning and disinfectingÂ products.Professional can be so private.Whether black or white, whether forÂ professional or private use, this secaÂ starter scale satisfies the highest demands made by private persons andÂ anyone who appreciates high-qualityÂ workmanship. The seca clara 803 hasÂ its strengths on the outside and onÂ the inside. Underneath the weighingÂ platform youâ€˜ll see longitudinal and crossÂ braces set one centimetre apart, givingÂ the scale unparalleled stability.Lightening the load.Thanks to its low tare weight of onlyÂ 1.4 kilograms and the handle built ontoÂ the back, the scale is easy to carry,Â making it suitable for users on the move.Â Viewing the measurements is just asÂ easy from the unconventionally big display with 28-millimetre-high figures. YouÂ see, seca cuts no corners even withÂ its lowest-priced scale. | digital-flat-floor-scale-with-balck-rubber-mat-a71.jpg
SKU: HOM880KLS | Health o Meter Heavy Duty Digital Floor Scale | Heavy-Duty Digital Floor Scale, this high capacity floor scale is versatile for most patients. | heavy-duty-digital-floor-scale-efd.jpg
SKU: DETSlimTalk | Detecto SlimTALK Talking Healthcare Scale 400 lb | DETECTOâ€™s SlimTALK talking bathroom scales are ideal for the elderly, obese, blind, and telemedicine use. The scale is easy to use for the vision impaired and provides a clear, pleasant voice announcement of the weight in two languages: English or Spanish (switch selectable). The extra-wide platform accommodates patients of all sizes. The very low-profile platform is only 1.4 in/36 mm high for easy access. The bilingual SlimTALK scale features 400 lb x 0.1 lb / 180 kg x 0.1 kg capacity, 3 AAA batteries included, large 1.5 in/38 mm high LCD digits for clear readouts, and 5 carpet feet included. The step-on/off function allows for weighing without stooping to switch on the scales and conserves battery life. The SlimTALK has a durable plastic platform with textured surface for weighing traction and user safety. | slimtalk-talking-healthcare-scale-400-lb-a6e.jpg
SKU: DETSlimTalkXL | Detecto SlimTALK XL Talking Healthcare Scale 550 Lbs. | DETECTOâ€™s SlimTALK XL talking bathroom scales are ideal for the elderly, obese, blind, and telemedicine use. The scale is easy to use for the vision impaired and provides a clear, pleasant voice announcement of the weight in two languages: English or Spanish (switch selectable). The extra-wide platform accommodates patients of all sizes. The low-profile platform is only 1.4 in/36 mm high for easy access. The bilingual SlimTALK XL scale features 550 lb x 0.1 lb / 250 kg x 0.1 kg capacity, 3 AAA batteries included, large 1.5 in/38 mm high LCD digits for clear readouts, and 5 carpet feet included. The step-on/off function allows for weighing without stooping to switch on the scales and conserves battery life. The SlimTALK XL has a durable plastic platform with ribbed black mat for weighing traction and user | slimtalk-xl-talking-healthcare-scale-550-lbs-ec2.jpg
SKU: ESCE184 | Escali Clear Glass Bathroom Scale | The new Clear Glass Bathroom Scale is designed with the very popular glass platform and minimalist metal frame design, matches the decor of any room, has a large display, and multiple user friendly features making it the perfect bathroom scale. The new scale has a durable 6mm tempered glass platform to give it a contemporary appearance that can blend with any background, and It is incredibly easy to read with its large 3.1in x 1in display. The scale also has a high weight capacity, up to 400lb (180kg). Furthermore, the instant-on and automatic shut off functions make this scale easy to use, hands free, and perfect for any home.Â Premium Chrome Design:Â The clear glass platform and clean lines of this scale will blend seamlessly into the design of your home. A large, easy to read display allows measurements to be read quickly and accurately. The scale also includes Instant On, Display Hold and Automatic Shut-off features.Easy to Read Display:Â The extra large digital display makes reading weight measurements quick and easy.Instant On:Â This scale will turn on automatically when it senses a user has stepped onto the weighing platform.Display Hold:Â Weight measurements remain visible for 15 seconds after they are first displayed.Automatic Shut-off:Â The scale will turn off after completion of the display hold feature to help extend battery life.Clear Glass Platform: This elegant scale will blend into any bathroom decor with its clear tempered safety glass platform. | clear-glass-bathroom-scale-e4d.jpg
SKU: RCL112566 | Rice Lake Digital Home Health Scale | The RL-440HH features the latest digital technology in a sleek professional form. The 1.5 inch, bright LCD displays weight in pounds, kilograms or stones. The auto hold function continues to show weight value on the display, even after stepping off of the scale. Tap to turn on; it automatically switches off. Lithium battery is included. | digital-home-health-scale--e02.jpg
SKU: ESCBFBW200 | Escali Glass Body Fat Body Water Bathroom Scale 440 Lb 200 Kg | The BFBW200 bathroom scale features advanced digital weighing technology that provides a high tech analysis of the fitness level of the user. This scale measures percentage of body fat, body water and weight for up to ten individual users. The scale has a large capacity of 440 Lb / 200 Kg.Know Your Body Composition The Escali BFBW200 Body Fat / Body Water Scale features an extra high capacity, a large clear glass platform and body composition measurements. Â Measure your body fat and hydration levels as a percentage of total weight for a better understanding of your health. Measure Body Fat & Body Water Advanced Bioelectrical Impedance Analysis technology sends an unperceivable electronic signal through your body to calculate your body fat and body water composition. (Do not use this scale if you have a pacemaker or use any other electronic personal medical device.) Extra High Capacity The 440 lb (200 kg) capacity is Escaliâ€™s highest for a personal body weight scale. Large Clear Glass Platform Your feet will no longer hang over the edge of your bathroom scale with this large platform made from tempered safety glass. 10 User Profiles The scale will calculate your body composition based on your weight measurement, a bioelectrical impedance analysis and personal user profile. Weight Only Mode Allow yourself or guests to quickly measure body weight without the need of a personal profile. Automatic Shut-off The scale will turn off automatically to help conserve and extend battery life. | glass-body-fat-body-water-bathroom-scale-440-lb-200-kg-a4e.jpg
SKU: CM2638 | Conair Corporation Digital Floor Scale | Digital Floor Scale. | digital-floor-scale-672.jpg
SKU: ESC157W | Escali Arti Digital Scale | Capable of weighing liquid and dry ingredients up to an astounding 15 lbs with an accuracy of 0.1 ounces, or 1 gram. The Arti's list of features is long and loaded with value. Its crisp and clear display, which is 50% larger than commonly found on a kitchen scale, sits between the user friendly touch sensitive controls and results in a single smooth glass surface. | arti-digital-scale-600.jpg
SKU: HOM2101KL | Health o Meter Digital Platform Scale | Digital platform scale with handrails - lb/kg | digital-platform-scale-d6f.png
SKU: HOM2842KL | Health o Meter Large Platform Digital Scale Remote Display | Digital Remote Weight Display:Â If you've ever had a tough time seeing the weights on your scale's display because of anything that might cover it up, (like a blanket or mat), you'll know what a great feature this is. Health o meter designed this animal scale with a digital weight display that pulls away from the scale so ya can see your weights...You can even mount it on the wall with the included mounting bracket.Adjustable Feet:Â To get the most accurate weight readings from this vet scale, it's best to keep it nice and level when weighing. Health o meter designed this scale with adjustable feet that twist in and out, so the 2842KL can be level wherever you decide to use it.RS232 Serial Port:Â This digital scale has an integrated RS 232 serial port to eliminate the need for manual data entries by allowing you to effortlessly send your data to a computer or printer. This can save you a great deal of time and energy, not to mention reducing errors in recording.Stainless Steel Platform:Â The 2842 KL vet scale has a durable stainless steel weighing platform to make cleanup a breeze. Unlike gold or silver, stainless steel doesn't scratch easily and keeps its shine without rusting or tarnishing.Tare Feature:Â The tare button on this scale can be pressed to "zero set" the weight on the scale. You can then add more weight, and the display will only show the weight of what you're adding. This can come in handy for accurately measuring the pet's weight even with a blanket or weighing pad on the scale. | large-platform-digital-scale-remote-display-4f7.jpg
SKU: HOM499KLAD | Health o Meter Waist High Digital Scale with Adapter | Large, low platform with non-skid mat for stability and easy access. Has an easy-read, 1" high LCD readout, user friendly interface features such as BMI (easy scroll method), Hold/Release, Zero, KG/LB, Clear & Enter functions, Auto-Zero, 2 minute Auto-Off (AC mode disabled), low battery indicator. Includes a strong aluminum pillar, EMR Connectivity via USB Port and (6) AA-cell batteries or 120V AC adapter. 2-year limited warranty. | waist-high-digital-scale-with-adapter-139.jpg
SKU: HOM2210KLCT | Health o Meter High Resolution Digital Neonatal/Pediatric Tray Scale with Medical Cart | High Resolution Digital Neonatal/Pediatric Tray Scale with Medical Cart. | high-resolution-digital-neonatal-pediatric-tray-scale-with-medical-cart-75a.jpg
SKU: HOM349KLXAD | Health o Meter Remote Display Scale 6AA Batteries | Interfaces with Welch AllynÂ® Spot Vital SignsÂ® LXi Monitor. The user can connect the scale to display weight measurements on the Welch Allyn monitor. | remote-display-scale-6aa-batteries-d46.jpg
SKU: HOM880KL | Health o Meter Heavy Duty Digital Floor Scale | Heavy Duty Digital Floor Scale - 4 pack , Functions: LB / KG / ST Switch, Auto Off, 10 Second Weight Hold. | heavy-duty-digital-floor-scale--1d9.jpg
SKU: HOMELEVATE-BT | Health o Meter Eye Level Scale with Digital Height Rod and Built in Bluetooth Wireless Technology Connectivity Kit Capacity 600 lbs/272 kg Platform Dimensions: 14 1/4" x 14 1/4" x 2 5/8" | EMR ConnectivityScale has the ability to interface with a computer, EMR software or other electronic device via USB or built-in BluetoothÂ® wireless technology350Â° Swivel DisplayEye-level rotating display can be read from almost any angle and allows for ease of use and patient privacyDigital Height RodFast and easy-to-use digital height rod provides option to capture height measurement electronically and accuratelyValue-Added FeaturesLow Profile PlatformLow platform height requires only minimal step up, offering patient a more comfortable and stable weighing experience | eye-level-scale-with-digital-height-rod-and-built-in-bluetooth-wireless-technology-connectivity-kit-capacity-600-lbs-272-kg-platform-dimensions-14-1-4-361.jpg
SKU: HOM3001KL-AM | Health o Meter Antimicrobial Digital Platform Scale Assembled | Antimicrobial Digital Platform Scale - Assembled â€œLiveâ€ Handrails Advanced technology allows the patient to hold onto handrails for stability while the scale accurately calculates weight. Low Profile Platform requires only minimal step up, offering the patient a more comfortable and stable weighing experience. | antimicrobial-digital-platform-scale-assembled-67a.jpg
SKU: INVRLS6 | Invacare Reliant Digital Scale | Digital display accurately and easily weighs users when installed on Reliant 450 or Reliant 600 Lifts. The Invacare RLS6 scale features an easy-to-operate 4-button display and automatic shut-off that prolongs the life of the battery. | reliant-digital-scale-dfb.jpg
SKU: OMROMSC-100 | Omron Healthcare Slim Digital Scale | Achieving your weight and wellness goals is an ongoing process that requires regular monitoring of your weight and cardiovascular health. An accurate digital scale like the Omron SC100 is an important tool toward improving your well being. Its stable, non-slip glass design and four-sensor scale technology provide accurate measurements of your current body weight on an easy-to-read LCD display. | slim-digital-scale-4ff.png
SKU: RCL119113 | Rice Lake Eye Level Physician Scale | The Rice Lake Digital Physician Scale prepares you for the future requirements of electronic medical record keeping by letting you easily transmit scale data to external devices. The feature-rich Digital Physician Scale is an incredible value, with premium precision and accuracy in a heavy-duty design.An integrated height rod tucks neatly within the scale column, and the large, stable scale base is both comfortable and easily transported by two integrated rubber wheels. Whether powered from an AC adaptor or standard alkaline batteries, this model is easy to use. Its large push-button display lights up for easy viewing and an audible beep sounds at the end of each weigh cycle. Add to that a 550lb capacity and exclusive Motiontrap movement compensation technology, and this Rice Lake model is one of the most accommodating physician scales on the market. | eye-level-physician-scale-90a.jpg
SKU: DET750 | Detecto Digital Weight Indicator | Detectoâ€™s model 750 display features an easy-to-use keypad and extra-large display perfect for patient weighing and viewing by the attending nurse, physician, or patient themself. A quick and simple BMI calculator allows you the ease of BMI calculation when you require it. The durable design and easy-to-replace AA batteries make the 750 perfect for all clinics, hospitals, and physician officesâ€™ scales. A RS232 serial port provides EMR/EHR connectivity for efficient patient record-keeping. | digital-weight-indicator-7f2.jpg
SKU: SEC7191300009 | Seca Waist High Digital Scale With Glass Platform | This scale is sleek and slim, yet very stable. Its ABS plastic and safety glass plus an extra connection between weighing base and pedestal make it strong. It doesn't have to be turned on for weighing, thanks to the unique Step-off function. | waist-high-digital-scale-with-glass-platform-58a.jpg
SKU: DET6868 | Detecto Bariatric Flip Seat Scale | Built specifically for weighing obese and unsteady patients, Detectoâ€™s American-made 6868 portable bariatric scales feature a flip-up seat allowing for weighing in a standing or sitting position. Stainless steel handrails with padded grips, non-skid 32 x 34 inch (81 x 86 cm) platform adds comfort to the weighing process. A compact design permits the scale to roll through doors and into patientsâ€™ rooms for easy weighing (doorways no wider than 32 inch / 81 cm). Six AA batteries (not included) or optional AC adapter. 1,000 lb x 0.2 lb / 450 kg x 0.1 kg capacity. OIML EC Class III model available. | bariatric-flip-seat-scale-992.jpg
SKU: HOM500KL | Health o Meter Eye Level Digital Scale with Height Rod | With a built-in height rod, the scale enhances workflow by measuring weight and height and calculating Body Mass Index without moving the patient.Â The Health o Meter Physician Digital Scale is professional grade and features a 500 lb (227 kg) weight capacity that is measureable in 0.2 lb (0.1 kg) increments.EMR/EHR Connectivity via USB:Scale has the ability to interface with a computer, monitor, printer or other electronicÂ device via USB for fast, easy and accurateÂ data transfer.Value-Added Features:Operating functions (BMI, Tare, Zero Out,Â Hold/Release, Auto Zero, Auto Off) includedÂ at no additional cost.Built-in Height Rod:The easy-to-use height rod provides heightÂ measurements from 30â€ to 84-1/4â€Â Top-Selling Digital Scale:The Health o meterÂ® Professional 500KLÂ is the market leading scale used andÂ trusted by 10,000+ physicians in USA.Body Mass Index (BMI) Capability:Scale functions include the ability to auto-matically calculate the patientâ€™s BodyÂ Mass Index (BMI) | eye-level-digital-scale-with-height-rod-c55.jpg
SKU: HOM349KLX | Health o Meter Digital Floor Scale | Interfaces with Welch Allyn Spot Vital Signs LXi Monitor. The user can connect the scale to display weight measurements on the Welch Allyn monitor. | digital-floor-scale-fe4.jpg
SKU: DETSLIMPRO | Detecto SlimPRO Low Profile Scale | The SlimPRO digital low-profile scaleâ€™s extra-wide 17-in x 14.5-in/43-cm x 37-cm platform accommodates all sizes of patients and the large 1.5-in/38-mm high digits on the LCD are easy to read. The SlimPROâ€™s high 440-lb/200-kg capacity allows for bariatric weighing with an accuracy of 0.2-lb/100-g increments. The SlimPRO features a built-in carrying handle for portability, 5-second weight hold, foot pads for weighing on any surface (even carpets), 4 AAA batteries (included), Auto On/Off, pounds-kilograms units switching, easy-to-clean surface, and low-profile 1.4-in/36-mm slim depth for easy step-on weighing. The scaleâ€™s RS232 serial port allows connectivity with DETECTOâ€™s optional P50 thermal tape printer or EMR/EHR software. With the serial connection, you may print on stable weight or send the data to a PC forÂ EMR/EHR. | slimpro-low-profile-scale-79f.jpg
SKU: RCL172098 | Rice Lake Mechanical Chair Scale 440 lb Capacity | The Rice Lake mechanical chair scale is designed for weighing those who find it difficult or unsafe to stand on a conventional scale.The smooth durable molded plastic seat is comfortable, and the swing-up arms lift for easy patient transport. | mechanical-chair-scale-440-lb-capacity-f8a.jpg
SKU: HOM445KL | Health o Meter Mechanical Chair Scale | Health-O-Meter 445KL mechanical balance beam chair scale features easy-to-read graphics for simplified viewing. This chair scale can weigh patients up to 440 pounds in 1/4 pound graduations. The beam also displays weight in kilograms. The base of the scale has two wheels that provide easy mobility and allows for convenient placement. | mechanical-chair-scale-9ed.jpg
SKU: HOM594KL | Health o Meter Digital Chair Scale | Moveable Arm and Foot Rest: The flip-arm and foot rest allows for easier patient access and patient comfort. Rechargeable Battery Power Source: Scale is powered by a 6V rechargeable battery and battery charger included with scale. | digital-chair-scale-561.jpg
SKU: RCL119114 | Rice Lake Digital Chair Scale with Foot Rest 550-10-1 | The smooth durable molded plastic seat is easy to clean, comfortable, and safe for weights up to 660 lb. Swing-up arms enable easy access from either side. Attached behind the backrest, the indicator is simple to use and easy to read. Movement-compensation technology eliminates inaccuracies caused by movement during weighing process. The sturdy enameled tubular steel frame features a flip-up footrest, and four heavy-duty casters for easy, quiet maneuvering. | digital-chair-scale-with-foot-rest-550-10-1-760.png
SKU: HOM594KL | Health o Meter Digital Chair Scale | Moveable Arm and Foot Rest: The flip-arm and foot rest allows for easier patient access and patient comfort. Rechargeable Battery Power Source: Scale is powered by a 6V rechargeable battery and battery charger included with scale. | digital-chair-scale-561.jpg
SKU: SEC684 | Seca Multifunctional Scale With Handrail And Fold Up Seat | The patient can be safely and accurately weighed while standing or seated or in a wheelchair. No conversion is required.Â The stable handrail supports the standing patient, the integrated fold-down seat provides comfort for the seated patient, and the large platform (29.9 x 32.3 inch) accommodates a patient in a wheelchair. The weight of the wheelchair or walker is simply deducted with use of the Pre-TARE function. Special attention has been given to making the scales easy-access and safe, with a stop barrier provided for the front wheels of the wheelchair.Furthermore, the seca 684 is equipped with the new seca 360&deg; wireless technology, which wirelessly transmits all measurements to a seca wireless printer or to seca software on your PC. Additional details: easy-to-read swiveling display can be turned toward patient or caregiver, the practical HOLD function shows the weighing result after the patient has left the platform, the damping function ensures precise results, the non-slip rubber coating and handrail guarantee a firm foothold and integrated transport castors make the scale mobile. The access ramp seca 470 is included in the supply schedule | multifunctional-scale-with-handrail-and-fold-up-seat-5ab.jpg
SKU: DET6475 | Detecto Digital Chair Scales | Developed to ensure patient safety and comfort as well as to reduce weighing time, these digital chair scales with wheels are conveniently portable and offer easy side or front access for patients. Theyâ€™re ideal for clinics, hospitals, nursing homes, and physician offices. The models 6475 and 6475K models are equipped with a plastic-molded seat for added patient comfort, lift-away armrests and a fold-up footrest for easy access, and the large 0.7-inch/19-mm high LCD digits provide fast readouts accurate to within 0.2 lb / 0.1 kg. The scaleâ€™s LOCK/RELEASE key holds the patient weight, so that clinical professionals can attend to their patient first before recording the weight. Quality steel construction is apparent throughout the scale. EMR/EHR-ready RS232 serial port. 400 lb x 0.2 lb / 180 kg x 0.1 kg. | digital-chair-scales-154.jpg
SKU: DET6475 | Detecto Digital Chair Scales | Developed to ensure patient safety and comfort as well as to reduce weighing time, these digital chair scales with wheels are conveniently portable and offer easy side or front access for patients. Theyâ€™re ideal for clinics, hospitals, nursing homes, and physician offices. The models 6475 and 6475K models are equipped with a plastic-molded seat for added patient comfort, lift-away armrests and a fold-up footrest for easy access, and the large 0.7-inch/19-mm high LCD digits provide fast readouts accurate to within 0.2 lb / 0.1 kg. The scaleâ€™s LOCK/RELEASE key holds the patient weight, so that clinical professionals can attend to their patient first before recording the weight. Quality steel construction is apparent throughout the scale. EMR/EHR-ready RS232 serial port. 400 lb x 0.2 lb / 180 kg x 0.1 kg. | digital-chair-scales-154.jpg
SKU: HOM594KL | Health o Meter Digital Chair Scale | Moveable Arm and Foot Rest: The flip-arm and foot rest allows for easier patient access and patient comfort. Rechargeable Battery Power Source: Scale is powered by a 6V rechargeable battery and battery charger included with scale. | digital-chair-scale-561.jpg
SKU: DET475 | Detecto Mechanical Chair Scales | Frequent weight checks of frail, handicapped, elderly, and dialysis patients can be a tremendous time-consuming task without the proper equipment. Detecto simplifies the task with a selection of innovative-designed USA-made mechanical chair scales with wheels. The 475 and 4751 have plastic-molded seats for patient comfort complete with with lift-away armrests on both sides and a fold-up footrest for easy access during patient transfers from a wheelchair or hospital bed. Quality steel construction is apparent throughout the scale, especially in the heavy-duty understructure which is designed for optimal strength and patient safety | mechanical-chair-scales-44f.jpg
SKU: DET6880 | Detecto Rolling Chair Scale | Zero turning radius ability is the hallmark of this lightweight rolling chair scale. Ergonomics dictated this stylish, battery-powered chair scale's contemporary design. This system comes complete with a large LCD display. It has a 440 lb capacity that is sensitive to .2 lb. Oversized 3" diameter wheels and sleek styling allow this scale to be extremely portable.The large, 0.7" high contrast LCD display is battery powered and is easily readable in the brightest lighting conditions. The soft, padded armrests fold out of the way to allow patients easy accessibility. The 6880's footrests also fold away to promote patient security when getting into or out of the scale. | rolling-chair-scale-016.jpg
SKU: RCL100232 | Rice Lake Chair Scale (540-10-1) | High capacity chair scale facilitates fast, easy and accurate weighing. Includes reweigh function. Available with comfortable padded or molded seat and back. EMR ready. | chair-scale-540-10-1--672.jpg
SKU: RCL101664 | Rice Lake Premium Chair Scale (540-10-2) | High capacity chair scale facilitates fast, easy and accurate weighing. Includes reweigh function. Available with comfortable padded or molded seat and back. EMR ready. | premium-chair-scale-540-10-2-565.jpg
SKU: RCL107438 | Rice Lake Chair Scale (540-10-1) | High capacity chair scale facilitates fast, easy and accurate weighingIncludes reweigh functionAvailable with comfortable padded or molded seat and backEMR readyCapacity: 600 lb x 0Swing-up arm rests for easy access and exitIntegrated wheels for ease of portabilityLarge 1" LCD displayBMI (body mass index) functionReweigh functionHold functionUnit of measure: lb only, kg only, lb/kgRS-232 outputUpdatable firmwareChair ScalePlastic seat | chair-scale-540-10-1-4a9.jpg
SKU: RCL101664 | Rice Lake Premium Chair Scale (540-10-2) | High capacity chair scale facilitates fast, easy and accurate weighing. Includes reweigh function. Available with comfortable padded or molded seat and back. EMR ready. | premium-chair-scale-540-10-2-565.jpg
SKU: SEC9521309009 | Seca Digital Mobile Chair Scale with 4 Wheels | With a capacity of 440 lbs and a graduation of 0.2 lbs, the seca 952 fulfills all basic medical standards.Added to that are the typical seca advantages such as fold-up armrests and footrests, secure wheel brakes, an ergonomically shaped seat and smooth-running rollers, which, together with the ergonomically shaped handle, make it very easy to push the chair scale. Of course the seca 952 is also equipped with the important TARE function which allows every newly added weight to be ascertained separately and the auto-HOLD function which lets medical personnel take care of the patient first and read out the results later. | digital-mobile-chair-scale-with-4-wheels-3a5.jpg
SKU: CM3173 | Rehab World Skinfold Caliper | Skinfold Caliper | skinfold-caliper-3fa.jpg
SKU: SEC7501119008 | Seca 750 Robust Mechanical Floor Scale Lbs. | Attractive precision in a very confined space.Pretty and stable, with a pure, light design this Seca 750 Robust Mechanical Floor Scale will make a great impression in any facility.Â With a stable, powder-coated steel casing, a circular display and an easy-to-clean tread area of imitation leather â€“ what more does one need for comfortable weighing?The compact, mechanical flat scales of Seca with their durability, functionality and size permit medically precise weighing results in even very limited spaces. The large range gives you the possibility of selecting the right scale to meet your needs in the medical practice and to match your individual style. | 750-robust-mechanical-floor-scale-lbs-75d.png
SKU: DETHSPLUS | Detecto HealthySole UVC Disinfection System | HealthySoleÂ® is the first clinically proven UVC product to kill up to 99.99% of exposed microorganisms such as bacterial and viral pathogens on the soles of shoes in 8 seconds. HealthySoleÂ® is also effective against fungi and bacterial spores that travel on shoe soles leading to the spread of infection via inhalation or horizontal translation from surface and air contamination.By adding HealthySoleÂ® to an existing infection control program, the facility will decrease the overall microbial load starting with shoe and floor contamination. HealthySoleÂ® significantly decreases the aerosolizing, migration, or transfer of deadly pathogens that lead to higher healthcare-associated infections (HAI) rates. HealthySoleÂ® is an active UVC germicidal system that continuously eliminates infectious organisms with virtually no workflow interruption, additional staff or monetary cost to operate. | healthysole-uvc-disinfection-system-7d6.jpg
SKU: RCL133077 | Rice Lake 120V AC Adapter for Scales 250-10-2 and 350-10-8 | Power adapter for Rice Lake scales. | 120v-ac-adapter-for-scales-250-10-2-and-350-10-8-28e.jpg
SKU: RCL106905 | Rice Lake Frame For Dialysis Scale SD1000 | Rice Lake 106905 Pit Frame for SD-1000. | frame-for-dialysis-scale-sd1000-073.jpg
SKU: RCL112570 | Rice Lake Medical Transport/Carrying Case for RL-DBS Digital Baby Scale | This is the carrying case for the RL-DBS Digital Baby Scale. | medical-transport-carrying-case-for-rl-dbs-digital-baby-scale-af0.jpg
SKU: DORNDS7100-USB | Doran Scales USB Communications Port Option For DS7100 Handrail Scale | USB communications options allow the recording of a patientâ€™s weight and BMI value be sent to an optional printer or EMR system. | usb-communications-port-option-for-ds7100-handrail-scale-c96.jpg
SKU: SEC4650000139 | Seca 360 Wireless Thermal Paper Printer | The seca 465 digital printer is exactly the right partner for measuring rods and scales with wireless transmission by seca. Via its wireless receiver and pre-configured SD smart card, the printer receives the measurements transmitted by seca devices and analyzes the data. The printer compares height and weight to reference values as defined by WHO, CDC and Kromeyer- Hauschild et al., and ascertains percentiles for children. Resting energy expenditure and total energy expenditure based on parameters of gender, age and PAL (Physical Activity Level) are also calculated. As needed, Body-Mass-Index (BMI) or Body Fat Rate (BFR) can be analyzed and printed. | 360-wireless-thermal-paper-printer-2af.png
SKU: RCL102508 | Rice Lake Adapter 230V for Model 250-10-2 and Model 350-10-8 Scales | Adapter 230V for Model 250-10-2 and Model 350-10-8 Scales | adapter-230v-for-model-250-10-2-and-model-350-10-8-scales-b26.jpg
SKU: HOM499KLHR | Health o Meter Digital Waist-High Stand-On Scale with Height Rod 500 lb/220 kg Capacity ADPT31 | Large, low platform with non-skid mat for stability and easy access. Has an easy-read, 1" high LCD readout, user friendly interface features such as BMI (easy scroll method), Hold/Release, Zero, KG/LB, Clear & Enter functions, Auto-Zero, 2 minute Auto-Off (AC mode disabled), low battery indicator. Includes a strong aluminum pillar, EMR Connectivity via USB Port and (6) AA-cell batteries or 120V AC adapter. 2-year limited warranty. | digital-waist-high-stand-on-scale-with-height-rod-500-lb-220-kg-capacity-adpt31--211.jpg
SKU: HOM3401KL | Health o Meter Digital Wet Diaper Lap Sponge Organ Scale With Tray | Large, low platform with non-skid mat for stability and easy access. Has an easy-read, 1" high LCD readout, user friendly interface features such as BMI (easy scroll method), Hold/Release, Zero, KG/LB, Clear & Enter functions, Auto-Zero, 2 minute Auto-Off (AC mode disabled), low battery indicator. Includes a strong aluminum pillar, EMR Connectivity via USB Port and (6) AA-cell batteries or 120V AC adapter. 2-year limited warranty. | digital-wet-diaper-lap-sponge-organ-scale-with-tray-281.jpg
SKU: HOM499KLHRAD | Health o Meter Digital Waist-High Stand-On Scale with Height Rod Power Adapter ADPT31 Included 500 lb/220 kg Capacity | Large, low platform with non-skid mat for stability and easy access. Has an easy-read, 1" high LCD readout, user friendly interface features such as BMI (easy scroll method), Hold/Release, Zero, KG/LB, Clear & Enter functions, Auto-Zero, 2 minute Auto-Off (AC mode disabled), low battery indicator. Includes a strong aluminum pillar, EMR Connectivity via USB Port and (6) AA-cell batteries or 120V AC adapter. 2-year limited warranty. | digital-waist-high-stand-on-scale-with-height-rod-power-adapter-adpt31-included-500-lb-220-kg-capacity--386.jpg
SKU: HOM599KLHR | Health o Meter Digital Waist-High Stand-On Scale with Height Rod 600 lb Capacity | Large, low platform with non-skid mat for stability and easy access. Has an easy-read, 1" high LCD readout, user friendly interface features such as BMI (easy scroll method), Hold/Release, Zero, KG/LB, Clear & Enter functions, Auto-Zero, 2 minute Auto-Off (AC mode disabled), low battery indicator. Includes a strong aluminum pillar, EMR Connectivity via USB Port and (6) AA-cell batteries or 120V AC adapter. 2-year limited warranty. | digital-waist-high-stand-on-scale-with-height-rod-600-lb-capacity-9a2.jpg
SKU: HOM402LBWH | Health o Meter Mechanical Beam Scale | Fixed beam poise bar. Powder coated inside and out for extended life. Heavy-duty steel base for improved strength and durability. Dual-read height rod (402KL & 402LB only) range 24"-84" x 1/8" (60cm-213cm x 1mm). Factory calibrated to ensure accuracy. "WH" version scales include wheels for easy mobility. Assembly required. 10 year limited warranty. | mechanical-beam-scale-411.jpg
SKU: HOM400KLCW | Health o Meter Mechanical Beam Scale with Fixed Poise Bar & Counterweights 490 lb/210 kg Capacity | Fixed beam poise bar. Powder coated inside and out for extended life. Heavy-duty steel base for improved strength and durability. Dual-read height rod (402KL & 402LB only) range 24"-84" x 1/8" (60cm-213cm x 1mm). Factory calibrated to ensure accuracy. "WH" version scales include wheels for easy mobility. Assembly required. 10 year limited warranty. | mechanical-beam-scale-with-fixed-poise-bar-amp-counterweights-490-lb-210-kg-capacity--0fd.jpg
SKU: HOM400KLWH | Health o Meter Mechanical Beam Scale with Fixed Poise Bar & Wheels 390 lb/180 kg Capacity | Fixed beam poise bar. Powder coated inside and out for extended life. Heavy-duty steel base for improved strength and durability. Dual-read height rod (402KL & 402LB only) range 24"-84" x 1/8" (60cm-213cm x 1mm). Factory calibrated to ensure accuracy. "WH" version scales include wheels for easy mobility. Assembly required. 10 year limited warranty. | mechanical-beam-scale-with-fixed-poise-bar-amp-wheels-390-lb-180-kg-capacity--76f.jpg
SKU: HOM400KLWHCW | Health o Meter Mechanical Beam Scale with Fixed Poise Bar Wheels & Counterweights 490 lb/210 kg Capacity | Fixed beam poise bar. Powder coated inside and out for extended life. Heavy-duty steel base for improved strength and durability. Dual-read height rod (402KL & 402LB only) range 24"-84" x 1/8" (60cm-213cm x 1mm). Factory calibrated to ensure accuracy. "WH" version scales include wheels for easy mobility. Assembly required. 10 year limited warranty. | mechanical-beam-scale-with-fixed-poise-bar-wheels-amp-counterweights-490-lb-210-kg-capacity--876.jpg
SKU: HOMADPT31 | Health o Meter 120V Power Source Adapter | The HealthOMeter ADPT31 is designed to be used with the HealthOMeter 500KL Digital Medical Beam Weight Scale. | 120v-power-source-adapter-aa4.jpg
SKU: HOM2595KLKEYPAD | Health o Meter Professional Accessories 2595KL Keypad | 2595KL Keypad | professional-accessories-2595kl-keypad--2d5.jpg
SKU: HOM594CHARGER | Health o Meter Charger For 594KL | Charger For 594KL | charger-for-594kl--f6d.jpg
SKU: HOM500KLKEYPAD | Health o Meter Key Pad Overlay for 500KL Scale | Key Pad, Overlay for 500KL Scale | key-pad-overlay-for-500kl-scale--20b.jpg
SKU: HOM2210KLCT | Health o Meter High Resolution Digital Neonatal/Pediatric Tray Scale with Medical Cart | High Resolution Digital Neonatal/Pediatric Tray Scale with Medical Cart. | high-resolution-digital-neonatal-pediatric-tray-scale-with-medical-cart-75a.jpg
SKU: HOM386KGS-01 | Health o Meter Mechanical Scale Pediatric Capacity: 25kg 100g Graduation Seat Tray Dimensions: 19 3/8"W x 12 3/8"D x 3 3/4"H | A convenient carrying handle for easy transport and a built-in measuring tape, which allows users to measures both weight and height simultaneously. 1-year limited warranty. | mechanical-scale-pediatric-capacity-25kg-100g-graduation-seat-tray-dimensions-19-3-8w-x-12-3-8d-x-3-3-4h--db2.jpg
SKU: HOM160KGS | Health o Meter Mechanical Floor Scale 180 kg Capacity Platform Dimension: 11" x 12 1/2" x 3"/279mm x 318mm x 76mm | Classic "Big Foot" mechanical scale with raised dial. Extra large platform accommodates multiple users. | mechanical-floor-scale-180-kg-capacity-platform-dimension-11-x-12-1-2-x-3-279mm-x-318mm-x-76mm--1c2.jpg
SKU: HOM160LBS | Health o Meter Mechanical Floor Scale 400 lb Capacity 12 1/2" x 11" x 3" Platform Dimension | Classic "Big Foot" mechanical scale with raised dial. Extra large platform accommodates multiple users. | mechanical-floor-scale-400-lb-capacity-12-1-2-x-11-x-3-platform-dimension--f33.jpg
SKU: HOM160KLS | Health o Meter Mechanical Floor Scale 400 lb/180 kg Capacity 12 1/2" x 11" x 3" Platform Dimensions | Classic "Big Foot" mechanical scale with raised dial. Extra large platform accommodates multiple users. | mechanical-floor-scale-400-lb-180-kg-capacity-12-1-2-x-11-x-3-platform-dimensions--0aa.jpg
SKU: HOM498KLAD | Health o Meter Digital Floor Scale with Remote Display Power Adapter | Digital Floor Scale with Remote Display, Power Adapter ADPT31 Included, Connectivity via USB, 500 lb Capacity | digital-floor-scale-with-remote-display-power-adapter-edb.jpg
SKU: HOM800KLS | Health o Meter Digital Scale Floor 397 lb/180 kg Capacity 12 1/4" x 12 1/4" Platform Dimension 3V Lithium Battery | Digital Scale, Floor, 397 lb/180 kg Capacity, 12 1/4" x 12 1/4" Platform Dimension, 3V Lithium Battery, 1/cs | digital-scale-floor-397-lb-180-kg-capacity-12-1-4-x-12-1-4-platform-dimension-3v-lithium-battery-822.jpg
SKU: HOM844KLS | Health o Meter Digital Scale Floor For Telemedicine 440 lb/220 kg Capacity 12 5/8" x 12 1/2" Platform Dimension 3V Lithium Batteries EMR Connectivity via USB | Digital Scale, Floor, For Telemedicine, 440 lb/220 kg Capacity, 12 5/8" x 12 1/2" Platform Dimension, (2) 3V Lithium Batteries, EMR Connectivity via USB | digital-scale-floor-for-telemedicine-440-lb-220-kg-capacity-12-5-8-x-12-1-2-platform-dimension-3v-lithium-batteries-emr-connectivity-via-usb--e8f.jpg
SKU: HOM402KLWHCW | Health o Meter Mechanical Beam Scale with Fixed Poise Bar Height Rod Wheels & Counterweights 490 lb/210 kg Capacity | Adjustable unit measurement bar. The mechanical poise bars allow for easy reading of weight in lb or kg. The easy-to-use height rod provides height measurements from 23" to 84". The powder coating inside and out protects it from rust, extending the life of the scale. The markets highest capacity beam scale, providing versatile use. 10-year Limited Warranty | mechanical-beam-scale-with-fixed-poise-bar-height-rod-wheels-amp-counterweights-490-lb-210-kg-capacity--264.jpg
SKU: HOM402KLCW | Health o Meter Mechanical Beam Scale with Fixed Poise Bar Height Rod & Counterweights 490 lb/210 kg Capacity | Adjustable unit measurement bar. The mechanical poise bars allow for easy reading of weight in lb or kg. The easy-to-use height rod provides height measurements from 23" to 84". The powder coating inside and out protects it from rust, extending the life of the scale. The markets highest capacity beam scale, providing versatile use. 10-year Limited Warranty | mechanical-beam-scale-with-fixed-poise-bar-height-rod-amp-counterweights-490-lb-210-kg-capacity--a1b.jpg
SKU: HOM600KL-BT | Health o Meter Eye Level Scale with Digital Height Rod and Built-In Bluetooth Wireless Technology | Eye Level Scale with Digital Height Rod and Built-in Bluetooth Wireless Technology. Functions LB / KG Conversion, LB / KG Lockout, Body Mass Index (BMI), Zero Out / Tare, Hold / Release, Auto Zero, Auto Off. | eye-level-scale-with-digital-height-rod-and-built-in-bluetooth-wireless-technology-b9b.jpg
SKU: HOM600KL | Health o Meter Professional Heavy Duty Eye Level Scale with Digital Height Rod | The Health o Meter Profession 600KL scale is a heavy-duty scale that automatically calculates weight, height and BMI. Includes a built-in digital height rod. It is EMR capable and the display is 1" LCD Screen with a 350Â° swivel. | professional-heavy-duty-eye-level-scale-with-digital-height-rod-12d.jpg
SKU: HOMELEVATE-BT | Health o Meter Eye Level Scale with Digital Height Rod and Built in Bluetooth Wireless Technology Connectivity Kit Capacity 600 lbs/272 kg Platform Dimensions: 14 1/4" x 14 1/4" x 2 5/8" | EMR ConnectivityScale has the ability to interface with a computer, EMR software or other electronic device via USB or built-in BluetoothÂ® wireless technology350Â° Swivel DisplayEye-level rotating display can be read from almost any angle and allows for ease of use and patient privacyDigital Height RodFast and easy-to-use digital height rod provides option to capture height measurement electronically and accuratelyValue-Added FeaturesLow Profile PlatformLow platform height requires only minimal step up, offering patient a more comfortable and stable weighing experience | eye-level-scale-with-digital-height-rod-and-built-in-bluetooth-wireless-technology-connectivity-kit-capacity-600-lbs-272-kg-platform-dimensions-14-1-4-361.jpg
SKU: HOM3001KL-AMHR | Health o Meter Digital Patient Platform Scale with Height Rod Antimicrobial Assembled 1000 lb/454kg Capacity | Scales with Axalta AlestaÂ® AM patented Antimicrobial Powder Coating. | digital-patient-platform-scale-with-height-rod-antimicrobial-assembled-1000-lb-454kg-capacity--f06.jpg
SKU: HOM3001KL-AMUA | Health o Meter Digital Patient Platform Scale with Handrails Antimicrobial Unassembled 1000 lb/454kg Capacity | Scales with Axalta AlestaÂ® AM patented Antimicrobial Powder Coating. | digital-patient-platform-scale-with-handrails-antimicrobial-unassembled-1000-lb-454kg-capacity--698.jpg
SKU: DET6600-1940 | Detecto RS232 Data Cable For Slimpro Scale | The SlimPRO goes a step above the competition by providing a RS232 serial output port for connectivity with a printer or PC. This allows the SlimPRO to output weight data for efï¬cient patient recordkeeping. DETECTO offers an optional cable for the serial output (shown). The SlimPRO may be connected to a PC for ASCII format weight data to output automatically on a stable weight reading, or this data may be sent directly to a printer for a hard-copy receipt of the weight reading. | rs232-data-cable-for-slimpro-scale-7ee.jpg
SKU: DETP50 | Detecto Tape Printer for SlimPRO Scale | The optional model P50 direct thermal printer with two-button operation and RS-232 serial communication with the scale (cable included with printer) can be mounted directly onto the column of any of the ProDoc series eye-level scales. Capable of printing 384 dots/line with a max printing speed of 1.58 in/sec (40 mm/s). | tape-printer-for-slimpro-scale-f2a.jpg
SKU: DET439 | Detecto Eye Level Physician Scale | Detecto's model 439 features a height rod in inches and centimeters. The platform cover is easily removed for cleaning. The die-cast beam can be easily read from either side.Now available in 500 lb / 220 kg capacities by using the optional counterweights.Detecto continues to set the pace in the clinical scale industry, backed by over a century of leadership. Every Detecto physician scale features a time-honored reputation for rigid construction and precision engineering. This assures an unbeatably rugged product that guarantees accuracy and durability. All Detecto scales are tested with weights traceable to the U.S. Bureau of Standards. | eye-level-physician-scale-d6d.jpg
SKU: DETDR660 | Detecto Portable Bariatric Low-Profile Scale | Detectoâ€™s DR660 features a lightweight spacious 21.5 W x 17.2 D x 1.97 H inch (56 W x 44 D x 5 H cm) weighing platform, built-in rechargeable battery pack (7.2 VDC / 1200mA) which is able to provide eight hours of continuous use, or 120 VAC 60Hz powering a 15 VDC 300mA wall plug-in UL/CUL listed power supply (included). 1 inch (25 mm) high LCD digits. RS232 serial output and integral carrying handle. 660 lb x 0.5 lb / 300 kg x 0.2 kg capacity. Optional stainless steel wall-mount grab bars also available for patient stability (GBSS18-WM, 1 per). | portable-bariatric-low-profile-scale-558.jpg
SKU: HOM2600KL | Health o Meter Digital Wheelchair Ramp Scale Dual | EMR Connectivity:Â Scale has the ability to interface with a computer, EMR software or other electronic device via various Health o meterÂ® Professional Connectivity Solutions.Wheels and Folding Ramps for Easy Portability and Storage:Â 2 wheels for ease of movement and folding ramp for convenient storageWide Platform for Wheelchair or Bariatric Use:Â Wide platform accommodates wheelchairs and also provides a comfortable weighing experience for bariatric patientsCalculates Body Mass Index (BMI):Â Scale functions include the ability to calculate patient's Body Mass Index (BMI) | digital-wheelchair-ramp-scale-dual-6a8.jpeg
SKU: HOM498KL | Health o Meter Remote Display Weight Scale | Capacity: 500 lb, Remote Display can be mounted on a wall or placed on a table, Large Platform Size, EMR/EHR Connectivity via USB.EMR/EHR Connectivity via USB: Scale has the ability to interface with a computer, monitor, printer or other electronic device via USB for fast, easy and accurate data transferBody Mass Index (BMI) Capability: Scale functions include the ability to automatically calculate the patient's Body Mass Index (BMI)Large Platform Size: Oversized 17-3/4" (w) x 14" (d) platform provides a safer and more accommodating weighing surfaceValue-Added Features: Operating functions (BMI, Tare, Zero Out, Hold/Release, Auto Zero, Auto Off) included at no additional costRemote Display: The remote display provides convenience with the ability to be mounted on a wall or placed on a table | remote-display-weight-scale-233.jpg
SKU: FAB12-1190 | Baseline Body Fat Scale | Baseline body fat, hydration, and weight scale. Measures body fat percentage and water percentage by BIA Principle. Body fat and water percentage differential resolution: 0.1%. 8 person memory. Body fat measuring range: 4.0% to 45.0%. Body water measuring range: 37.8% to 66.0%. Maximum weight capacity: 150KG/330LB. Unit increments: 100 GRAM/0.2LB. Minimum effective measurement: 2.0KG/4.4LB. User modes for adult and child (AGE 10-100). POWER: One 9V alkaline battery (NOT INCLUDED). Measures 31.7 cm x 31.2 cm x 4.8 cm. 8MM design of tempered glass platform. Comes in attractive retail package | body-fat-scale-4fc.jpg
SKU: DETDHRWM | Detecto Stand Alone Wall Mount Digital Height Rods | Detecto's exclusive digital height technology allows you to receive height readings quickly, accurately, and comfortably. Measure up to 6'7" / 200 cm with automatic height viewing on the remote display, positioned where you need it with Detecto's wall-mount or desktop bracket. | stand-alone-wall-mount-digital-height-rods-b3b.jpg
SKU: DET449 | Detecto Eye-Level Physician Scale | Detecto's model 449 features a height rod in inches and centimeters and a handpost, which is an important aid for the elderly or weak individuals. The platform cover is easily removed for cleaning. The die-cast beam can be easily read from either side.Â Now available in 500 lb / 220 kg capacities by using the optional counterweights. Detecto continues to set the pace in the clinical scale industry, backed by over a century of leadership. Every Detecto physician scale features a time-honored reputation for rigid construction and precision engineering. This assures an unbeatably rugged product that guarantees accuracy and durability. All Detecto scales are tested with weights traceable to the U.S. Bureau of Standards. | eye-level-physician-scale-d98.jpg
SKU: DET339 | Detecto Eye Level Physician Scale | Detecto's model 339 features a height rod in inches and centimeters. The platform cover is easily removed for cleaning. The die-cast beam is dual reading, so it can be easily read from either side, and measures in BOTH pounds and kilograms.Â Detecto continues to set the pace in the clinical scale industry, backed by over a century of leadership. Every Detecto physician scale features a time-honored reputation for rigid construction and precision engineering. This assures an unbeatably rugged product that guarantees accuracy and durability. All Detecto scales are tested with weights traceable to the U.S. Bureau of Standards. | eye-level-physician-scale-3a8.jpg
SKU: DET349 | Detecto Dual Reading Eye-Level Physician Scale | Detecto's world-renowned USA-made eye-level mechanical weigh beam physician scales feature a heavy-duty solid stable 10.5 x 14.5 inch (27 x 37 cm) platform, a dual-reading die-cast weighbeam which may be read from either side of the scale. USA-manufactured long-lasting, durable steel construction with an electrostatic powder paint finish for optimum quality. Capacity may be increased by using an optional counterweight. Scale is 59 inch (150 cm) high. Height rod, wheels and handpost features available. Detecto is the largest medical scale manufacturer in the United States. | dual-reading-eye-level-physician-scale-e43.jpg
SKU: DORNDS5100 | Doran Scales Digital Physician Scale | Todayâ€™s busy physicianâ€™s office needs Doranâ€™s DS5100 Digital Physicianâ€™s Scale that provides a faster and easier way to weigh and measure patients accurately. With Doranâ€™s Touchless Start feature, you can acquire a patientâ€™s weight in as little as two seconds without any buttons to press. Simply have the patient step onto the large DS5100 platform and an accurate weight up to 500 pounds will be held on the display. Once the patient leaves the platform, the DS5100 is immediately ready for another weighment. Imagine the time saved over a year in weighing patients alone!.If you are still using yesterdayâ€™s mechanical scale, itâ€™s time to consider what technology can do to improve your workflow. No longer will you have to guess a patientâ€™s weight while waiting for the beam to settle for your elderly and unstable patients. Our exclusive Weight Lock feature allows an accurate weight to be held regardless of a patientâ€™s motion. The days of small, unstable, four-inch tall mechanical scale platforms are a thing of the past. The DS5100 Digital Physician Scale works on any flooring, including carpeting.The sturdy aluminum column houses the height measurement rod. Simply extend the measurement arm and pull upwards for adult heights or push down to measure a childâ€™s height. To calculate BMI, enter the height using the scroll buttons, press the BMI button and the patientâ€™s Body Mass Index is instantly displayed in the right LCD. When not in use, the BMI display functions as a clock in 24 or 12 hour format.Â | digital-physician-scale-fec.jpg
SKU: DORNDS7100 | Doran Scales Handrail Scale | Accuracy, patient safety, and portability have all been engineered into the Model DS7100 Handrail Scale. Moving the scale from room to room takes very little effort, as the scale only weighs 30 pounds. Simply tilt the scale back on the two built-in, non-marking wheels and roll the scale to its new destination. The non-skid surface on the large low-profile base and the ergonomically designed handrails have been designed with the safety of unsteady patients in mind.For busy workflows weighing a stream of patients, Doranâ€™s Touchless Start feature acquires a patientâ€™s weight in as little as two seconds without any buttons to press. Simply have the patient step onto the DS7100 platform and an accurate weight up to 1,000 pounds will be held on the display. Our exclusive Weight Lock feature allows an accurate weight to be held regardless of a patientâ€™s motion.The Reweigh feature allows a second weight to be acquired while the patient remains on the platform. Last Weight allows the previous weight and BMI value to be recalled after the patient has left the platform for later recording. To calculate BMI, enter the height using the scroll buttons, press the BMI button and the patientâ€™s Body Mass Index is instantly displayed.Optional USB and RS-232 communications options allow the recording of a patientâ€™s weight and BMI value into a PC based Excel Spreadsheet with the optional Excelerator software. Patient data can also be sent to an optional printer or EMR system. | handrail-scale-29e.jpg
SKU: DORNDS6100 | Doran Scales Remote Indicator Scale | The affordably priced Model DS6100 Remote Indicator Scale satisfies a variety of applications with a versatile design. Whether your application is a physician's office, acute care or visiting home nurse, the DS6100 can meet your needs. The indicator can be placed on a tabletop or permanently mounted on a wall using the integrated adjustable bracket. Constructed of steel, the DS6100 is durable enough to handle your application backed by a three year warranty.The DS6100 features a large, stable, low-profile platform that works on any flooring including carpeting. For busy workflows weighing a stream of patients, Doran's Touchless Start feature acquires a patient's weight in as little as two seconds without any buttons to press. Simply have the patient step onto the DS6100 platform and an accurate weight up to 500 pounds will be held on the display. Once the patient leaves the platform, the DS6100 is immediately ready for another weighment. Our exclusive Weight Lock feature allows an accurate weight to be held regardless of a patient's motion.The Reweigh feature allows a second weight to be acquired while the patient remains on the platform. Last Weight allows the previous weight and BMI value to be recalled after the patient has left the platform for later recording. To calculate BMI, enter the height using the scroll buttons, press the BMI button and the patient's Body Mass Index is instantly displayed.Optional USB and RS-232 communications options allow the recording of a patient's weight and BMI value into a PC based Excel Spreadsheet with the optional Excelerator software. Patient data can also be sent to an optional printer or EMR system. | remote-indicator-scale-6a2.jpg
SKU: DETDR400C | Detecto Digital Healthcare Scale | Detectoâ€™s DR series platform scales are lightweight and portable, making them ideal for mobile clinics, home healthcare nurses, general purpose use, and home bathroom weighing. They feature a 11.9 in W x 12.3 in D x 2.2 in H low-profile platform, slip-resistant rubber mat for traction and patient stability, and come in either 550 lb x 0.2 lb (DR550C) or 400 lb x 0.5 lb (DR400C) capacities. The indicatorâ€™s versatile mounting bracket and coiled cable allows the display to be positioned on the floor or tabletop for quick mobile weighing use or you may permanently mount it on the wall using the included screws. The digital scales come with a UL-listed 9V 100mA DC adapter (included) or may be powered by 6 AA batteries (not included). The DR400C features an EMR/EHR-ready RS232 serial port. The DR550C has a stainless steel base and the DR400C has a white mild steel base. | digital-healthcare-scale-8ac.jpg
SKU: DET449 | Detecto Eye-Level Physician Scale | Detecto's model 449 features a height rod in inches and centimeters and a handpost, which is an important aid for the elderly or weak individuals. The platform cover is easily removed for cleaning. The die-cast beam can be easily read from either side.Â Now available in 500 lb / 220 kg capacities by using the optional counterweights. Detecto continues to set the pace in the clinical scale industry, backed by over a century of leadership. Every Detecto physician scale features a time-honored reputation for rigid construction and precision engineering. This assures an unbeatably rugged product that guarantees accuracy and durability. All Detecto scales are tested with weights traceable to the U.S. Bureau of Standards. | eye-level-physician-scale-d98.jpg
SKU: DET6800-1045 | Detecto AC Adapter | Optional AC Power Adapter 100-240 VAC / 12 VDC @ 1A | ac-adapter-311.jpg
SKU: DORNXFR0049 | Doran Scales Power Supply 100 VAC UL ULC Approved For Infant Pediatric Scale | For Use With DS4100/DS4200 Infant/Pediatric Scale. | power-supply-100-vac-ul-ulc-approved-for-infant-pediatric-scale-101.jpg
SKU: HOM2610KL | Health o Meter Digital Wheelchair Scale with Dual Ramps | Portable/folding digital wheelchair scale w/ handrails - lb/kg - 2 RAMPS | digital-wheelchair-scale-with-dual-ramps-253.jpeg
SKU: HOM2700KL | Health o Meter Digital Wheelchair Dual Ramp Scale with Extra Large Platform | EMR Connectivity:Â Scale has the ability to interface with a computer, EMR software or other electronic device via various Health o meterÂ® Professional Connectivity Solutions.Calculates Body Mass Index (BMI):Â Scale functions include the ability to calculate patient's Body Mass Index (BMI)Dual Ramps:Â Non-slip ramps provide easy on and off access to weighing platformWide Platform for Wheelchair or Bariatric Use:Â Wide platform accommodates wheelchairs and also provides a comfortable weighing experience for bariatric patients | digital-wheelchair-dual-ramp-scale-with-extra-large-platform-989.jpg
SKU: HOM450KL | Health o Meter Mechanical Beam Scale | Mechanical beam scale with EXCLUSIVE rotating poise bar with height rod - lb/kg | mechanical-beam-scale-cc8.jpg
SKU: HOM549KL | Health o Meter Portable Digital Baby Scale | Pediatric digital scale - lb/kg | portable-digital-baby-scale--fb3.jpg
SKU: HOM160LB | Health o Meter Mechanical Floor Scales | Mechanical "big foot" dial scale pack of 2 - lb | mechanical-floor-scales-7b1.jpg
SKU: HOM844KL | Health o Meter Digital Bathroom Scale | Digital floor scale pack of 2 - lb/kg | digital-bathroom-scale-fcf.jpg
SKU: FAB12-1711 | Baseline Additional Mouthpieces For Baseline Spirometer Plastic | Set of 100 plastic mouthpieces for Baseline spirometer. | additional-mouthpieces-for-baseline-spirometer-plastic-11d.jpg
SKU: FAB12-1713 | Baseline Additional mouthpieces for Baseline spirometer Disposable Cardboard | Economy set of 1000 cardboard mouthpieces for Baseline spirometer. | additional-mouthpieces-for-baseline-spirometer-disposable-cardboard-96c.jpg
SKU: SCH9.63434 | Schiller XML-to-PDF Conversion Software Tool, Windows .Net 3.5 Installer | SchillerWare XML-to-PDF Conversion software utility tool allows the user to create PDF images of Resting ECG Only. For use with AT-10 Plus and AT-101/102 with Optional SCM Comm Module only. | xml-to-pdf-conversion-software-tool-windows-net-35-installer-e4f.png
SKU: SCH5.61 | Schiller SEMA-200 Data Management System | SEMA-200 Standard - Single Workstation Network License - USB Includes: PC software CD, one USB hardlock key (4.150151) and one Users Manual. Archiving and reviewing functions for Resting ECG, Exercise ECG, Resting Rhythm and Spirometry. On screen measurements, editing of global measurement points and interpretations. Validation of interpretation, measurement values and patient data. | sema-200-data-management-system-740.png
SKU: DET6868 | Detecto Bariatric Flip Seat Scale | Built specifically for weighing obese and unsteady patients, Detectoâ€™s American-made 6868 portable bariatric scales feature a flip-up seat allowing for weighing in a standing or sitting position. Stainless steel handrails with padded grips, non-skid 32 x 34 inch (81 x 86 cm) platform adds comfort to the weighing process. A compact design permits the scale to roll through doors and into patientsâ€™ rooms for easy weighing (doorways no wider than 32 inch / 81 cm). Six AA batteries (not included) or optional AC adapter. 1,000 lb x 0.2 lb / 450 kg x 0.1 kg capacity. OIML EC Class III model available. | bariatric-flip-seat-scale-992.jpg
SKU: HOM2650KL | Health o Meter Digital Wheelchair Dual Ramp Scale | A professional grade medical scale used to weigh patients confined to wheelchairs, the Health O Meter 2650KL Wheelchair Scale features motion sensing weighing technology providing accurate readings even if the patient is moving around while being weighed. Other features include a 1000 lb capacity and wall mount display. | digital-wheelchair-dual-ramp-scale-0ff.jpg
SKU: HOM402KL | Health o Meter Physician Balance Beam Scale | Mechanical beam scale with fixed poise bar with height rod - lb/kg | physician-balance-beam-scale-48e.jpg
SKU: HOM1100KL | Health o Meter Digital Platform Scale | EMR Connectivity:Â Scale has the ability to interface with a computer, EMR software or other electronic device via various Health o meterÂ® Professional Connectivity Solutions."Live" Handrails:Â Patient can hold onto handrails for stability while scale accurately calculates weightLow Profile Platform:Â Low platform height and wide weighing surface offer patient a more comfortable and stable weighing experienceCalculates Body Mass Index (BMI):Â Scale functions include the ability to calculate patient's Body Mass Index (BMI) | digital-platform-scale-4ec.jpg
SKU: HOM64771 | Health o Meter Carrying Case for Remote Indicator Scale | Carrying Case for Remote Indicator Scale for 349KLX, 498KL, 752KL, 100LB / 100KG, 175LB, 800KL, 844KL, 822KL, 8320KL. | carrying-case-for-remote-indicator-scale--f5a.jpg
SKU: DJO42176 | DJO Global Electrode 2" Square Blue Gel | The site where the electrodes touch the skin serves as a point of conversion between the flow of electrons used by the electrotherapy device and the flow of ions within the bodyâ€™s tissues. To form a closed circuit between the device and the patientâ€™s tissues, at least one electrode from each of the deviceâ€™s output leads must be in contact with the patientâ€™s skin. Properly prepared and placed electrodes increase the efficiency of the electrical current while allowing for less discomfort from the treatment. | electrode-2quot-square-blue-gel-cf8.jpg
SKU: ZOLL8900-4004 | Zoll Medical Stat Padz HVP Multi Function Electrodes | ZOLL Stat-padzÂ are the fastest, easiest-to-use multi-function defibrillator electrodesÂ and are optimized for emergency resuscitation situations. The unique ZOLL features save life-saving seconds and maximize efficacy:Â These Hight Viscosity Polymer Zoll Medical Stat-Padz are multi-function electrodes. Their functions include: defibrillation, non-invasive pacing, cardioversion and ecg monitoring. The pads are designed for use with Zoll M/E/R Series Aed's only. | stat-padz-hvp-multi-function-electrodes-e6c.png
SKU: ZOLL8900-0802-01 | Zoll Medical Stat Padz II HVP Multi Function Adult Electrodes | ZOLL Stat-padzÂ® are the fastest, easiest-to-use multi-function defibrillator electrodes and are optimized for emergency resuscitation situations. Unique ZOLL features save life-saving seconds and maximize efficacy:Stat Padz II HVP MFE (12) Pair. Multifunction electrodes Stat Padz II to use with AED Plus and AED Pro. These electrodes are designed for use with Zoll Manual defibrillator like the AED Pro. | stat-padz-ii-hvp-multi-function-adult-electrodes-b91.jpg
SKU: ZOLL8900-0804-01 | Zoll Medical Aed Cpr-D Padz Training Electrodes For Use with Aed Plus Trainer Only | ZOLL AED Plus training pads (CPR-D Training Padz) with reusable "Z Deisgn" electrode with CPR hand placement indicator and One (1) pair of disposable adhesive gels. (Note the disposable gels must be applied to the reusable pad before use) 8900-0804-01. | aed-cpr-d-padz-training-electrodes-for-use-with-aed-plus-trainer-only-76a.jpg
SKU: CAR9660-001 | Burdick Cardiac Science Polarized AED Defibrillation Pad Adult | These Adult Defibrillation Pads are polarized (defibrillation pads should be placed exactly as shown) and are intended for use by trained medical responders in conjunction with the Powerheart AED G3 Pro but will work with all current Powerheart AEDs. | polarized-aed-defibrillation-pad-adult-d24.jpg
SKU: CAR9730-002 | Burdick Cardiac Science Pediatric Defibrillation Pads | These reduced-energy child/pediatric defibrillation pads work with all 9200 and 9300 series AEDs, enabling rescuers to provide defibrillation therapy to children who are less than 8 years of age or who weigh less than 55 pounds. | pediatric-defibrillation-pads-f89.jpg
SKU: CAR9131-001 | Burdick Cardiac Science Adult Defibrillation Electrodes Pads | These Adult AED Defibrillation Pads are non-polarized so that either pad can be placed in either location, simplifying the rescue. | adult-defibrillation-electrodes-pads-b13.jpg
SKU: LDLGT-60 | Leonhard Lang Monitoring ECG Electrode 60mm Aqua Wet Gel Microporous Tape | Offers total versatility at affordable prices. The C-LINE technology ensures that every electrode will be fresh providing exceptional consistency in quality of recordings at very affordable prices. | monitoring-ecg-electrode-60mm-aqua-wet-gel-microporous-tape-3c6.jpg
SKU: MDFTM5071A | Philips Healthcare Adult SMART Pads Cartridge | The HeartStart Adult SMART Pads are for people older than 8 years of age or weighing more than 55 pounds. The cartridge contains two self-adhesive pads. | adult-smart-pads-cartridge-228.jpg
SKU: PHH989803139261 | Philips Healthcare HeartStart Frx SMART Pads II | SMART Pads II - multifunction defibrillator pads for the Phillips HeartStart Frx Defibrillator. These pads can be used for Adult, Child or Infant defibrillation. Infant/Child defibrillation (patients less than 8 years old or 55 lbs) requires an Infant/Child Key. Save valuable time in an emergency with pads for use on adults, children and infants. SMART Pads II eliminate the expense of having to purchase different pads sets for different patient types. Equipped with a HeartStart-compatible plug for easy hand-off to ALS defibrillators with adapters. These pre-connected pads are packaged in a semi-rigid pads case for added protection. | heartstart-frx-smart-pads-ii--63b.jpg
SKU: ZOLL8900-0810-01 | Zoll Medical Pedi-padz II Pediatric Electrodes | ZOLLâ€™s unique intelligent pediatric capability is built into the AED Plus. Pedi-padz II electrodes are designed for patients under the age of 8 or under 55 pounds. The AED can sense when pediatric electrodes are attached and will switch from an adult to a pediatric ECG analysis algorithm. | pedi-padz-ii-pediatric-electrodes-080.jpg
SKU: ZOLL8900-0800-01 | Zoll Medical CPR-D-padz One-Piece Adult Electrode Pad For AED Plus or AED Pro | Technology in ZOLL's CPR-Dâ€¢padz includes a hand placement locator, an accelerometer, electronics, and a sophisticated processing algorithm. Failure to adequately compress a victim's chest is a common error during CPR. The force required to properly compress a victim's chest 1 Â½ - 2 inches varies depending on the patient's build and anatomy. Until now, only force and pressure sensors have been available. | cpr-d-padz-one-piece-adult-electrode-pad-for-aed-plus-or-aed-pro-db0.jpg
SKU: ZOLL8000-1650 | Zoll Medical All Purpose Pediatric Small Adult Cuff 17-25cm | ZOLL Non-Invasive Blood Pressure (NIBP) adult and pediatric cuffs that provide accurate readings in semi-automatic and manual modes. | all-purpose-pediatric-small-adult-cuff-17-25cm-4b9.jpg
SKU: PC11130-000037 | Physio-Control Standard Adult Hard Paddles Detachable LIFEPAK 20E | For use with the LIFEPAK 20 defibrillator/monitor. Adult paddle plates can be removed to reveal the pediatric paddles. | standard-adult-hard-paddles-detachable-lifepak-20e-606.png
SKU: ZOLL001647-U | Welch Allyn SuperPak Rechargeable Battery | 12V 4.0AH NIMH SUPERPAK. | superpak-rechargeable-battery-d91.jpg
SKU: ZOLL570643 | Zoll Medical Pic Aux Charger Adapter | Zoll 570643 PIC Aux Charger Adapter. | pic-aux-charger-adapter-35a.jpg
SKU: ZOLL001951-U | Zoll Medical Aed Disposable Airway Adapter | Disposable Adult Airway Adapter, 50 per box. | aed-disposable-airway-adapter-d1a.jpg
SKU: ZOLL001957-U | Zoll Medical Aed Invasive Blood Pressure Adapter | Zoll Aed Defibrillator Accessories | aed-invasive-blood-pressure-adapter-145.jpg
SKU: ZOLL002128-U | Zoll Medical Aed-20 Single Channel Monitoring Ecg Cable | AED-20 Single Channel Monitoring ECG Cable. | aed-20-single-channel-monitoring-ecg-cable-029.jpg
SKU: ZOLL0-02181 | Zoll Medical Metal L-Shaped Wall Bracket | Welch Allyn's AED 20 (sold separately) is a powerful, compact defibrillator for mobile and field sudden cardiac arrest. In times of crisis, every second counts; it is not enough to have the right equipment, it is absolutely necessary to have the equipment in an accessible, easy-to-reach place. The AED 20 L-shaped wall bracket securely holds the device and its components in a prominent place within easy reach. Its sleek, minimalist design and white color allow it to match any decor and keep vital equipment close without taking up floor or shelf space. | metal-l-shaped-wall-bracket-502.jpg
SKU: ZOLL981122E | Zoll Medical Battery Charger For Aed Defibrillator | Battery Charger For Aed Defibrillator | battery-charger-for-aed-defibrillator-0d2.jpg
SKU: ZOLL001515-U | Zoll Medical Electrode 25mm Internal Paddle | Zoll 001515-U Electrode Internal Paddle. | electrode-25mm-internal-paddle-d55.jpg
SKU: ZOLL9310-0737 | Zoll Medical Aed Wall Sign - 8.5 x 11 Inch | AED is kept with Zollâ€™s AED Flat Wall Sign. This AED Sign measures: 8.5" W x 11" H | aed-wall-sign-85-x-11-inch-55e.jpg
SKU: ZOLL001516-U | Zoll Medical Aed Internal Electrodes - 50mm | Internal Electrodes, 50mm (2"), 2/set. | aed-internal-electrodes-50mm-435.jpg
SKU: ZOLL001954-U | Zoll Medical Co2 Sensor Adapter For Aed Defibrillator | Zoll Aed Defibrillator Accessories | co2-sensor-adapter-for-aed-defibrillator-501.jpg
SKU: ZOLL00213-7 | Zoll Medical Aed Quick Response Prep Kit | Zoll Aed Automated External Defibrillator Accessories | aed-quick-response-prep-kit-5f5.jpg
SKU: HRTSL-5PK | HeartStation AED Locator | The Locator, by HeartStation, uses wireless technology to pinpoint the nearest AED (Automated External Defibrillator) in a cardiac emergency. When activated, it triggers a 130 decibel siren and strobe light at the AED site leading rescuers precisely to the AED.This attractive, eye-catching red heart, slightly larger than a fire alarm, will locate any brand AED atÂ a distance approximately the length of a football field! (Obstructed range through walls & objectsÂ 250 feet; unobstructed range 500 feet.)Multiple Locators can be placed throughout a building: at entrances, next to fire alarms, in commonÂ areas, anywhere an AED isnâ€™t visible. | aed-locator-eff.jpg
SKU: NDU2121 | Nikomed U.S.A. Nikoprep | Easy to use. Improves trace quality by quickly removing lotions and gels. Perfect prep for diagnostic and monitoring. Cost effective. | nikoprep-89b.png
SKU: CAR9146-303 | Burdick Cardiac Science Lithium Battery For Cardiovive AED 4 Year Warranty | Lithium Battery For Cardiovive AED. | lithium-battery-for-cardiovive-aed-4-year-warranty-277.jpg
SKU: WA407560 | Welch Allyn Panasonic Rechargeable Battery Assembly 6V Lead-Acid | Panasonic Rechargeable Battery Assembly, 6V Lead-Acid. | panasonic-rechargeable-battery-assembly-6v-lead-acid-779.jpg
SKU: PC11141-000112 | Physio-Control LIFEPAK 20e Lithium-ion Rechargeable Internal Battery | Rechargeable Lithium-ion battery for use as AC power backup for use with the Lifepak 20e monitor/defibrillator. | lifepak-20e-lithium-ion-rechargeable-internal-battery-300.png
SKU: PHHM5070A | Philips Healthcare OnSite FRx Battery | Philips replacement Lithium Ion 4-Year Battery for the Heartstart FRx and OnSite AED models. | onsite-frx-battery-a12.jpg
SKU: CAR9146-202 | Burdick Cardiac Science Intellisense Lithium Powerheart AED Battery | This Intellisense Lithium Battery is for use in Powerheart AED G3 9300E, 9300A, 9390E, and 9390A. | intellisense-lithium-powerheart-aed-battery-518.jpg
SKU: CAR9035-003 | Burdick Cardiac Science Training Pads Adult For Cardiac Science Powerheart G3 Trainer | Cardiac Science AED Adult Training Defibrillation Pads (one pair) intended for use with Cardiac Science AED training device to simulate a rescue scenario. No shock delivered. 9035-003 | training-pads-adult-for-cardiac-science-powerheart-g3-trainer-628.jpg
SKU: PC11998-000333 | Physio-Control AED Wall Sign Traditional Without Logo T-Mount 8in x 10in | AED Location Wall Signs come in various designs and models to match the environment while meeting local AEDrecommendations. Our new, lighter materials are less obtrusive and easier to hang while brighter designs improvevisibility. Help decrease response times by signaling the location of your AED. | aed-wall-sign-traditional-without-logo-t-mount-8in-x-10in-256.png
SKU: HRTSL-5PK | HeartStation AED Locator | The Locator, by HeartStation, uses wireless technology to pinpoint the nearest AED (Automated External Defibrillator) in a cardiac emergency. When activated, it triggers a 130 decibel siren and strobe light at the AED site leading rescuers precisely to the AED.This attractive, eye-catching red heart, slightly larger than a fire alarm, will locate any brand AED atÂ a distance approximately the length of a football field! (Obstructed range through walls & objectsÂ 250 feet; unobstructed range 500 feet.)Multiple Locators can be placed throughout a building: at entrances, next to fire alarms, in commonÂ areas, anywhere an AED isnâ€™t visible. | aed-locator-eff.jpg
SKU: ZOLL8000-0855 | Zoll Medical Aed Plus Standard Metal Wall Cabinet with Alarm | Standard Metal Wall Cabinet with Alarm for AED Plus. The Cabinet for the AED Plus is design to be installed in a visible location. | aed-plus-standard-metal-wall-cabinet-with-alarm-fc1.jpg
SKU: FRMTEAC | Premier Storage Systems Emerg-A-Center Built-in Emergency Storage Cabinet | Designed for public use, the HeartSine Samaritan â„¢ 350P AED features a simple interface with visual and video prompts. Suitable for use on adults and children, the 350P is the premier choice for home and office use. AUTOMATED EXTERNAL DEFIBRILLATOR (AED)Designed for public use, the HeartSine Samaritan â„¢ 350P AED features a simple interface with visual and video prompts. Suitable for use on adults and children, the 350P is the premier choice for home and office use.Â FIRST AID KITFrom small cuts and scrapes to minor injuries, a well-stocked first aid kit provides the necessary tools to treat a patient. Emerg-A-Center comes equipped with a first aid kit complete with necessary supplies such as bandages and first aid cream that are centrally organized for easy use. Both OSHA and ANSI certified, this kit meets necessary requirements for a safe home and workplace.Â FIRE EXTINGUISHERFires can pop up anywhere and in an emergency, that fire must be extinguished safely. Emerg-A-Center stores a class ABC fire extinguisher. At 2.5 pounds it is lightweight and effective; perfect for home or office emergencies and safe for wood, plastic, liquid or electrical fires.Â FLASHLIGHTPower outages leave everyone looking for a flashlight but to their dismay; they are often misplaced or out of batteries. Emerg-A-Center comes equipped with a Duracellâ„¢ high-intensity LED flashlight. With variable focus and rugged casing, this flashlight is equipped to handle home and office needs.Â INSTRUCTIONAL SAFETY VIDEOEducation is key in keeping individuals trained in an emergency situation. Emerg-A-Center provides on-demand video education through an embedded tablet which reviews proper use of the Automated External Defibrillator (AED), how to perform CPR, the Heimlich maneuver, administration of an EPI-PENÂ® and how to use a fire extinguisher.Â MAINTENANCEAll safety equipment must be maintained in order to be effective. Emerg-A-Center includes full program management for the first year on all components including monthly reminders and support for replacement. Premier Storage Systems is pleased to offer LIFELINK Central for full support of the AED including batteries and pads. Click here to read more about our maintenance program. | emerg-a-center-built-in-emergency-storage-cabinet-97a.jpg
SKU: PC11220-000079 | Physio-Control AED Wall Cabinet With Alarm Surface Mount Rolled Edges | AED Wall Cabinet, With Alarm, Surface Mount, Rolled Edges. | aed-wall-cabinet-with-alarm-surface-mount-rolled-edges--d52.jpg
SKU: ZOLL00213-0 | Zoll Medical Cable: AED-20 ECG (AHA) | Call Customer Service at 1.800.654.9845 for product availability. | cable-aed-20-ecg-aha-129.jpg
SKU: ZOLL002170-E | Zoll Medical Aed-20 Serial Communication Kit with Smartlink Software Program | AED 20 Serial Communication Kit, Smart Link Software. | aed-20-serial-communication-kit-with-smartlink-software-program-e06.jpg
SKU: HRTSTL1 | HeartStation TrimLine RescueCase AED Cabinet | The original, patented AED cabinet unsurpassed in quality, features, and value. The HeartStation TrimLine Series (TL1) cabinet has welded 20 gauge steel with a white trim package. The TL1 cabinet has keyless alarm. The alarm is activated once the magnetic door has been opened. Dimensions: 15â€x16â€x6 3/4â€ | trimline-rescuecase-aed-cabinet-223.png
SKU: HRTSRC2000R | HeartStation Recessed RescueCase AED Cabinet with Alarm and Strobe | Provide secure, easy AED access in an easily identifiable cabinet. HeartStation is the original, patented AED cabinet unsurpassed in quality, features, and value. | recessed-rescuecase-aed-cabinet-with-alarm-and-strobe-758.png
SKU: HRTSRC5000W | HeartStation RescueCase AED Wall Cabinet with Alarm and Strobe | Provide secure, easy AED access in an easily identifiable cabinet. HeartStation is the original, patented AED cabinet unsurpassed in quality, features, and value. | rescuecase-aed-wall-cabinet-with-alarm-and-strobe-4c8.png
SKU: HRTSRC5000R | HeartStation Recessed RescueCase AED Wall Cabinet with Alarm and Strobe | Provide secure, easy AED access in an easily identifiable cabinet. HeartStation is the original, patented AED cabinet unsurpassed in quality, features, and value. | recessed-rescuecase-aed-wall-cabinet-with-alarm-and-strobe-371.png
SKU: HRTSRC5000W | HeartStation RescueCase AED Wall Cabinet with Alarm and Strobe | Provide secure, easy AED access in an easily identifiable cabinet. HeartStation is the original, patented AED cabinet unsurpassed in quality, features, and value. | rescuecase-aed-wall-cabinet-with-alarm-and-strobe-4c8.png
SKU: HRTSRC5300R | HeartStation RescueCase AED Recessed Cabinet with Alarm and Strobe | Provide secure, easy AED access in an easily identifiable cabinet. HeartStation is the original, patented AED cabinet unsurpassed in quality, features, and value. | rescuecase-aed-recessed-cabinet-with-alarm-and-strobe-87f.png
SKU: HRTSRC2000W | HeartStation RescueCase AED Wall Cabinet with Alarm & Strobe | The RC2000W RescueCase AED Cabinet is made with rugged 14 gauge welded steel. A compact AED wall cabinet with alarm and strobe. | rescuecase-aed-wall-cabinet-with-alarm-strobe-5fe.png
SKU: ZOLL8900-4004 | Zoll Medical Stat Padz HVP Multi Function Electrodes | ZOLL Stat-padzÂ are the fastest, easiest-to-use multi-function defibrillator electrodesÂ and are optimized for emergency resuscitation situations. The unique ZOLL features save life-saving seconds and maximize efficacy:Â These Hight Viscosity Polymer Zoll Medical Stat-Padz are multi-function electrodes. Their functions include: defibrillation, non-invasive pacing, cardioversion and ecg monitoring. The pads are designed for use with Zoll M/E/R Series Aed's only. | stat-padz-hvp-multi-function-electrodes-e6c.png
SKU: ZOLL8900-0802-01 | Zoll Medical Stat Padz II HVP Multi Function Adult Electrodes | ZOLL Stat-padzÂ® are the fastest, easiest-to-use multi-function defibrillator electrodes and are optimized for emergency resuscitation situations. Unique ZOLL features save life-saving seconds and maximize efficacy:Stat Padz II HVP MFE (12) Pair. Multifunction electrodes Stat Padz II to use with AED Plus and AED Pro. These electrodes are designed for use with Zoll Manual defibrillator like the AED Pro. | stat-padz-ii-hvp-multi-function-adult-electrodes-b91.jpg
SKU: BOML00013TC | Biomedical Life Systems Electrode Lead Wires | Touch Proof Lead Wire. | electrode-lead-wires-452.png
SKU: CM3164B | Complete Medical Reusable Electrodes 2 x 2 Square | May be connected to most pin inserts or snap connectors found on TENS EMS MicroCurrent or other standard electromechanical instruments and devices. | reusable-electrodes-2-x-2-square-11d.jpg
SKU: CM3164H | Complete Medical Reusable Electrodes 2 x 4 | May be connected to most pin inserts or snap connectors found on TENS EMS MicroCurrent or other standard electromechanical instruments and devices, Pre-gelled self-adhering comfortable for high patient compliance Shipping Carton Size: 9 L x 6 W x 4 H. | reusable-electrodes-2-x-4-00c.jpg
SKU: CMES82060 | Covidien Comfort Electrode 2.25 x 2.5 40 per Case |  | comfort-electrode-225-x-25-40-per-case-586.jpg
SKU: CM3166F | Complete Medical Lead Wires for 3166 3166C and 3186 | Rehab Worlds | lead-wires-for-3166-3166c-and-3186-790.jpg
SKU: CMUNI655 | Covidien Uni-Patch Re-Ply Electrode 2 x 2 Snap Pk/4 | Feature 2 x 2 Snap 4/Pkg Self-adhering solid gel electrodes are easy to apply and reposition Contructed of flexible durable and low profile materials for conformability and comfort Variety of shapes and sizes make these electrodes adaptable to most treatment sites Multiple applications from 10-15 days Shipping Carton Size: 9 L x 6 W x 4 H | uni-patch-re-ply-electrode-2-x-2-snap-pk-4-ec3.jpg
SKU: BOVESRSC | Bovie Medical Aaron Equivalents Standard Adult W/10' Cord | Standard Adult W/10' Cord | aaron-equivalents-standard-adult-w-10-cord-4a7.jpg
SKU: BOVA833 | Bovie Medical Needle Electrode Short Straight | Needle Electrode, Short Straight | needle-electrode-short-straight-267.jpg
SKU: BOVAR02 | Bovie Medical Disposable Arthroscopic Electrodes | Disposable Arthroscopic Electrodes | disposable-arthroscopic-electrodes-40e.jpg
SKU: BOVES60R | Bovie Medical Reusable Supercut Tungsten Needles, Needle Super Fine 3 Cm | Reusable Supercut Tungsten Needles, Needle Super Fine 3 Cm | reusable-supercut-tungsten-needles-needle-super-fine-3-cm-c79.jpg
SKU: CNMD138018 | Conmed Reusable Ball Electrode, 3/16", 1.6" Overall | Ball on Long Shaft for Broad Coagulation, 7/32â€ Diameter, 5â€ overall, Hex Hub, Non-Sterile 7-222-L Ball for Broad Coagulation, 3/16â€ Diameter, 1.6â€ overall, Hex Hub, Non-Sterile | reusable-ball-electrode-3-16-16-overall-89a.jpg
SKU: CNMD714-S | Conmed Stealth Coated Epilation/ Telangiectasias Needle Set 30Â° Angled 3/8" Extra Fine Tungsten Needle Electrodes For Precise Procedures Overall 1Â¾" | With special coating to reduce build up, this 30Â° angled, 3/8 in., 1.0cm, extra fine needle electrode is designed for delicate procedures such as epilation and telangiectasis dermatology procedures as well as opthalmology applications.6/pkg. | stealth-coated-epilation-telangiectasias-needle-set-30deg-angled-3-8quot-extra-fine-tungsten-needle-electrodes-for-precise-procedures-overall-1frac34q-882.jpg
SKU: CNMD7-222-L | Conmed Ball for Broad Coagulation, 3/16â€ Diameter, Hex Hub, Non-Sterile | Ball for Broad Coagulation, 3/16â€ Diameter, 1.6â€ overall, Hex Hub, Non-Sterile | ball-for-broad-coagulation-3-16-diameter-hex-hub-non-sterile-db6.jpg
SKU: CNMD138019 | Conmed Reusable Ball Electrode 1/8" Short Shaft 1Â¾" Overall | Ball on Short Shaft for Controlled Coagulation, 1/8â€ Diameter, 1.75â€ overall, Hex Hub, Non-Sterile | reusable-ball-electrode-1-8quot-short-shaft-1frac34quot-overall-154.jpg
SKU: CNMD7-221-A | Conmed Needle for Pinpoint Procedures, Hex Hub, Non-Sterile, 30 Degree Angle | Needle for Pinpoint Procedures, 30 degree angle, 3/4â€, 2â€ overall, Hex Hub, Non-Sterile | needle-for-pinpoint-procedures-hex-hub-non-sterile-30-degree-angle-1dc.jpg
SKU: CNMD7-221-S | Conmed Short Needle for Desiccation and Coagulation, Hex Hub, Non-Sterile, 3/8â€ | Short Needle for Desiccation and Coagulation, 3/8â€, 2â€ overall, Hex Hub, Non-Sterile | short-needle-for-desiccation-and-coagulation-hex-hub-non-sterile-3-8-21a.jpg
SKU: CNMD7-222-A | Conmed Reusable Ball for Controlled Coagulation, 30 Degree Angle, Hex Hub, Non-Sterile | Ball for Controlled Coagulation, 30 degree angle, 3/32 Â» Diameter, 2.1â€ overall, Hex Hub, Non-Sterile | reusable-ball-for-controlled-coagulation-30-degree-angle-hex-hub-non-sterile-a01.jpg
SKU: BOVES40T | Bovie Medical Resistick II Coated Extended Modified Needle Electrode 6" | Resistick Ii Coated Blade, Ball And Needle Electrodes Are Expertly Coated With Ptfe (Polytetrafluoroethylene). They Move More Effectively Through Tissue Because They Resist Eschar Build-Up Making Them Much More Efficient During Surgical Procedures. Unlike Common Stainless Steel Electrodes With A Propensity To Accumulate The Discarded Blood And Tissue, Resistick Ii Coated Electrodes Simply Wipe Clean. Just Use A Damp Sponge Or Cloth To Almost Effortlessly Clean The Debris Off The Resistick Ii Electrodes. Standard Stainless Steel Electrodes Are Unquestionably Much More Difficult To Clean. As They Say, "Time Is Money"!To Guarantee The Consistency And Thickness Of The Resistick Ii Coating, Bovie Utilizes An Ionic Backscatter Measuring System Which Helps Promote Accurate And Consistent Coating Thickness. By Controlling The Thickness Of The Coating, Resistick Ii By Bovie Gives The Surgeon The Optimal Performance In Each Of The 20 Different Coated Electrode Styles.Â | resistick-ii-coated-extended-modified-needle-electrode-6-ea9.jpg
SKU: BOVES18T | Bovie Medical Resistick II Coated Angled Blade 45 Â° Electrode 2.75" | Resistick Ii Coated Blade, Ball And Needle Electrodes Are Expertly Coated With Ptfe (Polytetrafluoroethylene). They Move More Effectively Through Tissue Because They Resist Eschar Build-Up Making Them Much More Efficient During Surgical Procedures. Unlike Common Stainless Steel Electrodes With A Propensity To Accumulate The Discarded Blood And Tissue, Resistick Ii Coated Electrodes Simply Wipe Clean. Just Use A Damp Sponge Or Cloth To Almost Effortlessly Clean The Debris Off The Resistick Ii Electrodes. Standard Stainless Steel Electrodes Are Unquestionably Much More Difficult To Clean. As They Say, "Time Is Money"!To Guarantee The Consistency And Thickness Of The Resistick Ii Coating, Bovie Utilizes An Ionic Backscatter Measuring System Which Helps Promote Accurate And Consistent Coating Thickness. By Controlling The Thickness Of The Coating, Resistick Ii By Bovie Gives The Surgeon The Optimal Performance In Each Of The 20 Different Coated Electrode Styles. | resistick-ii-coated-angled-blade-45-deg-electrode-275-2b9.jpg
SKU: BOVES39T | Bovie Medical Resistick II Coated Extended Modified Blade Electrode 6" | Resistick Ii Coated Blade, Ball And Needle Electrodes Are Expertly Coated With Ptfe (Polytetrafluoroethylene). They Move More Effectively Through Tissue Because They Resist Eschar Build-Up Making Them Much More Efficient During Surgical Procedures. Unlike Common Stainless Steel Electrodes With A Propensity To Accumulate The Discarded Blood And Tissue, Resistick Ii Coated Electrodes Simply Wipe Clean. Just Use A Damp Sponge Or Cloth To Almost Effortlessly Clean The Debris Off The Resistick Ii Electrodes. Standard Stainless Steel Electrodes Are Unquestionably Much More Difficult To Clean. As They Say, "Time Is Money"!To Guarantee The Consistency And Thickness Of The Resistick Ii Coating, Bovie Utilizes An Ionic Backscatter Measuring System Which Helps Promote Accurate And Consistent Coating Thickness. By Controlling The Thickness Of The Coating, Resistick Ii By Bovie Gives The Surgeon The Optimal Performance In Each Of The 20 Different Coated Electrode Styles.Â | resistick-ii-coated-extended-modified-blade-electrode-6-c23.jpg
SKU: SCH2.155031 | Schiller Bio-Adhesive Electrodes | Schiller Bio-Adhesive Electrodes (One Box); Contains one box. Total of 1,000 electrodes. For use with Schiller AT-1, AT-2, AT-2 light, AT-2 Plus, MS-3, AT-10, AT-10 Plus, AT-101, AT-102, AT-104 and AT-110, CS-200 Resting ECG. | bio-adhesive-electrodes-2b9.png
SKU: SCH2.155025 | Schiller Blue Sensor Electrodes for Stress ECG | Blue Sensor Stress test electrodes, disposable. Features a highly conductive wet gel, superior adhesion, and a large measuring area to ensure an optimal signal during stress tests and medium to long-term applications. The comfortable foam backing, makes the electrode non-abrasive and gentle to the patient's skin. | blue-sensor-electrodes-for-stress-ecg-eb8.png
SKU: WA05120-U | Welch Allyn Large Carrying Case for Binocular Indirect Ophthalmoscope | Large Carrying Case for Binocular Indirect Ophthalmoscope. | large-carrying-case-for-binocular-indirect-ophthalmoscope-c5e.jpg
SKU: SKIL753184 | Skil Care Pressure Check Cushion Without Cover | Pressure Check, Light/heavy Cushion, No Cover | pressure-check-cushion-without-cover-be2.jpg
SKU: ZOLL21000010102011010 | Zoll Medical AED Plus Portable Defibrillator | When a cardiac arrest occurs, the fact is that only half of the victims will need a shock. But nearly all will require cardiopulmonary resuscitation (CPR).Â You deserve anÂ automated external defibrillatorÂ (AED) that helps you all the time. And, only one AED can actually see when you are doingÂ CPRÂ and help you do it well. You need more than just commands, without assistance. That's not smart, and it's certainly not help.The AED Plus is the first and only full-rescue AED that provides Real CPR HelpÂ® for rate and depth of chest compressions. With real-time feedback the rescuer can provide the best manual CPR possible in a sudden cardiac arrest (SCA). The AED Plus also guides rescuers through the complete Chain of Survival helping all SCA victims, not just those who need a shock.When a cardiac arrest occurs, the fact is that only half of the victims will need a shock. But nearly all will require cardiopulmonary resuscitation (CPR).Â You deserve anÂ automated external defibrillatorÂ (AED) that helps you all the time. And, only one AED can actually see when you are doingÂ CPRÂ and help you do it well. You need more than just commands, without assistance. That's not smart, and it's certainly not help. | aed-plus-portable-defibrillator-358.jpg
SKU: ZOLL8008-0050-01 | Zoll Medical AED PlusTrainer2 with Wireless Remote Training Unit | The AED PlusÂ® Trainer2 allows students to experience what itâ€™s like to help save a life with the AED Plus. Choose from four different fixed rescue scenarios or have complete manual control of the entire rescue. A wireless remote lets you control multiple AED Plus Trainer2s. Batteries, wireless remote, and training electrodes are included. | aed-plustrainer2-with-wireless-remote-training-unit-9aa.png
SKU: CAR9390A-1001SP | Burdick Cardiac Science Powerheart AED G3 Fully Automatic | The Powerheart AED G3 Plus is the flagship Cardiac Science AED (automated external defibrillator), complete with RescueCoach and CPR metronome to pace chest compressions. The AED G3 Plus is Rescue Ready in an emergency. | powerheart-aed-g3-fully-automatic-c14.jpg
SKU: CAR9390E-1001SP | Burdick Cardiac Science Powerheart AED G3 Semi automatic Stocking Package | Patented Rescue Ready technology unit performs automated self-testing of all critical components. Responders apply the pre-connected, non-polarized disposable pads and the device does the rest. Defibrillation therapy automatically delivered ensuring victim receives life-saving shock as quickly as possible, Simple, clear and concise voice prompts guides responder through the entire process. Industry leading 7-year AED warranty. | powerheart-aed-g3-semi-automatic-stocking-package-184.jpg
SKU: ZOLL90110200499991010 | Zoll Medical AED Pro Automated External Defibrillator | The AED Pro provides advanced capabilities for BLS and ALS users with innovative Real CPR Help technology for depth and rate of chest compressions.Designed with advanced capabilities, the ZOLL AED Pro supports Basic Life Support as well as Advanced Life Support professionals. This advanced AED features a high-resolution LCD display that allows responders to visualize a patient's ECG while utilizing a 3-lead monitoring cable.Unique to ZOLL AEDs is a real-time feedback mechanism, known as Real CPR HelpÂ®, which allows rescuers to see and hear how well they are performing CPR. Real CPR Help, includes a metronome set at the AHA recommended 100 bpm and a screen display which helps rescuers achieve optimum rate and depth of compression levels through audible and/or visual prompts.For the professional rescuer, the AED Pro offers the ability to view a patient's underlying ECG rhythm with See Thru CPRÂ®. When the AED Pro is in manual mode and chest compressions are being performed, See-Thru CPR is activated. See-Thru CPR reduces interruptions by allowing clinicians to see organized electrical activity while compressions are being performed by filtering out compression artifact ("noise"). This enables rescuers to see a patient's underlying cardiac rhythm during resuscitation efforts, which reduces the duration of pauses in CPR. | aed-pro-automated-external-defibrillator-911.jpg
SKU: ZOLL30220000001130013 | Zoll Medical R Series BLS Defibrillator with Pacing | The R SeriesÂ® introduced Simple, Smart, and Ready defibrillation to hospitals. Two models now make code-readiness possible for every hospital department, with advanced, cost-effective solutions for resuscitation. Both models are available with pacing, end-tidal CO2, noninvasive blood pressure, and SPO2 monitoring capabilities. | r-series-bls-defibrillator-with-pacing-40b.jpg
SKU: CAR9390E-1001P | Burdick Cardiac Science Powerheart G3 Plus Semi-Automatic AED Package US English AHA/ERC 2010 Guidelines Compliant Package | The Powerheart G3 Plus AED is the flagship Cardiac Science automated external defibrillator (AED) that features Rescue Ready, RescueCoach, and STAR biphasic technology to make your rescue as simple as possible. This semi-automatic models AED is ideal for lay rescuers to use in public access defibrillation areas such as schools, athletic fields, and workplace environments. | powerheart-g3-plus-semi-automatic-aed-package-us-english-aha-erc-2010-guidelines-compliant-package-28b.jpg
SKU: CAR9393E-1001P | Burdick Cardiac Science Powerheart G3 Plus Semi-Automatic AED Package US English AHA/ERC 2010 Guidelines Compliant. Package | The Powerheart G3 Plus AED is the flagship Cardiac Science automated external defibrillator (AED) that features Rescue Ready, RescueCoach, and STAR biphasic technology to make your rescue as simple as possible. This semi-automatic models AED is ideal for lay rescuers to use in public access defibrillation areas such as schools, athletic fields, and workplace environments. | powerheart-g3-plus-semi-automatic-aed-package-us-english-aha-erc-2010-guidelines-compliant-package-28b.jpg
SKU: FRMT350-P | Heartsine Samaritan AED 350P | The 350P is a clinically advanced, lightweight, compact, and easy-to-use automated external defibrillator (AED). Audio and visual prompts guide the user step-by-step through the rescue process. From trained first aiders to professional responders, the 350P is designed so that anyone, anywhere, anytime can save a life. | aed-350p-026.jpg
SKU: FRMTEAC | Premier Storage Systems Emerg-A-Center Built-in Emergency Storage Cabinet | Designed for public use, the HeartSine Samaritan â„¢ 350P AED features a simple interface with visual and video prompts. Suitable for use on adults and children, the 350P is the premier choice for home and office use. AUTOMATED EXTERNAL DEFIBRILLATOR (AED)Designed for public use, the HeartSine Samaritan â„¢ 350P AED features a simple interface with visual and video prompts. Suitable for use on adults and children, the 350P is the premier choice for home and office use.Â FIRST AID KITFrom small cuts and scrapes to minor injuries, a well-stocked first aid kit provides the necessary tools to treat a patient. Emerg-A-Center comes equipped with a first aid kit complete with necessary supplies such as bandages and first aid cream that are centrally organized for easy use. Both OSHA and ANSI certified, this kit meets necessary requirements for a safe home and workplace.Â FIRE EXTINGUISHERFires can pop up anywhere and in an emergency, that fire must be extinguished safely. Emerg-A-Center stores a class ABC fire extinguisher. At 2.5 pounds it is lightweight and effective; perfect for home or office emergencies and safe for wood, plastic, liquid or electrical fires.Â FLASHLIGHTPower outages leave everyone looking for a flashlight but to their dismay; they are often misplaced or out of batteries. Emerg-A-Center comes equipped with a Duracellâ„¢ high-intensity LED flashlight. With variable focus and rugged casing, this flashlight is equipped to handle home and office needs.Â INSTRUCTIONAL SAFETY VIDEOEducation is key in keeping individuals trained in an emergency situation. Emerg-A-Center provides on-demand video education through an embedded tablet which reviews proper use of the Automated External Defibrillator (AED), how to perform CPR, the Heimlich maneuver, administration of an EPI-PENÂ® and how to use a fire extinguisher.Â MAINTENANCEAll safety equipment must be maintained in order to be effective. Emerg-A-Center includes full program management for the first year on all components including monthly reminders and support for replacement. Premier Storage Systems is pleased to offer LIFELINK Central for full support of the AED including batteries and pads. Click here to read more about our maintenance program. | emerg-a-center-built-in-emergency-storage-cabinet-97a.jpg
SKU: PC99425-000023 | Physio-Control LIFEPAK with Graphical Display | The rugged LIFEPAKÂ® 1000 defibrillator is an easy-to-use automated external defibrillator (AED) designed for professional responders.A large, intuitive screen displays graphics and ECG readings that are clear and easy to read. The 1000 also features cprMAXâ„¢ Technology which minimizes CPR interruptions by allowing compressions to continue during AED charging. | lifepak-with-graphical-display-968.png
SKU: PC80403-000149 | Physio-Control LIFEPAK CR Plus Fully Automatic AED | Featuring the same advanced technology trusted by emergency medical professionals - yet simple to use - the fully automatic LIFEPAK CR Plus AED combines easy two-step operation with just the right level of guidance. The ClearVoiceâ„¢ audio prompt technology enhances sound quality for better clarity in loud and chaotic environments. Also available in a semi-automatic version. | lifepak-cr-plus-fully-automatic-aed-4d6.jpg
SKU: PC99576-000042 | Physio-Control LUCAS Chest Compression Training Systems | The LUCAS 3 Training Device is a non-clinical device intended for training purposes only. It should only be used on manikins.The LUCAS chest compression system has been helping lifesaving teams around the world deliver high-quality, guidelines-consistent compressions; in the field, on the move, and in the hospital. Designed to help improve outcomes of sudden cardiac arrest victims and improve operations for medical responders and performing 102 compressions per minute with a depth of 2.1", LUCAS can be deployed quickly with minimal interruption to patient care. | lucas-chest-compression-training-systems-d84.jpg
SKU: ZOLL21000010102011010R | Zoll Medical AED Plus Portable Defibrillator Refurbished | When a cardiac arrest occurs, the fact is that only half of the victims will need a shock. But nearly all will require cardiopulmonary resuscitation (CPR).Â You deserve anÂ automated external defibrillatorÂ (AED) that helps you all the time. And, only one AED can actually see when you are doingÂ CPRÂ and help you do it well. You need more than just commands, without assistance. That's not smart, and it's certainly not help.The AED Plus is the first and only full-rescue AED that provides Real CPR HelpÂ® for rate and depth of chest compressions. With real-time feedback the rescuer can provide the best manual CPR possible in a sudden cardiac arrest (SCA). The AED Plus also guides rescuers through the complete Chain of Survival helping all SCA victims, not just those who need a shock.When a cardiac arrest occurs, the fact is that only half of the victims will need a shock. But nearly all will require cardiopulmonary resuscitation (CPR).Â You deserve anÂ automated external defibrillatorÂ (AED) that helps you all the time. And, only one AED can actually see when you are doingÂ CPRÂ and help you do it well. You need more than just commands, without assistance. That's not smart, and it's certainly not help. | aed-plus-portable-defibrillator-refurbished-2f8.jpg
SKU: FRMT350-BAC-US-10R | Heartsine Samaritan AED PAD 350P Defibrillator Refurbished | Sudden Cardiac Arrest (SCA) is a leading cause of death globally. Response time is critical for survival. The HeartSine samaritanÂ® PAD 350P was designed especially for use in public areas by providing a sophisticated defibrillator for adult or pediatric use, inside a lightweight and easy-to-operate system. Its advanced technology is balanced against the demands of real world use. The 350P uses HeartSineâ€™s practical Pad-Pakâ„¢, which incorporates the battery and electrodes in a single-use cartridge â€“ meaning only one expiration date to monitor and only one item to replace after use. The 350P is suitable for use on adults and children. For children younger than 8 years or weighing less than 25 kg (55 lbs), a Pediatric-Pakâ„¢Â is available.How It WorksThe HeartSine samaritan PAD is an automated external defibrillator (AED) that analyzes the heart rhythm and delivers an electrical shock to victims of Sudden Cardiac Arrest in order to restore the heart to normal rhythm. This user-friendly AED provides easy to follow visual and audio prompts to guide the rescuer from pad application to shock delivery, if required.PortableÂ and lightweight.Â At only 2.4 lbs (1.1 kg), weighs less and is up to 56% smaller than other portable defibrillators.Highest level of dust/moisture protection.Â The samaritan PAD has a rating of IP56, providing the 350P defibrillator with the highest level of protection from dust or moisture ingress in the industry.Durable.Â The samaritan PAD 350P resists shock and vibration and carries an IP56 Rating, the industryâ€™s highest rating against dust and moisture ingress. It also carries a ten-year unit warranty that demonstrates the reliability of this quality unit.Advanced technology.Â The samaritan PAD 350P utilizes proprietary electrode technology, advanced and stable firmware, and proprietary SCOPEâ„¢* Biphasic Technology (an escalating and low-energy waveform that automatically adjusts for patient impedance differences) to assess rhythm and maximize effective shock delivery if necessary.*Self-Compensating Output Pulse Envelope technology automatically compensates energy, slope and pulse envelope for the patient.Easy-to-Follow Visual and Voice PromptsUser-friendly.Â The samaritan PAD 350P features easy-to understand visual and voice prompts that guide a user through the process, including CPR coaching. Three large, easy-to-see icons facilitate the rescue process: â€œAttach pads,â€ â€œDo not touch the patient,â€ and â€œIt is safe to touch the patientâ€.Two-button operation.Â Only two buttons, ON/OFF and SHOCK, are required for straightforward operation.Always ready.Â A System Status Ready Indicator flashes to show that the complete system is operational and ready for use. Device automatically runs self check each week.Real Economy for the Real WorldTwo parts, one expiration date.Â Pad-Pak cartridge combines battery and electrode pads, with just one expiration date to monitor.Low cost of ownership.Â With a shelf life of four years from date of manufacture, the Pad-Pak offers significant savings over other defibrillators that require separate battery and pad units.Protects both adults and children.Â The HeartSine PADâ€™s built-in intelligence and unique Pediatric Pad-Pak, which is available for 1-8 years of age (<25 kg or 55 lbs), ensure the appropriate energy level is delivered for children.Field upgradeable.Â Easily upgrade in the field to the latest AHA/ERC guidelines. | aed-pad-350p-defibrillator-refurbished-fad.jpg
SKU: CAR9390A-501P | Burdick Cardiac Science Powerheart AED G3 Fully Automatic Refurbished | The most outstanding feature of the Cardiac Science Powerheart G3 9390A-501P AED is the text screen display that shows on the monitor. This is an added advantage over the conventional AED defibrillator because the device can be used in noisy rescue operations. Health personnel who suffer hearing impairments can also use the device comfortably. Other features include a self examination system & a long life battery. | powerheart-aed-g3-fully-automatic-refurbished-d0f.jpg
SKU: PHI861304R | Philips Healthcare HeartStart FRx AED Refurbished | The HeartStart FRx defibrillator includes advanced Life Guidance features to help guide the treatment of sudden cardiac arrest. With easy set-up, clear voice prompts, and rugged design, HeartStart FRx is designed for on-the-spot responders.Simple to use. Saving a life is stressful. A defibrillator should pull you through, not get in your way. The HeartStart FRx offers on-demand CPR Coaching to help the stressed user recall their training. Calm, clear voice instructions are precisely timed to the responderâ€™s actions, guiding the responder every step of the way. Intuitive icon-driven operation helps the responder through the simple 3-step procedure. And at just 3.5 pounds, it is among the smallest and lightest defibrillators.And once EMS arrives, hand-off is fast and easy because the FRx is compatible with advanced defibrillators like the HeartStart MRx. With HeartStart adapters, the pads can be plugged into devices from other manufacturers to ensure continuity of care.Infant/Child Key. The rescue of a child is greatly simplified with the Infant/Child key. The industry unique Infant/Child key turns the HeartStart FRx into a pediatric defibrillator, tailoring the voice instructions and therapy to the needs of a child. That means just one pad set works for adults, children, and infants.Rugged. Designed for real-world use, the HeartStart FRx was built to surpass rigorous testing requirements: jetting water, crushing loads up to 500 pounds and a one-meter drop onto concrete.Always Ready. Every HeartStart FRx goes through a 120 point test before it leaves the factory. On the job, the HeartStart FRx automatically conducts self-tests every single day, not just weekly. It performs over 85 different tests in all. Even the pads are tested for readiness.Effective. Philips' high-current/low energy therapy ensures a potent defibrillation dose, while at the same time minimizing the side effects that can harm a fragile heart. The HeartStart FRx can deliver its most powerful therapy from the very first shock.SMART Analysis, a proven Philips technology for heart rhythm assessment, ensures that the FRx Defibrillator only shocks when it should. SMART Analysis automatically assesses the victim's heart rhythm and is designed not to deliver a shock unless the rhythm is determined to be shockable - even if the shock button is pressed. What's more, SMART Pads II enable the FRx to keep pace with the responder by adjusting to their actions.CPR Coaching. Recent studies have shown that CPR is even more vital to survival than previously realized, yet its benefits dissipate in seconds. Delivering a shock quickly after chest compressions is critical. The HeartStart FRxâ€™s Quick Shock feature delivers therapy in just 8 seconds (typical) after chest compressions. Other devices can take 2 or 3 times that, reducing the likelihood of shock success, and potentially, survival.Pressing the blue i-button activates HeartStart CPR Coaching for assistance with CPR. The flashing icons and the Quick Reference Guide can be used to lead you through the defibrillation steps - even in situations where hearing voice instructions is a challenge. | heartstart-frx-aed-refurbished-961.jpg
SKU: DEFDCF-A100-ENR | Defibtech Lifeline AED Refurbished | The Lifeline AED is a semi-automatic defibrillator that is technologically advanced enough to include all mission critical features necessary to provide the most advanced treatment for Sudden Cardiac Arrest. | lifeline-aed-refurbished-c8a.jpg
SKU: DEFDCF-A2310ENR | Defibtech LifeLine View AED Refurbished | Meet the AED that's taking easy-to-use to a whole new level. Other AEDs tell you what to do in an emergency. The Lifeline VIEW is the first and only one that shows you--with video in full-motion color. With award-winning design, durability and easy maintenance - backed by the Defibtech commitment to innovation and excellence - we can guarantee you've never seen an AED like this before.Video: They say a picture is worth a thousand words; now multiply that with the power of video. The Lifeline VIEW has a large, full-color interactive display that gives you step-by-step instructions for performing CPR, rescue breathing and external defibrillation.Showing How to Save Lives and Giving You the Confidence to Do It: Saving lives, while rewarding, can be stressful. Even if you are trained, in an emergency situation, will you remember what to do and how to do it? The Lifeline VIEW has videos that show you how to perform a specific part of a rescue.A Personal Coach at Your Side: While you are in the middle of the rescue, you may not remember how many compressions to provide and the timing between each one. The Lifeline VIEW has a built-in metronome that counts out the beat so you know what to do and when to do it.Real-Time Protocol Selection: Not all rescuers are the same. Some people do compression-only CPR. Others may be trained to do both compression and rescue breathing. Real Time Protocol Selection allows you to switchover from one to both without skipping a beat, giving you the comfort and confidence to deliver emergency care your way.Look MoMA! Award-Winning Ergonomic Design. Compact, portable and lightweight-under three pounds-the Lifeline VIEW represents the newest generation in a family of defibrillators that have won a number of industry awards for design and innovation.Ruggedness & Durability: The VIEW's ruggedness is measured by a specific set of criteria. It is one tough little unit, coming out on top in some of the most demanding environmental tests.Easy to Maintain: One of the major problems with most AEDS is maintenance. Not with the Lifeline VIEW. The status screen gives you up to the minute information on maintenance if it's required. In addition, built-in video help gives you easy, step-by-step guidance on maintenance that supplements the user manual. Proactive reporting monitors the status of the device and its components.Easy to Upgrade: As protocols change over time, your unit can be easily upgraded in the field with a data card.Easy to Record and Transfer Data: Data from the unit can be recorded or retrieved from the device using a data card.Safe and Effective Life-Saving Technology: The Lifeline VIEW uses biphasic technology, a clinically proven waveform and algorithm to deliver shocks and save lives. This is one of the most widely used impedance compensated waveforms which has extensive clinical experience-and success-in thousands of defibrillators around the world. Evaluation in hundreds of publications has demonstrated this technology to be the safest and most effective when it comes to saving lives. | lifeline-view-aed-refurbished-195.jpg
SKU: PHHM5066A | Philips Healthcare HeartStart OnSite Defibrillator | The Philips HeartStart OnSite defibrillator is designed to enable you to help save a life in extraordinary circumstances. Its clean design and clear voice instructions instill the confidence you need when administering therapy to a person in cardiac arrest. Powered by a long-life disposable battery, the HeartStart OnSite tests itself regularly to ensure readiness. Can be used on persons of any age including infants and children. And most important, itâ€™s effective. Its patented SMART Analysis heart rhythm assessment and SMART Biphasic defibrillation therapy are clinically proven in over 10 years of use.Be prepared for the unexpected.When sudden cardiac arrest (SCA) strikes, the electrical system of the heart short circuits, causing the heart to quiver rather than pump in a normal rhythm. It typically results in the abnormal heart rhythm know as ventricular fibrillation (VF). It usually happens without warning and the majority of people have no previously recognized symptoms of heart disease. And it most often happens at home. For the best chance of survival from SCA caused by VF, a defibrillator should be used within 5 minutes. Yet, less than 1 in 20 people survive largely because a defibrillator does not arrive in time.Just as seat belts or airbags do not save every life in a traffic accident, a defibrillator will not save every person who suffers a sudden cardiac arrest. Yet many lives could be saved if more people could be reached more quickly.HeartStart was designed with you in mind.That's why we created the HeartStart Home Defibrillator. This award-winning safety equipment has been designed so that virtually anyone can use it to help save the life of a person who suffers a sudden cardiac arrest.Clear, calm voice instructions talk you through each step. HeartStart senses and adapts the instructions based on your actions. Using sophisticated technology, HeartStart quickly decides whether a shock is necessary. It is designed to only deliver a shock if needed. It will even coach you through the steps of CPR.Like other essential safety equipment, you buy HeartStart hoping that you never have to use it. Yet in that moment you need it, HeartStart must be ready. It performs comprehensive daily self-tests. You can check its status at a glance. Virtually no maintenance is required.Who should have a HeartStart?Anyone who wants a safer home.Consider the other essential safety equipment you own to protect your loved ones in case of an emergency. Fire extinguishers. Seat belts. Airbags. Now consider the likelihood of needing this equipment. | heartstart-onsite-defibrillator-4f1.jpg
SKU: FM78761 | Philips Healthcare HeartStart OnSite Defibrillator Refurbished | The Philips HeartStart OnSite defibrillator is designed to enable you to help save a life in extraordinary circumstances. Its clean design and clear voice instructions instill the confidence you need when administering therapy to a person in cardiac arrest. Powered by a long-life disposable battery, the HeartStart OnSite tests itself regularly to ensure readiness. Can be used on persons of any age including infants and children. And most important, itâ€™s effective. Its patented SMART Analysis heart rhythm assessment and SMART Biphasic defibrillation therapy are clinically proven in over 10 years of use.Be prepared for the unexpected.When sudden cardiac arrest (SCA) strikes, the electrical system of the heart short circuits, causing the heart to quiver rather than pump in a normal rhythm. It typically results in the abnormal heart rhythm know as ventricular fibrillation (VF). It usually happens without warning and the majority of people have no previously recognized symptoms of heart disease. And it most often happens at home. For the best chance of survival from SCA caused by VF, a defibrillator should be used within 5 minutes. Yet, less than 1 in 20 people survive largely because a defibrillator does not arrive in time.Just as seat belts or airbags do not save every life in a traffic accident, a defibrillator will not save every person who suffers a sudden cardiac arrest. Yet many lives could be saved if more people could be reached more quickly.HeartStart was designed with you in mind.That's why we created the HeartStart Home Defibrillator. This award-winning safety equipment has been designed so that virtually anyone can use it to help save the life of a person who suffers a sudden cardiac arrest.Clear, calm voice instructions talk you through each step. HeartStart senses and adapts the instructions based on your actions. Using sophisticated technology, HeartStart quickly decides whether a shock is necessary. It is designed to only deliver a shock if needed. It will even coach you through the steps of CPR.Like other essential safety equipment, you buy HeartStart hoping that you never have to use it. Yet in that moment you need it, HeartStart must be ready. It performs comprehensive daily self-tests. You can check its status at a glance. Virtually no maintenance is required.Who should have a HeartStart?Anyone who wants a safer home.Consider the other essential safety equipment you own to protect your loved ones in case of an emergency. Fire extinguishers. Seat belts. Airbags. Now consider the likelihood of needing this equipment. | heartstart-onsite-defibrillator-refurbished-28e.jpg
SKU: FRMT350-BAC-US-10 | Heartsine Samaritan AED PAD 350P Defibrillator | Sudden Cardiac Arrest (SCA) is a leading cause of death globally. Response time is critical for survival. The HeartSine samaritanÂ® PAD 350P was designed especially for use in public areas by providing a sophisticated defibrillator for adult or pediatric use, inside a lightweight and easy-to-operate system. Its advanced technology is balanced against the demands of real world use. The 350P uses HeartSineâ€™s practical Pad-Pakâ„¢, which incorporates the battery and electrodes in a single-use cartridge â€“ meaning only one expiration date to monitor and only one item to replace after use. The 350P is suitable for use on adults and children. For children younger than 8 years or weighing less than 25 kg (55 lbs), a Pediatric-Pakâ„¢Â is available.How It WorksThe HeartSine samaritan PAD is an automated external defibrillator (AED) that analyzes the heart rhythm and delivers an electrical shock to victims of Sudden Cardiac Arrest in order to restore the heart to normal rhythm. This user-friendly AED provides easy to follow visual and audio prompts to guide the rescuer from pad application to shock delivery, if required.PortableÂ and lightweight.Â At only 2.4 lbs (1.1 kg), weighs less and is up to 56% smaller than other portable defibrillators.Highest level of dust/moisture protection.Â The samaritan PAD has a rating of IP56, providing the 350P defibrillator with the highest level of protection from dust or moisture ingress in the industry.Durable.Â The samaritan PAD 350P resists shock and vibration and carries an IP56 Rating, the industryâ€™s highest rating against dust and moisture ingress. It also carries a ten-year unit warranty that demonstrates the reliability of this quality unit.Advanced technology.Â The samaritan PAD 350P utilizes proprietary electrode technology, advanced and stable firmware, and proprietary SCOPEâ„¢* Biphasic Technology (an escalating and low-energy waveform that automatically adjusts for patient impedance differences) to assess rhythm and maximize effective shock delivery if necessary.*Self-Compensating Output Pulse Envelope technology automatically compensates energy, slope and pulse envelope for the patient.Easy-to-Follow Visual and Voice PromptsUser-friendly.Â The samaritan PAD 350P features easy-to understand visual and voice prompts that guide a user through the process, including CPR coaching. Three large, easy-to-see icons facilitate the rescue process: â€œAttach pads,â€ â€œDo not touch the patient,â€ and â€œIt is safe to touch the patientâ€.Two-button operation.Â Only two buttons, ON/OFF and SHOCK, are required for straightforward operation.Always ready.Â A System Status Ready Indicator flashes to show that the complete system is operational and ready for use. Device automatically runs self check each week.Real Economy for the Real WorldTwo parts, one expiration date.Â Pad-Pak cartridge combines battery and electrode pads, with just one expiration date to monitor.Low cost of ownership.Â With a shelf life of four years from date of manufacture, the Pad-Pak offers significant savings over other defibrillators that require separate battery and pad units.Protects both adults and children.Â The HeartSine PADâ€™s built-in intelligence and unique Pediatric Pad-Pak, which is available for 1-8 years of age (<25 kg or 55 lbs), ensure the appropriate energy level is delivered for children.Field upgradeable.Â Easily upgrade in the field to the latest AHA/ERC guidelines. | aed-pad-350p-defibrillator-c08.jpg
SKU: ZOLLMSeries | Zoll Medical M Series Defibrillator Recertified | The smallest, lightest, brightest Defibrillator unit in its class makes for easy handling and optimal viewing while the built in power charger and A/C power supply doesn't add size or weight. ZOLLâ€™s proprietary Rectilinear Biphasic Waveform with its lower energy and current and the 40-msec Rectilinear Pacing waveform provides superior efficacy while optimizing patient safety. ZOLLâ€™s patented external Pacing offers superior capture at lower mean thresholds, reducing muscle artifact and ensuring more patient comfort and better patient tolerance. A wide variety of Zoll electrodes and paddles are designed to meet your every need, and pre-connection capability and common connectors help reduce stress in critical situations. | m-series-defibrillator-recertified-fef.jpg
SKU: ZOLL002169-E | Zoll Medical AED 10 IR Communication Kit With Smartlink Envent Pro Software | AED 10 IR Communication Kit w/ SmartLink Envent Pro Software | aed-10-ir-communication-kit-with-smartlink-envent-pro-software-015.jpeg
SKU: AKM98325 | Akro Mils Storage Go Round Rotating Base and Accessories for the Steel 19 Series Cabinets | Create a high-density storage system using the Akro Mills' Storage Go Round Rotating Base and Accessories for the Steel 19 Series Cabinets.Mix and match (20) 19-Series steel frame cabinets in this compact unit. The rugged ball-transfer base of this storage unit allows for smooth rotation and easy access to parts. With a high weight capacity of 1,000 pounds, the unit is practical and durable.Modular cabinets must be ordered separately with this unit. | storage-go-round-rotating-base-and-accessories-for-the-steel-19-series-cabinets-108.jpg
SKU: CM11-0494 | Complete Medical Iceman Cold Therapy Unit | The Iceman Cold Therapy unit helps reduce pain and swelling and facilitates rehabilitation. | iceman-cold-therapy-unit-2df.jpg
SKU: OMNMD260120-BG | Omnimed Standard Cabinet Style Omnicart | Designed to enhance your patient charting station by giving a furniture like appearance. Vertical storage. Fully enclosed top, side and back panels protect your charts and keep information stored in the cabinet confidential. | standard-cabinet-style-omnicart-dad.jpg
SKU: OMNI351000 | Omnimed Under Counter Storage Carts | With its rugged, lightweight design and short stature, the Insight Under-counter Cart was created to meet your storage needs and space constraints. Three full-extension drawers provide ample, easily accessible storage, while the cartâ€™s exterior travel handle and dual-wheel casters allow for comfortable, convenient maneuvering. Our Units include a lifetime warranty. | under-counter-storage-carts-2ee.png
SKU: HARSCSS8136DREDP | Harloff Scope Cabinet | The Harloff Scope Cabinet is made of corrosion resistant, uniform stainless steel construction, with ultra-thin wall construction maximizes storage space inside the cabinetâ€™s footprint. | scope-cabinet-a56.jpg
SKU: CLI8224 | Clinton Industries Single Wall Cabinet with 2 Doors 24"L x 24"H x 12"D | Cabinet features one adjustable shelf. This model can be added to any wall unit length. | single-wall-cabinet-with-2-doors-24l-x-24h-x-12d-90a.jpg
SKU: HAR40401 | Harloff Key For The Harloff Narcotics Cabinet | Narcotics box is delivered ready to use (door handle must be customer installed) | key-for-the-harloff-narcotics-cabinet-721.jpg
SKU: CLI8042 | Clinton Industries Base Cabinet with 3 Doors and 2 Drawers | Base cabinet with 3 doors, 2 drawers and 2 adjustable shelves. Easy-clean, all laminate surfaces. Units are pre-assembled to save installation time. Fully adjustable, soft-close, Euro-style hinges. | base-cabinet-with-3-doors-and-2-drawers-b7d.jpg
SKU: CLI076 | Clinton Industries Wall Mount Desk with 1 Leg and 1 Drawer | Desk & 1 leg | wall-mount-desk-with-1-leg-and-1-drawer-f01.jpg
SKU: CLI8266 | Clinton Industries Wall Cabinet With 3 Doors | 66" long wall cabinet | wall-cabinet-with-3-doors-dd0.jpg
SKU: CLI8066 | Clinton Industries Base Cabinet with 5 Doors and 3 Drawers | Base cabinet with 5 doors, 3 drawers and 3 adjustable shelves. | base-cabinet-with-5-doors-and-3-drawers-95e.jpg
SKU: CLI8266 | Clinton Industries Wall Cabinet With 3 Doors | 66" long wall cabinet | wall-cabinet-with-3-doors-dd0.jpg
SKU: CLI8072 | Clinton Industries Base Cabinet with 6 Doors and 3 Drawers | Base cabinet with 6 doors, 3 drawers and 3 adjustable shelves. | base-cabinet-with-6-doors-and-3-drawers-c4e.jpg
SKU: CLI8821 | Clinton Industries Treatment Cabinet With 2 Doors & 1 Drawer | 1 drawer/2 door cabinet | treatment-cabinet-with-2-doors-1-drawer-aeb.jpg
SKU: CLI8822 | Clinton Industries Treatment Cabinet With 2 Doors & 2 Drawers | 2 drawer/2 door cabinet | treatment-cabinet-with-2-doors-2-drawers-446.jpg
SKU: OMNMD181501 | Omnimed Double Door Narcotic Cabinet | Mini Double Door, Double Lock Narcotic Cabinet - 9" H x 8" W x 5 5/8" D. | double-door-narcotic-cabinet--183.jpg
SKU: OMNMD182175 | Omnimed Large Economy Narcotic Cabinet | Narcotic cabinets are made of heavy gauge steel with a beige powder coated finish and built to meet schedule 2 drug storage requirements. This narcotic cabinet has a strong piano hinged door and a two door dual flat key locking system to ensure content security. | large-economy-narcotic-cabinet-4ae.jpg
SKU: OMNMD181785 | Omnimed Pass Thru Cabinets With Keylock | Designed for drug convenience. | pass-thru-cabinets-with-keylock-893.jpg
SKU: HAU8154-927 | Hausmann Industries Single Door Storage Cabinet | Single door storage cabinet | single-door-storage-cabinet-644.jpg
SKU: AKMAC3624Y3AS | Akro Mils AkroBin Cabinet With 3 Shelves | Perfect for protecting parts and products from dust, damage and theft. | akrobin-cabinet-with-3-shelves--dd5.jpg
SKU: AKM17018 | Akro Mils Steel Frame Cabinet 18 Drawers | Transparent styrene drawers. | steel-frame-cabinet-18-drawers--26d.jpg
SKU: AKM20701 | Akro Mils Replacement Drawers for Plastic Storage Hardware Cabinet Small | Strong plastic cabinets organize and protect components. | replacement-drawers-for-plastic-storage-hardware-cabinet-small-2d8.jpg
SKU: AKM10124 | Akro Mils 24 Drawer Cabinet | Strong plastic cabinets organize and protect components. | 24-drawer-cabinet--558.jpg
SKU: HAR40400RPL | Harloff Harloff Replacement Lock for Medium Narcotics Cabinet | Accessories: Replacement Lock Kit, Specify Old Lock & Key#, | harloff-replacement-lock-for-medium-narcotics-cabinet-f56.jpg
SKU: LKSLHS-220 | Lakeside High Security Storage, 10 x 24 x 18, 2 Doors | High Security Storage, 10 x 24 x 18, 2 Doors | high-security-storage-10-x-24-x-18-2-doors-056.jpg
SKU: LKSLHS-320 | Lakeside High Security Storage, 10 x 24 x 30, 1 Doors | High Security Storage, 10 x 24 x 30, 1 Doors | high-security-storage-10-x-24-x-30-1-doors-898.jpg
SKU: LKSLHS-120 | Lakeside High Security Storage, 4 1/2 x 22 x 18, 1 Doors | High Security Storage, 4 1/2 x 22 x 18, 1 Doors | high-security-storage-4-1-2-x-22-x-18-1-doors-382.jpg
SKU: LKSLHS-240 | Lakeside High Security Storage, 10 x 24 x 18, 1 Doors | High Security Storage, 10 x 24 x 18, 1 Doors. | high-security-storage-10-x-24-x-18-1-doors-6f3.jpg
SKU: LKSLHS-320 | Lakeside High Security Storage, 10 x 24 x 30, 1 Doors | High Security Storage, 10 x 24 x 30, 1 Doors | high-security-storage-10-x-24-x-30-1-doors-898.jpg
SKU: LKSLHS-140 | Lakeside High Security Storage, 4 1/2 x 22 x 18, 1 Doors | High Security Storage, 4 1/2 x 22 x 18, 1 Doors. | -high-security-storage-4-1-2-x-22-x-18-1-doors-4d2.jpg
SKU: LKSLCB-02 | Lakeside Med Cabinets-Electronic Lock , 5 x 14 x 23, 13 lbs | Med Cabinets-Electronic Lock , 5 x 14 x 23, 13 lbs | med-cabinets-electronic-lock-5-x-14-x-23-13-lbs-129.jpg
SKU: LKSLCB-01 | Lakeside Med Cabinets-Electronic Lock , 5 x 12 x 12, 8 lbs | Med Cabinets-Electronic Lock , 5 x 12 x 12, 8 lbs. Convenient keypad entry with key override and transparent door. | #NAME?
SKU: LKSLHS-550 | Lakeside High Security Storage | Optional LHS-550 Programming and Audit Review is also available for full audit trail capability. Must be purchased with cabinet. Includes installation and user guide, CD-ROM Software and Interface Cables. | high-security-storage-c8d.jpg
SKU: OMNMD181605 | Omnimed Replacement Push Button Combination Lock | Replacement Push Button Combination Lock | replacement-push-button-combination-lock-a97.jpg
SKU: MID9A417001 | Midmark Supply Assistant Storage Unit for Barrier Free Tables | Expands the storage capacity of Barrier-Free exam tables for bulky exam supplies at the point of care. Key features include: pass-through drawer system designed for access from either side of the exam table, adjusts with the height of the exam table for quick and easy access, allows for about 3-times more functional storage than the current storage pod, 20 lb. weight capacity for bulky gowns, drapes and other exam supplies. No assembly or tools required for installation. The Supply Assistant works with all current and earlier versions of Barrier-Free tables. | supply-assistant-storage-unit-for-barrier-free-tables-c24.jpg
SKU: BOVXLDP-SC | Bovie Medical LED Lighting MI 750 Single Ceiling 100V - 240V | GREEN TECHNOLOGY The energy efficient LED technology consumes less electricity than halogen lighting options and eliminates the additional cost of purchasing replacement bulbs, thereby reducing the cost of ownership significantly. | led-lighting-mi-750-single-ceiling-100v-240v--7d5.jpg
SKU: WA49020 | Welch Allyn GS Procedure Headlight with Direct Power Supply | The LED technology within the Green Series Minor Procedure Headlight offers cool, bright white light that is ideal for a variety of office-based procedures. With targeted, well-defined illumination and adjustable spot size, our high quality, long-lasting and reliable Green Series Minor Procedure Headlight will help to improve staff satisfaction and enhance patient care. | gs-procedure-headlight-with-direct-power-supply-420.jpg
SKU: BOVECK-44 | Bovie Medical Ceiling Kit Extension For Approx. 10 ft 2" - 10 ft 10" Mount | Ceiling Kit Extension For Approx. 10 ft 2" - 10 ft 10" Mount. | ceiling-kit-extension-for-approx-10-ft-2-10-ft-10-mount--0e3.jpg
SKU: BOVECK-77 | Bovie Medical Ceiling Kit Extension for Centurion Surgical Lights | COMPELLINGÂ The MI 1000 light is part of the cutting-edgeMI LED SERIES by Medical Illumination InternationalCOOLÂ The MI 1000 light emits very low heatBRIGHTÂ The MI 1000 light is output rated at 65,000 luxÂ (6,000 foot candles) at 4,300 degrees Kelvin color temperatureEFFICIENTÂ GREEN TECHNOLOGY...The MI 1000 light usesÂ significantly less electric consumption than standard halogen lightsRELIABILITYÂ Lighting equipment (excluding replacement parts) hasa three (3) yr. limited warranty. Long-life LED's, rated up to 50,000 hrs.CONVENIENTÂ No replacement bulbs or fuses necessary...Â lower overall maintenance costsVERSATILEÂ Available in a variety of mounting optionsClick here to view available mounting sizesINNOVATIVEÂ Five-stage dimming and on/off switch controlled from sterilizable handleÂ | ceiling-kit-extension-for-centurion-surgical-lights-093.jpg
SKU: BOVS2FM-20 | Bovie Medical Sytem Two Surgical Lights, Portable Floor Model , 20â€ | BRIGHT The System Two Halogen Series produces up to 102,000 Lux (9,500 foot candles) at 1 meter using a halogen bulb.WHITE The Halogen series has 4,000 degrees Kelvin color temperature allowing for excellent tissue rendition.CLEAR Multi-faceted reflector design increases shadow reduction for positioning flexibility during exam and procedure.VERSATILE Two light-head diameters options (a 16" reflector and a 20" reflector), four-Stage dimming, a variety of mounting styles and a multitude of optional accessories offer the ultimate degree of office and surgery room capability.LOW MAINTENANCE The 10,000 hour halogen bulb is effortlessly changed in under a minute.RELIABILITY The System Two Halogen Series is backed by a three (3) year manufacturer's limited warranty. | sytem-two-surgical-lights-portable-floor-model-20-9d2.jpg
SKU: BOVS2S-VC | Bovie Medical Sytem Two Halogen Series Video Camera, Solo Ceiling | BRIGHT The System Two Halogen Series produces up to 102,000 Lux (9,500 foot candles) at 1 meterusing a halogen bulb.WHITE The Halogen series has 4,000 degrees Kelvin color temperature allowing for excellent tissue rendition.CLEAR Multi-faceted reflector design increases shadow reduction for positioning flexibility during exam and procedure.VERSATILE Two light-head diameters options (a 16" reflector and a 20" reflector), four-Stage dimming, a variety of mounting styles and a multitude of optional accessories offer the ultimate degree of office and surgery room capability.LOW MAINTENANCE The 10,000 hour halogen bulb is effortlessly changed in under a minute.RELIABILITY The System Two Halogen Series is backed by a three (3) year manufacturer's limited warranty. | sytem-two-halogen-series-video-camera-solo-ceiling-78a.jpg
SKU: BOVS2DMH | Bovie Medical Sytem Two Duo-Two 20" MH Surgery Lights | BRIGHT The System Two MH Series produces over 100,000 Lux (9,500 foot candles) at 1 meter using a low-watt high intensity discharge bulb.WHITE The MH series has a 4,300Â° true Kelvin color temperature allowing for superior tissue rendition.COOL Uniquely engineered H.I.D. bulb virtually eliminates heat.CLEAR Multi-faceted reflector increases shadow reduction for positioning flexibility during exam and procedure.VERSATILE Four-Stage dimming, a variety of mounting styles and a multitude of optional accessories offer the ultimate degree of office and surgery room capability.LOW MAINTENANCE The 10,000 hour bulb is effortlessly changed in under a minute.RELIABILITY The System Two MH Series is backed by a three (3) year manufacturer's limited warranty. | sytem-two-duo-two-20-mh-surgery-lights-c50.jpg
SKU: BOVS2MHFM | Bovie Medical Sytem Two MH System Surgical Lights, Portable Floor Model | BRIGHT The System Two MH Series produces over 100,000 Lux (9,500 foot candles) at 1 meter using a low-watt high intensity discharge bulb.WHITE The MH series has a 4,300Â° true Kelvin color temperature allowing for superior tissue rendition.COOL Uniquely engineered H.I.D. bulb virtually eliminates heat.CLEAR Multi-faceted reflector increases shadow reduction for positioning flexibility during exam and procedure.VERSATILE Four-Stage dimming, a variety of mounting styles and a multitude of optional accessories offer the ultimate degree of office and surgery room capability.LOW MAINTENANCE The 10,000 hour bulb is effortlessly changed in under a minute.RELIABILITY The System Two MH Series is backed by a three (3) year manufacturer's limited warranty. | sytem-two-mh-system-surgical-lights-portable-floor-model-619.jpg
SKU: BOVS2TMH | Bovie Medical Trio-Three 20" MH Surgery Lights | BRIGHT The System Two MH Series produces over 100,000 Lux (9,500 foot candles) at 1 meter using a low-watt high intensity discharge bulb.WHITE The MH series has a 4,300Â° true Kelvin color temperature allowing for superior tissue rendition.COOL Uniquely engineered H.I.D. bulb virtually eliminates heat.CLEAR Multi-faceted reflector increases shadow reduction for positioning flexibility during exam and procedure.VERSATILE Four-Stage dimming, a variety of mounting styles and a multitude of optional accessories offer the ultimate degree of office and surgery room capability.LOW MAINTENANCE The 10,000 hour bulb is effortlessly changed in under a minute.RELIABILITY The System Two MH Series is backed by a three (3) year manufacturer's limited warranty. | trio-three-20-mh-surgery-lights-e45.jpg
SKU: BOVS2SMH-MA | Bovie Medical Sytem Two MH Monitor Arm | BRIGHT The System Two MH Series produces over 100,000 Lux (9,500 foot candles) at 1 meter using a low-watt high intensity discharge bulb.WHITE The MH series has a 4,300Â° true Kelvin color temperature allowing for superior tissue rendition.COOL Uniquely engineered H.I.D. bulb virtually eliminates heat.CLEAR Multi-faceted reflector increases shadow reduction for positioning flexibility during exam and procedure.VERSATILE Four-Stage dimming, a variety of mounting styles and a multitude of optional accessories offer the ultimate degree of office and surgery room capability.LOW MAINTENANCE The 10,000 hour bulb is effortlessly changed in under a minute.RELIABILITY The System Two MH Series is backed by a three (3) year manufacturer's limited warranty. | sytem-two-mh-monitor-arm-5bf.jpg
SKU: BOVS2SMH-VC | Bovie Medical Sytem Two MH Series Video Camera | BRIGHT The System Two MH Series produces over 100,000 Lux (9,500 foot candles) at 1 meter using a low-watt high intensity discharge bulb.WHITE The MH series has a 4,300Â° true Kelvin color temperature allowing for superior tissue rendition.COOL Uniquely engineered H.I.D. bulb virtually eliminates heat.CLEAR Multi-faceted reflector increases shadow reduction for positioning flexibility during exam and procedure.VERSATILE Four-Stage dimming, a variety of mounting styles and a multitude of optional accessories offer the ultimate degree of office and surgery room capability.LOW MAINTENANCE The 10,000 hour bulb is effortlessly changed in under a minute.RELIABILITY The System Two MH Series is backed by a three (3) year manufacturer's limited warranty. | sytem-two-mh-series-video-camera-ad5.jpg
SKU: BUMA100SC | Philips Burton AIM 100 Single Ceilling | Providing both amazing value and unparalleled aesthetics, Burtonâ€™s AIM-100Â® also boasts limitless rotation on ceiling mounts (a feature previously available only on OR type lights). Along with highest intensity illumination, the AIM-100Â® delivers very smooth focus and superior maneuverability. A longer arm system ensures that the light can be positioned in the widest range of positions possible, making the AIM-100Â® ideal for outpatient procedures in a variety of settings and practices including trauma centers, ERs, ambulatory surgery centers, ICUs, physician offices, clinics, plastic surgery, dermatology and ophthalmology. | aim-100-single-ceilling-a7a.png
SKU: BUMA100FL | Philips Burton AIM-100 Floorstand 120 V | Feature High intensity of 14,800 fc (160,000 lux) at 24" and 5800 fc (63,000 lux) at 1 meter 3700 K color temperature offers natural and true coloring Uses three 35-watt quartz halogen bulbs each rated with a 2,000-hour bulb life. Bulbs wired in parallel for continuous operation. Compact 20" (51 cm) diameter lighthead Extremely smooth focus mechanism withcenter sterilizable handle. 360 limitless arm and mounting system rotation around vertical axes (on single ceiling models) Cool operation for long hours of use High CRI (Color Rendering Index) of 97 120 volt standard; 100/240 volt models available 5-year limited warranty UL 60601-1/ 60601-2-41 CertifiedSHIPPING WEIGHT 16, 27 & 17 lbs. | aim-100-floorstand-120-v-8db.jpg
SKU: BUMA50SC | Philips Burton AIM-50 Single, Ceiling Mount | Feature Compact 20-inch/51cm diameter lighthead Larger and adjustable light pattern Uses three 50-watt halogen bulbs with 2000-hour bulb life Extremely smooth focus mechanism with autoclavable handle in the center 360 limitless arm and mounting system rotation around vertical axis (single ceiling models) 120 volt standard; 100/240 volt models available Y-shaped lighthead promotes light pattern free of cast shadows On/Off standby switch on the lighthead 5-year limited warrantyIllumination 99,000 Lux at 24 , 45,000 Lux at 36 inchesColor temperature: 3100 KSHIPPING WEIGHT 16, 34 & 12 lbs. | aim-50-single-ceiling-mount-5ac.jpg
SKU: BUM1006760 | Philips Burton Reflector Glass Cylinder Kit | Reflector Glass Cylinder Kit. | reflector-glass-cylinder-kit-d0b.jpg
SKU: BUM0002000PK | Philips Burton 35-Watt Visionary Bulbs 230V | Replacement bulbs for Burton Visionary. | 35-watt-visionary-bulbs-230v-57c.jpg
SKU: BOVXLDE-SC | Bovie Medical Exam Diagnostic Light MI 500 LED Single Ceiling 100V-240V | The compact but powerful MI-550 is the perfect fit and offers the greatest value in an examination light. It provides maximum brightness, sharpness and color accuracy, so you can visualize your work in the most precise way. And the 55,000 hour-rated LED life means this light will faithfully serve your practice for many long years, while consuming the least amount of energy. | exam-diagnostic-light-mi-500-led-single-ceiling-100v-240v-8a0.jpg
SKU: BOVXLDE-DC | Bovie Medical MI 500 LED Exam/Diagnostic Light, Dual Ceiling, 100V-240V | INNOVATIVE The MI 500 light is part of the â€œcutting-edgeâ€ MI LED SERIES by Medical Illumination International.EFFICIENT The MI 500's LED life averages 50,000 hours. It uses significantly less electric consumption than standard halogen lights.COOL The MI 500's light beam and head emit very low heat and are part of our LED solution.BRIGHT The MI 500 light is output rated at 40,000 lux (3,700 foot candles) at a distance of 24â€. It is whiter, a more color-correct light.COMPACT Its 6â€ diameter head design is small but powerful and has great arm articulation.VERSATILE Comes with a variety of mounting options, wall mount, portable, single and dual ceiling mounts, and ceiling track mounting.CONVENIENT Available with optional sterilizable handle. | mi-500-led-exam-diagnostic-light-dual-ceiling-100v-240v-0a4.jpg
SKU: BOVXLDE-SCSH | Bovie Medical Single Ceiling with Sterilizable Handle (061314-SHO) | Features a 4300 | single-ceiling-with-sterilizable-handle-061314-sho-79a.jpg
SKU: WA75270 | Welch Allyn Direct Power Supply | 5.0 V Direct Power Source for Welch Allyn 490 Green Series Minor Procedure Headlight; 120 V, 50-60 Hz AC, IEC Plug Type-A | direct-power-supply-c02.jpg
SKU: CVN31140273 | Covidien Devon Light Sleeve Disposable Semi Rigid | We offer a full system of sterile disposable handles. These disposable, sterile products eliminate the time and labor of reprocessing. | devon-light-sleeve-disposable-semi-rigid-b8d.jpg
SKU: BRSLBR900-2180XLS | BR Surgical Xenon 180W Light Source 4 port turret | Xenon 180 Watt Light Source 4 with Port Turret. | xenon-180w-light-source-4-port-turret-9da.jpg
SKU: BUMUV503 | Philips Burton UV Light with Magnifier | Designed for a variety of uses, the Burton UV (Woods) Light is also available in a model with a magnifier and a model with a magnifier and white and UV bulbs. With handheld flexibility, large magnification and a five-year limited warranty, this UV light provides great value for your facility. | uv-light-with-magnifier-251.jpg
SKU: BOVUV59 | Bovie Medical Hand Held Ultrviolet Woods Light | This hand-held ultraviolet florescent light is excellent for detecting certain skin disorders and its compact size makes it extremely portable. The light includes four AA-sized Alkaline betteries. Excellent for detecting certain skin disorders and rape detection procedures.Hand Held ultraviolet lamp is used worldwide in Physician's Offices, Emergency Rooms, and Outpatient Facilities. Woods UV Lights are universally accepted for diagnosing disease and injuries to the skin and eye, including detection of corneal scratches, foreign bodies in the eye, blocked tear ducts, fungus infections, Erythasma, Tinea Vesicolor, Vitiligo, Scabies and Microsporium Canis. These units are also used in forensics and crime scene investigations. | hand-held-ultrviolet-woods-light-446.jpg
SKU: GF2212 | Grafco UV-A Lamp One 6W Integrally Filtered Tube | One 6-watt integrally filtered tube, 1,280 typical peak intensity (Âµw/cm2) at 6", 3 Â¼" x 10 Â¼" x 2 Â½" | uv-a-lamp-one-6w-integrally-filtered-tube-019.jpg
SKU: CVN31259826 | Covidien Universal Light Handle 3600-2A For Steris (Amsco)-SQ240 | Universal Light Handle 3600-2A For Steris (Amsco)-SQ240. | universal-light-handle-3600-2a-for-steris-amsco-sq240-9eb.jpg
SKU: BUMUV503 | Philips Burton UV Light with Magnifier | Designed for a variety of uses, the Burton UV (Woods) Light is also available in a model with a magnifier and a model with a magnifier and white and UV bulbs. With handheld flexibility, large magnification and a five-year limited warranty, this UV light provides great value for your facility. | uv-light-with-magnifier-251.jpg
SKU: BUMOP216FL | Philips Burton Light Fleximount Floor Stand | The Outpatient II is the documented industry leader for examination lights. More physicians choose the Outpatient II than any other light for focusable flood-type light, maximum intensity and shadow-free operation. With minimal heat output and high color temperature, the Outpatient II is the perfect low-maintenance, top performing light for nearly every application in the hospital or physicianâ€™s office. | light-fleximount-floor-stand-e9a.jpg
SKU: BRA43242 | Brandt Industries 5 Diopter Illuminated Magnifier Lamp Extended Wall Mount | 5 Diopter illuminated magnifier lamp extended wall mount | 5-diopter-illuminated-magnifier-lamp-extended-wall-mount-d8f.jpg
SKU: WA48955 | Welch Allyn Wall or Table Mount for Green Series Exam and Minor Procedure Lights | The Welch Allyn Wall/Table Mount for Green Series Exam and Minor Procedure Lights combines convenience and safety. | wall-or-table-mount-for-green-series-exam-and-minor-procedure-lights-9be.jpg
SKU: WA48810 | Welch Allyn Green Series Exam Light IV, Table, or Wall Mount | Featuring a light pipe that is highly flexible and twice as long as conventional pipes, the Green Series Exam Light IV provides an unobtrusive exam for you and your patient. With a bright, single LED light that provides 3x the typical output of halogen and consumes less energy for improved facility efficienciesâ€”now you can see true tissue color rendition while reducing your current cost of ownership. Perfect for womenâ€™s health facilities or specialties that require very focused light in specific areas. The Green Series Lights were designed to improve patient exams while reducing environmental impact. | green-series-exam-light-iv-table-or-wall-mount-798.jpg
SKU: WA48950 | Welch Allyn Mobile Stand For Green Series Exam Light IV | The Welch Allyn Mobile Stand for Green Series Exam and Minor Procedure Lights is convenient, safe, and easy-to-use. | mobile-stand-for-green-series-exam-light-iv-b86.jpg
SKU: BOVXLDS-S2 | Bovie Medical One 120K Lux Light | The System Two LED series presents an unmatched value to surgery centers and alternate care facilities seeking a surgical lighting system. The energy efficient design consumes half the electricity of its halogen counterpart to offer a significant long-term savings. The long-life 50,000 hour rated LED | one-120k-lux-light-11c.jpg
SKU: BUMALEDFL | Philips Burton AIM LED Exam Light with Floorstand | Philips Burtonâ€™s AIM LED â€“ an exciting revolution in examination lighting. The AIM LED uses the latest advances in state-of-the-art lighting technology to achieve incredible performance and unsurpassed value and energy efficiency. The AIM LED provides about 10% more illumination (45,000 lux / 4181 fc at 1 meter) than the Outpatient II. A 92 CRI rating produces very accurate color visibility which is important for an accurate diagnosis. With 10 times greater (20,000 hours) lamp life than traditional light source products, you will save more than $1000 in bulb replacements alone. Additionally, the AIM LED uses 55% less energy. Â­Â­Â­The AIM LED has a unique Y-Shaped design, which facilitates placement of the lighthead around the physicianâ€™s head minimizing the obstruction of light into the examination field. The multiple reflectors of the AIM LED can be tilted by rotating the sterilizable light handle to adjust the size and pattern of the light to the working area. | aim-led-exam-light-with-floorstand-3e0.jpg
SKU: MID253-001 | Midmark LED Exam Light Only Excludes Mounting Hardware | LED Exam Light Only, Excludes Mounting Hardware | led-exam-light-only-excludes-mounting-hardware-82a.jpg
SKU: MID253-006 | Midmark LED Exam Light Mobile Caster Stand Kit Includes: Light & Caster | LED Exam Light Mobile Caster Stand Kit Includes: Light & Caster | led-exam-light-mobile-caster-stand-kit-includes-light-amp-caster-072.jpg
SKU: MID253-003 | Midmark LED Exam Light Exam Table Kit Includes: Light Splines & Mounting Hardware Field Installation Required | LED Exam Light Exam Table Kit Includes: Light, Splines & Mounting Hardware (625 with 32" UPH), Field Installation Required | led-exam-light-exam-table-kit-includes-light-splines-amp-mounting-hardware-field-installation-required-359.jpg
SKU: MID253-003 | Midmark LED Exam Light Exam Table Kit Includes: Light Splines & Mounting Hardware Field Installation Required | LED Exam Light Exam Table Kit Includes: Light, Splines & Mounting Hardware (625 with 32" UPH), Field Installation Required | led-exam-light-exam-table-kit-includes-light-splines-amp-mounting-hardware-field-installation-required-359.jpg
SKU: MID253-005 | Midmark LED Exam Light Procedure Chair Kit Includes: Light Base Rail & Mounting Hardware Field Installation Required | LED Exam Light Procedure Chair Kit Includes: Light, Base, Rail & Mounting Hardware (230/630/641/646/647), Field Installation Required | led-exam-light-procedure-chair-kit-includes-light-base-rail-amp-mounting-hardware-field-installation-required-869.jpg
SKU: MID250-002 | Midmark LED Exam Light | The Ritter 250 LED Exam Light takes our proven exam room lighting and makes it even better by incorporating LED technology for longer life, brighter intensity and reduced energy consumption. | led-exam-light-055.jpg
SKU: MID9A274001 | Midmark Accessories: Caster Base For 151 & 152 | The Ritter 250 LED Exam Light takes our proven exam room lighting and makes it even better by incorporating LED technology for longer life, brighter intensity and reduced energy consumption. | accessories-caster-base-for-151-amp-152-52a.jpg
SKU: AVNT70500SL | Avante Health SLS 9000 Plus Single Head | SLS 9000 Plus, Single Head | sls-9000-plus-single-head--051.jpg
SKU: AVNT707SY1IN | Avante Health Maxx Luxx LED 160 Single Head Ceiling Mount | Maxx Luxx LED 160 Single Head Ceiling Mount | maxx-luxx-led-160-single-head-ceiling-mount--ab2.jpg
SKU: AVNT7AM100 | Avante Health Vista Flex Mobile LED | Vista Flex, Mobile, LED | vista-flex-mobile-led--217.jpg
SKU: AVNT70Z500RS | Avante Health SLS 9000 Plus Dual Head | SLS 9000 Plus, Dual Head | sls-9000-plus-dual-head--87f.jpg
SKU: AVNT70Z165D | Avante Health Maxx Luxx LED 160 Dual Head Ceiling Mount | Maxx Luxx LED 160 Dual Head Ceiling Mount | maxx-luxx-led-160-dual-head-ceiling-mount--df0.jpg
SKU: AVNT70Z260SL-9RS | Avante Health SLS 2500 Single | SLS 2500, Single | sls-2500-single--b53.jpg
SKU: AVNT70Z260M | Avante Health SLS 2500 Portable | SLS 2500, Portable | sls-2500-portable--d0e.jpg
SKU: AVNT70300 | Avante Health FX 300+ Xenon Light Source Headlight Stand | FX 300+ Xenon Light Source, Headlight, Stand | fx-300-xenon-light-source-headlight-stand--b74.jpg
SKU: AVNT70C3D | Avante Health Xavier C3 | Xavier C3 | xavier-c3--4c1.jpg
SKU: AVNT70C10 | Avante Health Xavier C10 Portable LED Headlight | Xavier C10 Portable LED Headlight | xavier-c10-portable-led-headlight--590.jpg
SKU: MID253-012 | Midmark LED Exam Light Table Kit | The Ritter 253 is the versatile choice for having the right size of light in the right place during exams. It can be mounted directly to the exam chair. And its neutral color integrates seamlessly with other products in the exam space.Easy-to-use, easy-to-clean, durable and aesthetically pleasingâ€”the Ritter 253 exam light is designed to be the simple solution for your exam lighting needs.Cost-effective:Â Ritter LED exam lights are designed to consume 45-60% less energy than other lights, providing a considerable reduction in operating cost over the life of the LEDEffortless:Â Flex arm design for easy positioning without driftingErgonomic:Â Controls conveniently located on the light head, including power and focal spot adjustment, designed for ease of use and proper ergonomics | led-exam-light-table-kit-92b.png
SKU: HAU2180 | Hausmann Industries Full Spectrum Mobile Lamp | Durable and functional. Offers superior performance and value at an economical cost. | full-spectrum-mobile-lamp-beb.jpg
SKU: HAU2182 | Hausmann Industries Gooseneck Lamp | Gooseneck lamp offers superior performance and value at an economical cost. | gooseneck-lamp-184.jpg
SKU: GF1696 | Grafco Halogen Exam Lamp | Halogen Exam Lamp | halogen-exam-lamp-192.jpg
SKU: WA48605 | Welch Allyn Focusing Sleeve | Easily positioned small head leaves clear view of task areas | focusing-sleeve-84a.jpg
SKU: WA44400 | Welch Allyn GS 300 Exam Light With Mobile Stand | Whiter, brighter and greener. With white, bright LEDs, this light provides you with superior light, helping you improve patient exams while reducing environmental impact. Features state-of-the-art LEDs that do not require bulb replacement, provide a whiter, brighter light than ever before, and use less energy than halogen. So now you can see truer tissue color rendition while reducing your current cost of ownership. | gs-300-exam-light-with-mobile-stand-48c.jpg
SKU: MLTX1-240 | Miltex Frankel Head Band and Mirror Set | FRANKEL Headband & Mirror Set, Includes 3-1/2" Mirror, 1/2" Aperture & 1-244 Head Band. MFID: 1-240. | frankel-head-band-and-mirror-set--c79.jpg
SKU: GF570 | Grafco LED Headlight | 1 Watt LED headlight. | led-headlight-088.jpg
SKU: GF1203 | Grafco Standard Magnifying Binocular Loupe 4" Working Distance 3.5 X Power | Single lens, with no center post, increases viewing area for clear, comfortable, unobstructed vision. Shatter-resistant. | standard-magnifying-binocular-loupe-4-working-distance-35-x-power-ab9.jpg
SKU: CVN31146569 | Covidien Universal Light Adapter 3660-9 For Getinge-ALM-ECL/PRC Series & OMI -Non-Center Focus | Designed to standardize all surgical lights. Conversion is easy with ULH and ULA systems. ULH is designed for use with the Lite Glove or the Lite Sleeve. ULA is designed for use with the EZ Handle. | universal-light-adapter-3660-9-for-getinge-alm-ecl-prc-series-amp-omi-non-center-focus-899.jpg
SKU: MID9A458001 | Midmark LED Mobile Caster Stand Only | LED Mobile Caster Stand Only | led-mobile-caster-stand-only-2cd.jpg
SKU: WA12300 | Welch Allyn Veterinary Lens | Using any equipment producing a bright spot of light, such as the Welch Allyn #41100 transilluminator (page 15) or a #76600 PenLite (see below) the diagnostic procedure is performed at armâ€™s length. | veterinary-lens-9d0.jpg
SKU: WA4600-61 | Welch Allyn Mobile Stand, Mounting Kit For ProBP 3400 | Welch Allyn Mobile Stand with Mounting Kit for Connex ProBP 3400. | mobile-stand-mounting-kit-for-probp-3400-3f5.png
SKU: UMFSS8311 | UMF Medical Mayo Instrument Stand | The UMF Medical SS8311 stainless steel Mayo Instrument Stand features foot pedal height control and a tip-resistant weighted flat base that easily slides under O.R. tables. The removable 16â€ x 21â€ (40.6cm x 53.3cm) stainless steel tray provides for easy clean-up. The unit is mounted on 2â€ (5.1cm) ball bearing swivel casters. | mayo-instrument-stand-510.jpg
SKU: NKMMS-SP-035 | NKM Novum Medical Single Post Mayo Stand U Base | Single post stand with â€œUâ€ base design provides support and versatility. | single-post-mayo-stand-u-base-b8d.jpg
SKU: LUXAVJ42KBDL | Luxor Adj. Height Steel A/V Cart Pullout Drop Leaf | The Luxor AVJ42 Series are excellent multipurpose AV / Utility Carts. 24"W X 18"D X 24"-42"H Adjustable height from 24" to 42" in 2" increments. Shelves are 24"W x 18"D.This AVJ42KBDL is Adjustable height cart with keyboard shelf with 2 drop leaf shelves. Keyboard Tray Measures: 18 3/4" x 11 3/4". The drop leaf shelves measure 11"W x 18"D. Optional Big wheel models available. Optional cabinet models. The Cabinet model has reinforced locking doors with full length piano hinges and is made from 20 gauge steel with inner dimensions 17 1/2'D x 24"W x 16 5/8"H. Built to last with a lifetime warranty. Made in USA.Â | adj-height-steel-a-v-cart-pullout-drop-leaf-cb4.jpg
SKU: LUXLLTS12-B | Luxor Steel Cart with Locking Front/ Rear Access Doors Ventailated on 4 Sides Non-Slip Surface Electric Included Outlets Adjustable Height Shelves 23 5/8"W x 20 1/2"D x 39 3/4"H Assembly Required | Steel Cart with Locking Front/ Rear Access Doors, Ventailated on 4 Sides, Non-Slip Surface, Electric Included, (12) Outlets, (7) Adjustable Height Shelves, 23 5/8"W x 20 1/2"D x 39 3/4"H, Assembly Required | steel-cart-with-locking-front-rear-access-doors-ventailated-on-4-sides-non-slip-surface-electric-included-outlets-adjustable-height-shelves-23-5-8w-x--efe.jpg
SKU: MID244-001 | Midmark Bariatric Treatment Table No Top | Power height, back and tilt. Reverse trendelenburg. 850 lb patient weight capacity. 18" to 34" seat height adjustment. 32" wide seat. Hand control standard. Meets UL 60601-1 and CAN/CSA C22.2 No 601.1-M90 standards. | bariatric-treatment-table-no-top-e23.jpg
SKU: ARMAM240 | Armedica Bo Bath Treatment Table | Our 2-piece Armedica Bo-Bath table features a one piece head/backrest which raises 74 degrees and a one piece body section. | bo-bath-treatment-table-585.jpg
SKU: ARMAM234 | Armedica Bariatric Table | These treatment tables are what put Armedica on the map... strong, stylish and affordable. For the clinician, the AM-Series offers full height adjustment and section mobility so the patient can be placed in the proper position for maximum results with minimum effort. For the patient, comfort and easy access getting on and off the table. | bariatric-table-1d9.jpg
SKU: OKSPW27SHBR | Oakworks Powerline Treatment Table With Shelf And Backrest 27" W | PowerLine Exam Tables offer a cost effective solution for any facility. | powerline-treatment-table-with-shelf-and-backrest-27-w-71e.jpg
SKU: MID222-016 | Midmark Exam Table Receptacle Drawer Heater Pelvic Tilt Base Only | Getting on an exam table can be an anxious, insecure moment, especially for elderly and special needs patients. The Ritter 222 and 223 Barrier-Free tables lower to 18 inches from the floor, making it easier for patients to get on the table and eliminating excess strain on their backs, as well as the backs of physicians and staff. Patients can now get on the table with no or minimal staff assistance, helping them maintain their dignity. Measuring 37 inches in highest position, these exam tables have the absolute lowest and highest height combination on the market, making exams more comfortable. This maximum low and high height combination also eliminates bending and stooping to help your patients onto the table surface. Once your patient is on the table, with a touch of the foot control, the Ritter Barrier-Free tables allow precise and smooth positioning with minimal effort on everyone's part, helping your patients and you feel relaxed. With unprecedented low and high positioning heights, the Ritter 222 has a gas spring assisted back section with an easy access backrest mechanism, while the Ritter 223 has a power back system. Both tables include: Built-in pillow; Hideaway stirrups that lock in one of four lateral positions; Foot extension shelf to expand the table length; Paper roll holder hidden under headrest; Storage for four 21" x 3.5" diameter paper rolls; Polystyrene treatment pan; Foot control; Exam AssistantÂ® Drawer System and Leveling screws. | exam-table-receptacle-drawer-heater-pelvic-tilt-base-only-061.jpg
SKU: MID222-016 | Midmark Exam Table Receptacle Drawer Heater Pelvic Tilt Base Only | Getting on an exam table can be an anxious, insecure moment, especially for elderly and special needs patients. The Ritter 222 and 223 Barrier-Free tables lower to 18 inches from the floor, making it easier for patients to get on the table and eliminating excess strain on their backs, as well as the backs of physicians and staff. Patients can now get on the table with no or minimal staff assistance, helping them maintain their dignity. Measuring 37 inches in highest position, these exam tables have the absolute lowest and highest height combination on the market, making exams more comfortable. This maximum low and high height combination also eliminates bending and stooping to help your patients onto the table surface. Once your patient is on the table, with a touch of the foot control, the Ritter Barrier-Free tables allow precise and smooth positioning with minimal effort on everyone's part, helping your patients and you feel relaxed. With unprecedented low and high positioning heights, the Ritter 222 has a gas spring assisted back section with an easy access backrest mechanism, while the Ritter 223 has a power back system. Both tables include: Built-in pillow; Hideaway stirrups that lock in one of four lateral positions; Foot extension shelf to expand the table length; Paper roll holder hidden under headrest; Storage for four 21" x 3.5" diameter paper rolls; Polystyrene treatment pan; Foot control; Exam AssistantÂ® Drawer System and Leveling screws. | exam-table-receptacle-drawer-heater-pelvic-tilt-base-only-061.jpg
SKU: MID204-001 | Midmark Exam Table Pass Thru Receptacle Base Only | Featuring the latest in design, comfort and functionality in a manual exam table, this truly offers efficient patient care. One-piece, seamless drawers have easy-to-clean rounded edges and are designed to contain spilled fluids, keeping them from other areas of the table, thereby improving infection control. The size of the footstep has been increased over 40 percent above the industry standard. This allows patients to feel more secure and get on the table more confidently...putting minimal strain and stress on physicians or their staff. The step has an easy-to-clean, slip resistant surface with rounded edges for added security and is reinforced with steel to minimize deflection, providing the patient an increased sense of stability. The pass-through side drawers provide access to supplies from either side of the table and give you the ability to change your room configuration when you want to. Three spacious side drawers provide plenty of storage volume for gowns, drapes and other items, yet are made to help organize your assortment of smaller supplies and bulk supplies. In addition, there are two front drawers for easy access to items during pelvic exams. The Ritter 204 is designed to safely support more weight than standard manual exam tables - 500 pounds. | exam-table-pass-thru-receptacle-base-only-050.jpg
SKU: MID204-004 | Midmark Exam Table Bulk Heater Pelvic Tilt Receptacle Base Only | Featuring the latest in design, comfort and functionality in a manual exam table, this truly offers efficient patient care. One-piece, seamless drawers have easy-to-clean rounded edges and are designed to contain spilled fluids, keeping them from other areas of the table, thereby improving infection control. The size of the footstep has been increased over 40 percent above the industry standard. This allows patients to feel more secure and get on the table more confidently...putting minimal strain and stress on physicians or their staff. The step has an easy-to-clean, slip resistant surface with rounded edges for added security and is reinforced with steel to minimize deflection, providing the patient an increased sense of stability. The pass-through side drawers provide access to supplies from either side of the table and give you the ability to change your room configuration when you want to. Three spacious side drawers provide plenty of storage volume for gowns, drapes and other items, yet are made to help organize your assortment of smaller supplies and bulk supplies. In addition, there are two front drawers for easy access to items during pelvic exams. The Ritter 204 is designed to safely support more weight than standard manual exam tables - 500 pounds. | exam-table-bulk-heater-pelvic-tilt-receptacle-base-only-b53.jpg
SKU: MID204-002 | Midmark Exam Table Pass Thru Heater Pelvic Tilt Receptacle Base Only | Featuring the latest in design, comfort and functionality in a manual exam table, this truly offers efficient patient care. One-piece, seamless drawers have easy-to-clean rounded edges and are designed to contain spilled fluids, keeping them from other areas of the table, thereby improving infection control. The size of the footstep has been increased over 40 percent above the industry standard. This allows patients to feel more secure and get on the table more confidently...putting minimal strain and stress on physicians or their staff. The step has an easy-to-clean, slip resistant surface with rounded edges for added security and is reinforced with steel to minimize deflection, providing the patient an increased sense of stability. The pass-through side drawers provide access to supplies from either side of the table and give you the ability to change your room configuration when you want to. Three spacious side drawers provide plenty of storage volume for gowns, drapes and other items, yet are made to help organize your assortment of smaller supplies and bulk supplies. In addition, there are two front drawers for easy access to items during pelvic exams. The Ritter 204 is designed to safely support more weight than standard manual exam tables - 500 pounds. | exam-table-pass-thru-heater-pelvic-tilt-receptacle-base-only-960.jpg
SKU: MID204-003 | Midmark Exam Table Bulk Receptacle Base Only | Featuring the latest in design, comfort and functionality in a manual exam table, this truly offers efficient patient care. One-piece, seamless drawers have easy-to-clean rounded edges and are designed to contain spilled fluids, keeping them from other areas of the table, thereby improving infection control. The size of the footstep has been increased over 40 percent above the industry standard. This allows patients to feel more secure and get on the table more confidently...putting minimal strain and stress on physicians or their staff. The step has an easy-to-clean, slip resistant surface with rounded edges for added security and is reinforced with steel to minimize deflection, providing the patient an increased sense of stability. The pass-through side drawers provide access to supplies from either side of the table and give you the ability to change your room configuration when you want to. Three spacious side drawers provide plenty of storage volume for gowns, drapes and other items, yet are made to help organize your assortment of smaller supplies and bulk supplies. In addition, there are two front drawers for easy access to items during pelvic exams. The Ritter 204 is designed to safely support more weight than standard manual exam tables - 500 pounds. | exam-table-bulk-receptacle-base-only-4e6.jpg
SKU: MID002-0871-312 | Midmark Upholstery Top Kit-20X/22X Seamless RF-Black | The seamless upholstery eliminates areas where dirt and bacteria can accumulate so clean-up is easier, faster and more effective. The one-piece, upholstered top can be easily removed without tools, allowing a thorough cleaning or a quick upholstery color change. The Soft Touch upholstery top gives a soft and functional alternative for your practice. | upholstery-top-kit-20x-22x-seamless-rf-black-2d4.jpg
SKU: MID002-0871-231 | Midmark Upholstery Top Kit-20X/22X Seamless-Navy | The seamless upholstery eliminates areas where dirt and bacteria can accumulate so clean-up is easier, faster and more effective. The one-piece, upholstered top can be easily removed without tools, allowing a thorough cleaning or a quick upholstery color change. The Soft Touch upholstery top gives a soft and functional alternative for your practice. | upholstery-top-kit-20x-22x-seamless-navy-d86.jpg
SKU: MID002-0870-312 | Midmark Upholstery Top Kit-20X/22X Soft Touch RF-Black | The seamless upholstery eliminates areas where dirt and bacteria can accumulate so clean-up is easier, faster and more effective. The one-piece, upholstered top can be easily removed without tools, allowing a thorough cleaning or a quick upholstery color change. The Soft Touch upholstery top gives a soft and functional alternative for your practice. | upholstery-top-kit-20x-22x-soft-touch-rf-black-647.jpg
SKU: MID002-0871-232 | Midmark Upholstery Top Kit-20X/22X Seamless-Shadow | The seamless upholstery eliminates areas where dirt and bacteria can accumulate so clean-up is easier, faster and more effective. The one-piece, upholstered top can be easily removed without tools, allowing a thorough cleaning or a quick upholstery color change. The Soft Touch upholstery top gives a soft and functional alternative for your practice. | upholstery-top-kit-20x-22x-seamless-shadow-613.jpg
SKU: MID002-0871-230 | Midmark Upholstery Top Kit-20X/22X Seamless-Moss | The seamless upholstery eliminates areas where dirt and bacteria can accumulate so clean-up is easier, faster and more effective. The one-piece, upholstered top can be easily removed without tools, allowing a thorough cleaning or a quick upholstery color change. The Soft Touch upholstery top gives a soft and functional alternative for your practice. | upholstery-top-kit-20x-22x-seamless-moss-160.jpg
SKU: MID002-0871-216 | Midmark Upholstery Top Kit-20X/22X Seamless-Pebble Grey | The seamless upholstery eliminates areas where dirt and bacteria can accumulate so clean-up is easier, faster and more effective. The one-piece, upholstered top can be easily removed without tools, allowing a thorough cleaning or a quick upholstery color change. The Soft Touch upholstery top gives a soft and functional alternative for your practice. | upholstery-top-kit-20x-22x-seamless-pebble-grey-a1e.jpg
SKU: MID002-0871-229 | Midmark Upholstery Top Kit-20X/22X Seamless-Perfect Plum | The seamless upholstery eliminates areas where dirt and bacteria can accumulate so clean-up is easier, faster and more effective. The one-piece, upholstered top can be easily removed without tools, allowing a thorough cleaning or a quick upholstery color change. The Soft Touch upholstery top gives a soft and functional alternative for your practice. | upholstery-top-kit-20x-22x-seamless-perfect-plum-83d.jpg
SKU: MID002-0870-234 | Midmark Upholstery Top Kit-20X/22X Soft Touch RF-Clay | The seamless upholstery eliminates areas where dirt and bacteria can accumulate so clean-up is easier, faster and more effective. The one-piece, upholstered top can be easily removed without tools, allowing a thorough cleaning or a quick upholstery color change. The Soft Touch upholstery top gives a soft and functional alternative for your practice. | upholstery-top-kit-20x-22x-soft-touch-rf-clay-8b4.jpg
SKU: MID002-0870-230 | Midmark Upholstery Top Kit-20X/22X Soft Touch RF-Moss | The seamless upholstery eliminates areas where dirt and bacteria can accumulate so clean-up is easier, faster and more effective. The one-piece, upholstered top can be easily removed without tools, allowing a thorough cleaning or a quick upholstery color change. The Soft Touch upholstery top gives a soft and functional alternative for your practice. | upholstery-top-kit-20x-22x-soft-touch-rf-moss-2ea.jpg
SKU: MID002-0871-234 | Midmark Upholstery Top Kit-20X/22X Seamless-Clay | The seamless upholstery eliminates areas where dirt and bacteria can accumulate so clean-up is easier, faster and more effective. The one-piece, upholstered top can be easily removed without tools, allowing a thorough cleaning or a quick upholstery color change. The Soft Touch upholstery top gives a soft and functional alternative for your practice. | upholstery-top-kit-20x-22x-seamless-clay-cfa.jpg
SKU: MID002-0870-216 | Midmark Upholstery Top Kit-20X/22X Soft Touch RF-Pebble Grey | The seamless upholstery eliminates areas where dirt and bacteria can accumulate so clean-up is easier, faster and more effective. The one-piece, upholstered top can be easily removed without tools, allowing a thorough cleaning or a quick upholstery color change. The Soft Touch upholstery top gives a soft and functional alternative for your practice. | upholstery-top-kit-20x-22x-soft-touch-rf-pebble-grey-47d.jpg
SKU: MID002-0870-232 | Midmark Upholstery Top Kit-20X/22X Soft Touch RF-Shadow | The seamless upholstery eliminates areas where dirt and bacteria can accumulate so clean-up is easier, faster and more effective. The one-piece, upholstered top can be easily removed without tools, allowing a thorough cleaning or a quick upholstery color change. The Soft Touch upholstery top gives a soft and functional alternative for your practice. | upholstery-top-kit-20x-22x-soft-touch-rf-shadow-a36.jpg
SKU: MID002-0870-229 | Midmark Upholstery Top Kit-20X/22X Soft Touch RF-Perfect Plum | The seamless upholstery eliminates areas where dirt and bacteria can accumulate so clean-up is easier, faster and more effective. The one-piece, upholstered top can be easily removed without tools, allowing a thorough cleaning or a quick upholstery color change. The Soft Touch upholstery top gives a soft and functional alternative for your practice. | upholstery-top-kit-20x-22x-soft-touch-rf-perfect-plum-089.jpg
SKU: MID9A337001-234 | Midmark Accessories: 24" Wide Footrest-Clay | Accessories: 24" Wide Footrest-Clay | accessories-24-wide-footrest-clay-764.jpg
SKU: MID9A337001-235 | Midmark Accessories: 24" Wide Footrest-Blueberry | Accessories: 24" Wide Footrest-Blueberry | accessories-24-wide-footrest-blueberry-127.jpg
SKU: MID9A337001-231 | Midmark Accessories: 24" Wide Footrest-Navy | Accessories: 24" Wide Footrest-Navy | accessories-24-wide-footrest-navy-245.jpg
SKU: MID9A337001-216 | Midmark Accessories: 24" Wide Footrest-Pebble Grey | Accessories: 24" Wide Footrest-Pebble Grey | accessories-24-wide-footrest-pebble-grey-707.jpg
SKU: MID9A337001-252 | Midmark Accessories: 24" Wide Footrest-Treviso | Accessories: 24" Wide Footrest-Treviso | accessories-24-wide-footrest-treviso-485.jpg
SKU: MID9A337001-237 | Midmark Accessories: 24" Wide Footrest-Tea Green | Accessories: 24" Wide Footrest-Tea Green | accessories-24-wide-footrest-tea-green-2aa.jpg
SKU: MID9A337001-247 | Midmark Accessories: 24" Wide Footrest-Belagio | Accessories: 24" Wide Footrest-Belagio | accessories-24-wide-footrest-belagio-f3b.jpg
SKU: MID9A337001-240 | Midmark Accessories: 24" Wide Footrest-Terra Cotta | Accessories: 24" Wide Footrest-Terra Cotta | accessories-24-wide-footrest-terra-cotta-32d.jpg
SKU: MID9A337001-239 | Midmark Accessories: 24" Wide Footrest-Cash Blue | Accessories: 24" Wide Footrest-Cash Blue | accessories-24-wide-footrest-cash-blue-605.jpg
SKU: MID9A337001-249 | Midmark Accessories: 24" Wide Footrest-Tuscany | Accessories: 24" Wide Footrest-Tuscany | accessories-24-wide-footrest-tuscany-594.jpg
SKU: MID9A337001-312 | Midmark Accessories: 24" Wide Footrest-Black | Accessories: 24" Wide Footrest-Black | accessories-24-wide-footrest-black-a4f.jpg
SKU: MID9A337001-250 | Midmark Accessories: 24" Wide Footrest-Firenze | Accessories: 24" Wide Footrest-Firenze | accessories-24-wide-footrest-firenze-6ae.jpg
SKU: MID9A337001-233 | Midmark Accessories: 24" Wide Footrest-Dusty Blue | Accessories: 24" Wide Footrest-Dusty Blue | accessories-24-wide-footrest-dusty-blue-3db.jpg
SKU: MID9A337001-230 | Midmark Accessories: 24" Wide Footrest-Moss | Accessories: 24" Wide Footrest-Moss | accessories-24-wide-footrest-moss-199.jpg
SKU: MID9A337001-236 | Midmark Accessories: 24" Wide Footrest-Silver Sage | Accessories: 24" Wide Footrest-Silver Sage | accessories-24-wide-footrest-silver-sage-44c.jpg
SKU: MID9A337001-999 | Midmark Accessories: 24" Wide Footrest-Special Color | Accessories: 24" Wide Footrest-Special Color | accessories-24-wide-footrest-special-color-a5f.jpg
SKU: MID9A337001-248 | Midmark Accessories: 24" Wide Footrest-Siena | Accessories: 24" Wide Footrest-Siena | accessories-24-wide-footrest-siena-5ca.jpg
SKU: MID9A337001-232 | Midmark Accessories: 24" Wide Footrest-Shadow | Accessories: 24" Wide Footrest-Shadow | accessories-24-wide-footrest-shadow-9d7.jpg
SKU: MID9A337001-251 | Midmark Accessories: 24" Wide Footrest-Capri | Accessories: 24" Wide Footrest-Capri | accessories-24-wide-footrest-capri-5f5.jpg
SKU: MID9A337001-229 | Midmark Accessories: 24" Wide Footrest-Perfect Plum | Accessories: 24" Wide Footrest-Perfect Plum | accessories-24-wide-footrest-perfect-plum-70f.jpg
SKU: MID9A337001-238 | Midmark Accessories: 24" Wide Footrest-Fossil | Accessories: 24" Wide Footrest-Fossil | accessories-24-wide-footrest-fossil-5eb.jpg
SKU: MID9A455001 | Midmark LED Exam Table Mounting Hardware Only For 204/22X/604/62X | LED Exam Table Mounting Hardware Only For 204/22X/604/62X | led-exam-table-mounting-hardware-only-for-204-22x-604-62x-bfe.jpg
SKU: MID9A454001 | Midmark LED Exam Table Mounting Hardware Only For 625 with 32" UPH | LED Exam Table Mounting Hardware Only For 625 with 32" UPH | led-exam-table-mounting-hardware-only-for-625-with-32-uph-307.jpg
SKU: MID224-001 | Midmark Ritter Barrier Free Examination Chair | The number of elderly and obese in the U.S. is steadily growing, and over one fifth of adults in America are disabled. Assisting patients with mobility limitations onto exam chairs has become a frequently performed task. Although caregivers working in healthcare facilities are one of the most at-risk professions for musculoskeletal disorders, little has been done to evaluate and reduce risk. The Ritter 224 is â€­designed to offer low and high positioning â€­heights so you can provide the best care â€­to all patients, whether treating the â€­elderly, expectant mothers or patients â€­with disabilities.Adjustable Height:Â Ritter Barrier-Free examination chairs by Midmark adjust in height from 18-37 inches, improving accessibility to the exam chair and reducing the likelihood of staff injury.Automated Vitals:Â Using a Ritter Barrier-Free exam chair with an automated vitals device like Midmark Digital Vital Signs allows you to bring more to the point of care, saving time. | ritter-barrier-free-examination-chair-c0f.jpg
SKU: CLI7810 | Clinton Industries Pediatric Scale Treatment Table | Table features one drawer with two open shelf storage areas. | pediatric-scale-treatment-table-32e.jpg
SKU: HAU4941 | Hausmann Industries Econo Line Pediatric Table | Econo line pediatric table Digital scale with lb-oz or kg readout. | econo-line-pediatric-table-c8a.jpg
SKU: CLI7810 | Clinton Industries Pediatric Scale Treatment Table | Table features one drawer with two open shelf storage areas. | pediatric-scale-treatment-table-32e.jpg
SKU: CLI7830 | Clinton Industries Pediatric Exam Scale Treatment Table with 2 Doors and 1 Drawer | Clinton pediatric scale tables are designed with the highest level of safety and the foremost in patient comfort. The top has a cushioned surface with a rim around three sides to enfold the baby. The built-in scale is accurate and easy to use and the folding infantometer makes for accurate and easy measurements.- 36" working height - Easy clean replaceable center pad - Built-in concealed paper dispenser and cutter - Easy clean laminate base in a variety of colors - Front recessed toe kick and adjustable built-in levelers - Scale has a large digital display, automatic calibration, and 40 pound capacity | pediatric-exam-scale-treatment-table-with-2-doors-and-1-drawer-6f9.jpg
SKU: CLI7832 | Clinton Industries Rainforest Follies Scale Table | It's always a rainy day in the rainforest, but that doesn't stop our colorful and detailed Amazon friends from entertaining young patients. Table features one drawer and two-door storage. | rainforest-follies-scale-table-05b.jpg
SKU: HAU4945 | Hausmann Industries Pediatric Table | Pediatric Table. | pediatric-table-65f.png
SKU: CHAT3600 | DJO Global Mobile Traction Stand | Feature New innovation for a classic therapy! Allows the traction device to be used with most tables. Fully adjustable. | mobile-traction-stand-9b6.jpg
SKU: SHTS2200 | Shuttle Systems Rehabilitation Device Clinical Package | Clinical Package with Kickplace Assembly 25" Stand Adjustable Backrest Lateral Handles Progress Monitor Strip Light Resistance Attachment 20" Wobble Board & Wobble Board Adapter.Trusted by Physical Therapists since 1985, the Shuttle 2000-1 provides smooth progressive resistance from 3 lbs up to 160 lbs at full extension. It is highly adjustable providing maximum patient comfort, making it ideal for acute and elderly patients.The 2000-1 has the most adjustability of any of the Shuttle Systems machines. A horizontal carriage at 25â€ height, featuring a three position adjustable backrest, provides easy patient transfers. This model provides smooth progressive resistance up to 160 lbs, allowing for resistance adjustments without disturbing the patient. | rehabilitation-device-clinical-package-06a.jpg
SKU: BALY12 | Bailey End Shelved Taping Table Model 12 | Taping Tables are designed to make the taping of athletes quick and efficient. Shelf-less bottom keeps table airy, economical, and lightweight. | end-shelved-taping-table-model-12-39d.png
SKU: BALY25 | Bailey Model 25 Deluxe Taping Table | Deluxe Taping Tables are designed to make the taping of athletes quick and efficient. Built-in shelves and cabinets put tape, scissors and other supplies within easy reach. | model-25-deluxe-taping-table-929.png
SKU: BALY27 | Bailey Model 27 Single Taping Station | Taping Tables are designed to make the taping of athletes quick and efficient. Built-in shelves and cabinets put tape, scissors and other supplies within easy reach. And the compact size is just right for smaller rooms. | model-27-single-taping-station--7ce.png
SKU: MID95-001-232 | Midmark Exam Table 27"W x 72"L x 30"H Shadow | Ideal for new medical practices, industrial first aid areas, school nurses' stations or as an additional table for any practice. Its hardwood construction and h-brace frame give it strength and stability, while its simple design allows easy access to patients without obstructions and is your most economical option available in many colors. | exam-table-27w-x-72l-x-30h-shadow-cb6.jpg
SKU: MID95-001-234 | Midmark Exam Table 27"W x 72"L x 30"H Clay | Ideal for new medical practices, industrial first aid areas, school nurses' stations or as an additional table for any practice. Its hardwood construction and h-brace frame give it strength and stability, while its simple design allows easy access to patients without obstructions and is your most economical option available in many colors. | exam-table-27w-x-72l-x-30h-clay-944.jpg
SKU: MID95-001-216 | Midmark Exam Table 27"W x 72"L x 30"H Pebble Grey | Ideal for new medical practices, industrial first aid areas, school nurses' stations or as an additional table for any practice. Its hardwood construction and h-brace frame give it strength and stability, while its simple design allows easy access to patients without obstructions and is your most economical option available in many colors. | exam-table-27w-x-72l-x-30h-pebble-grey-10a.jpg
SKU: MID95-001-233 | Midmark Exam Table 27"W x 72"L x 30"H Dusty Blue | Ideal for new medical practices, industrial first aid areas, school nurses' stations or as an additional table for any practice. Its hardwood construction and h-brace frame give it strength and stability, while its simple design allows easy access to patients without obstructions and is your most economical option available in many colors. | exam-table-27w-x-72l-x-30h-dusty-blue-ce8.jpg
SKU: MID95-001-231 | Midmark Exam Table 27"W x 72"L x 30"H Navy | Ideal for new medical practices, industrial first aid areas, school nurses' stations or as an additional table for any practice. Its hardwood construction and h-brace frame give it strength and stability, while its simple design allows easy access to patients without obstructions and is your most economical option available in many colors. | exam-table-27w-x-72l-x-30h-navy-39f.jpg
SKU: MID95-001-312 | Midmark Exam Table 27"W x 72"L x 30"H Black | Ideal for new medical practices, industrial first aid areas, school nurses' stations or as an additional table for any practice. Its hardwood construction and h-brace frame give it strength and stability, while its simple design allows easy access to patients without obstructions and is your most economical option available in many colors. | exam-table-27w-x-72l-x-30h-black-39f.jpg
SKU: MID95-001-230 | Midmark Exam Table 27"W x 72"L x 30"H Moss | Ideal for new medical practices, industrial first aid areas, school nurses' stations or as an additional table for any practice. Its hardwood construction and h-brace frame give it strength and stability, while its simple design allows easy access to patients without obstructions and is your most economical option available in many colors. | exam-table-27w-x-72l-x-30h-moss-3f1.jpg
SKU: MID95-001-229 | Midmark Exam Table 27"W x 72"L x 30"H Perfect Plum | Ideal for new medical practices, industrial first aid areas, school nurses' stations or as an additional table for any practice. Its hardwood construction and h-brace frame give it strength and stability, while its simple design allows easy access to patients without obstructions and is your most economical option available in many colors. | exam-table-27w-x-72l-x-30h-perfect-plum-359.jpg
SKU: MID203-002-230 | Midmark Treatment Table Moss Upholstery & Drawers | The best, economical, most solid flat-top table available because both its legs and frame are constructed of steel. Its metal-on-metal construction not only gives the 203 greater stability and structural integrity, but also gives you peace of mind knowing your patients are well supported. Stirrups and lockable casters can be added. Eye-catching, rounded drawers are another option, especially if your needs require additional storage. Extra padding and a built-in headrest pillow leave patients relaxed and secure. The Pebble Grey base is complemented by any of the eight Ritter upholstery colors. Features a hidden paper roll holder with hold-down straps at head and foot end to keep paper in place. | treatment-table-moss-upholstery-amp-drawers-b7c.jpg
SKU: MID203-003-229 | Midmark Treatment Table Perfect Plum Upholstery Stirrups | The best, economical, most solid flat-top table available because both its legs and frame are constructed of steel. Its metal-on-metal construction not only gives the 203 greater stability and structural integrity, but also gives you peace of mind knowing your patients are well supported. Stirrups and lockable casters can be added. Eye-catching, rounded drawers are another option, especially if your needs require additional storage. Extra padding and a built-in headrest pillow leave patients relaxed and secure. The Pebble Grey base is complemented by any of the eight Ritter upholstery colors. Features a hidden paper roll holder with hold-down straps at head and foot end to keep paper in place. | treatment-table-perfect-plum-upholstery-stirrups-2b7.jpg
SKU: MID203-004-216 | Midmark Treatment Table Pebble Grey Upholstery Stirrups & Drawers | The best, economical, most solid flat-top table available because both its legs and frame are constructed of steel. Its metal-on-metal construction not only gives the 203 greater stability and structural integrity, but also gives you peace of mind knowing your patients are well supported. Stirrups and lockable casters can be added. Eye-catching, rounded drawers are another option, especially if your needs require additional storage. Extra padding and a built-in headrest pillow leave patients relaxed and secure. The Pebble Grey base is complemented by any of the eight Ritter upholstery colors. Features a hidden paper roll holder with hold-down straps at head and foot end to keep paper in place. | treatment-table-pebble-grey-upholstery-stirrups-amp-drawers-a1b.jpg
SKU: MID203-002-216 | Midmark Treatment Table Pebble Grey Upholstery & Drawers | The best, economical, most solid flat-top table available because both its legs and frame are constructed of steel. Its metal-on-metal construction not only gives the 203 greater stability and structural integrity, but also gives you peace of mind knowing your patients are well supported. Stirrups and lockable casters can be added. Eye-catching, rounded drawers are another option, especially if your needs require additional storage. Extra padding and a built-in headrest pillow leave patients relaxed and secure. The Pebble Grey base is complemented by any of the eight Ritter upholstery colors. Features a hidden paper roll holder with hold-down straps at head and foot end to keep paper in place. | treatment-table-pebble-grey-upholstery-amp-drawers-8e8.jpg
SKU: MID203-001-230 | Midmark Treatment Table Moss Upholstery | The best, economical, most solid flat-top table available because both its legs and frame are constructed of steel. Its metal-on-metal construction not only gives the 203 greater stability and structural integrity, but also gives you peace of mind knowing your patients are well supported. Stirrups and lockable casters can be added. Eye-catching, rounded drawers are another option, especially if your needs require additional storage. Extra padding and a built-in headrest pillow leave patients relaxed and secure. The Pebble Grey base is complemented by any of the eight Ritter upholstery colors. Features a hidden paper roll holder with hold-down straps at head and foot end to keep paper in place. | treatment-table-moss-upholstery-715.jpg
SKU: MID203-003-231 | Midmark Treatment Table Navy Upholstery Stirrups | The best, economical, most solid flat-top table available because both its legs and frame are constructed of steel. Its metal-on-metal construction not only gives the 203 greater stability and structural integrity, but also gives you peace of mind knowing your patients are well supported. Stirrups and lockable casters can be added. Eye-catching, rounded drawers are another option, especially if your needs require additional storage. Extra padding and a built-in headrest pillow leave patients relaxed and secure. The Pebble Grey base is complemented by any of the eight Ritter upholstery colors. Features a hidden paper roll holder with hold-down straps at head and foot end to keep paper in place. | treatment-table-navy-upholstery-stirrups-48c.jpg
SKU: MID203-004-999 | Midmark Treatment Table SPECIAL COLOR Upholstery Stirrups & Drawers | The best, economical, most solid flat-top table available because both its legs and frame are constructed of steel. Its metal-on-metal construction not only gives the 203 greater stability and structural integrity, but also gives you peace of mind knowing your patients are well supported. Stirrups and lockable casters can be added. Eye-catching, rounded drawers are another option, especially if your needs require additional storage. Extra padding and a built-in headrest pillow leave patients relaxed and secure. The Pebble Grey base is complemented by any of the eight Ritter upholstery colors. Features a hidden paper roll holder with hold-down straps at head and foot end to keep paper in place. | treatment-table-special-color-upholstery-stirrups-amp-drawers-dd5.jpg
SKU: MID203-002-231 | Midmark Treatment Table Navy Upholstery & Drawers | The best, economical, most solid flat-top table available because both its legs and frame are constructed of steel. Its metal-on-metal construction not only gives the 203 greater stability and structural integrity, but also gives you peace of mind knowing your patients are well supported. Stirrups and lockable casters can be added. Eye-catching, rounded drawers are another option, especially if your needs require additional storage. Extra padding and a built-in headrest pillow leave patients relaxed and secure. The Pebble Grey base is complemented by any of the eight Ritter upholstery colors. Features a hidden paper roll holder with hold-down straps at head and foot end to keep paper in place. | treatment-table-navy-upholstery-amp-drawers-c35.jpg
SKU: MID203-002-233 | Midmark Treatment Table Dusty Blue Upholstery & Drawers | The best, economical, most solid flat-top table available because both its legs and frame are constructed of steel. Its metal-on-metal construction not only gives the 203 greater stability and structural integrity, but also gives you peace of mind knowing your patients are well supported. Stirrups and lockable casters can be added. Eye-catching, rounded drawers are another option, especially if your needs require additional storage. Extra padding and a built-in headrest pillow leave patients relaxed and secure. The Pebble Grey base is complemented by any of the eight Ritter upholstery colors. Features a hidden paper roll holder with hold-down straps at head and foot end to keep paper in place. | treatment-table-dusty-blue-upholstery-amp-drawers-eea.jpg
SKU: MID203-001-231 | Midmark Treatment Table Navy Upholstery | The best, economical, most solid flat-top table available because both its legs and frame are constructed of steel. Its metal-on-metal construction not only gives the 203 greater stability and structural integrity, but also gives you peace of mind knowing your patients are well supported. Stirrups and lockable casters can be added. Eye-catching, rounded drawers are another option, especially if your needs require additional storage. Extra padding and a built-in headrest pillow leave patients relaxed and secure. The Pebble Grey base is complemented by any of the eight Ritter upholstery colors. Features a hidden paper roll holder with hold-down straps at head and foot end to keep paper in place. | treatment-table-navy-upholstery-683.jpg
SKU: MID203-003-999 | Midmark Treatment Table SPECIAL COLOR Upholstery Stirrups | The best, economical, most solid flat-top table available because both its legs and frame are constructed of steel. Its metal-on-metal construction not only gives the 203 greater stability and structural integrity, but also gives you peace of mind knowing your patients are well supported. Stirrups and lockable casters can be added. Eye-catching, rounded drawers are another option, especially if your needs require additional storage. Extra padding and a built-in headrest pillow leave patients relaxed and secure. The Pebble Grey base is complemented by any of the eight Ritter upholstery colors. Features a hidden paper roll holder with hold-down straps at head and foot end to keep paper in place. | treatment-table-special-color-upholstery-stirrups-229.jpg
SKU: MID203-004-232 | Midmark Treatment Table Shadow Upholstery Stirrups & Drawers | The best, economical, most solid flat-top table available because both its legs and frame are constructed of steel. Its metal-on-metal construction not only gives the 203 greater stability and structural integrity, but also gives you peace of mind knowing your patients are well supported. Stirrups and lockable casters can be added. Eye-catching, rounded drawers are another option, especially if your needs require additional storage. Extra padding and a built-in headrest pillow leave patients relaxed and secure. The Pebble Grey base is complemented by any of the eight Ritter upholstery colors. Features a hidden paper roll holder with hold-down straps at head and foot end to keep paper in place. | treatment-table-shadow-upholstery-stirrups-amp-drawers-456.jpg
SKU: MID203-002-312 | Midmark Treatment Table Black Upholstery & Drawers | The best, economical, most solid flat-top table available because both its legs and frame are constructed of steel. Its metal-on-metal construction not only gives the 203 greater stability and structural integrity, but also gives you peace of mind knowing your patients are well supported. Stirrups and lockable casters can be added. Eye-catching, rounded drawers are another option, especially if your needs require additional storage. Extra padding and a built-in headrest pillow leave patients relaxed and secure. The Pebble Grey base is complemented by any of the eight Ritter upholstery colors. Features a hidden paper roll holder with hold-down straps at head and foot end to keep paper in place. | treatment-table-black-upholstery-amp-drawers-b2a.jpg
SKU: MID203-001-229 | Midmark Treatment Table Perfect Plum Upholstery | The best, economical, most solid flat-top table available because both its legs and frame are constructed of steel. Its metal-on-metal construction not only gives the 203 greater stability and structural integrity, but also gives you peace of mind knowing your patients are well supported. Stirrups and lockable casters can be added. Eye-catching, rounded drawers are another option, especially if your needs require additional storage. Extra padding and a built-in headrest pillow leave patients relaxed and secure. The Pebble Grey base is complemented by any of the eight Ritter upholstery colors. Features a hidden paper roll holder with hold-down straps at head and foot end to keep paper in place. | treatment-table-perfect-plum-upholstery-266.jpg
SKU: MID203-004-233 | Midmark Treatment Table Dusty Blue Upholstery Stirrups & Drawers | The best, economical, most solid flat-top table available because both its legs and frame are constructed of steel. Its metal-on-metal construction not only gives the 203 greater stability and structural integrity, but also gives you peace of mind knowing your patients are well supported. Stirrups and lockable casters can be added. Eye-catching, rounded drawers are another option, especially if your needs require additional storage. Extra padding and a built-in headrest pillow leave patients relaxed and secure. The Pebble Grey base is complemented by any of the eight Ritter upholstery colors. Features a hidden paper roll holder with hold-down straps at head and foot end to keep paper in place. | treatment-table-dusty-blue-upholstery-stirrups-amp-drawers-345.jpg
SKU: MID203-004-231 | Midmark Treatment Table Navy Upholstery Stirrups & Drawers | The best, economical, most solid flat-top table available because both its legs and frame are constructed of steel. Its metal-on-metal construction not only gives the 203 greater stability and structural integrity, but also gives you peace of mind knowing your patients are well supported. Stirrups and lockable casters can be added. Eye-catching, rounded drawers are another option, especially if your needs require additional storage. Extra padding and a built-in headrest pillow leave patients relaxed and secure. The Pebble Grey base is complemented by any of the eight Ritter upholstery colors. Features a hidden paper roll holder with hold-down straps at head and foot end to keep paper in place. | treatment-table-navy-upholstery-stirrups-amp-drawers-f0f.jpg
SKU: MID203-002-999 | Midmark Treatment Table SPECIAL COLOR Upholstery & Drawers | The best, economical, most solid flat-top table available because both its legs and frame are constructed of steel. Its metal-on-metal construction not only gives the 203 greater stability and structural integrity, but also gives you peace of mind knowing your patients are well supported. Stirrups and lockable casters can be added. Eye-catching, rounded drawers are another option, especially if your needs require additional storage. Extra padding and a built-in headrest pillow leave patients relaxed and secure. The Pebble Grey base is complemented by any of the eight Ritter upholstery colors. Features a hidden paper roll holder with hold-down straps at head and foot end to keep paper in place. | treatment-table-special-color-upholstery-amp-drawers-46d.jpg
SKU: MID203-004-312 | Midmark Treatment Table Black Upholstery Stirrups & Drawers | The best, economical, most solid flat-top table available because both its legs and frame are constructed of steel. Its metal-on-metal construction not only gives the 203 greater stability and structural integrity, but also gives you peace of mind knowing your patients are well supported. Stirrups and lockable casters can be added. Eye-catching, rounded drawers are another option, especially if your needs require additional storage. Extra padding and a built-in headrest pillow leave patients relaxed and secure. The Pebble Grey base is complemented by any of the eight Ritter upholstery colors. Features a hidden paper roll holder with hold-down straps at head and foot end to keep paper in place. | treatment-table-black-upholstery-stirrups-amp-drawers-c5c.jpg
SKU: MID203-004-229 | Midmark Treatment Table Perfect Plum Upholstery Stirrups & Drawers | The best, economical, most solid flat-top table available because both its legs and frame are constructed of steel. Its metal-on-metal construction not only gives the 203 greater stability and structural integrity, but also gives you peace of mind knowing your patients are well supported. Stirrups and lockable casters can be added. Eye-catching, rounded drawers are another option, especially if your needs require additional storage. Extra padding and a built-in headrest pillow leave patients relaxed and secure. The Pebble Grey base is complemented by any of the eight Ritter upholstery colors. Features a hidden paper roll holder with hold-down straps at head and foot end to keep paper in place. | treatment-table-perfect-plum-upholstery-stirrups-amp-drawers-6bd.jpg
SKU: MID203-001-233 | Midmark Treatment Table Dusty Blue Upholstery | The best, economical, most solid flat-top table available because both its legs and frame are constructed of steel. Its metal-on-metal construction not only gives the 203 greater stability and structural integrity, but also gives you peace of mind knowing your patients are well supported. Stirrups and lockable casters can be added. Eye-catching, rounded drawers are another option, especially if your needs require additional storage. Extra padding and a built-in headrest pillow leave patients relaxed and secure. The Pebble Grey base is complemented by any of the eight Ritter upholstery colors. Features a hidden paper roll holder with hold-down straps at head and foot end to keep paper in place. | treatment-table-dusty-blue-upholstery-e31.jpg
SKU: MID203-003-216 | Midmark Treatment Table Pebble Grey Upholstery Stirrups | The best, economical, most solid flat-top table available because both its legs and frame are constructed of steel. Its metal-on-metal construction not only gives the 203 greater stability and structural integrity, but also gives you peace of mind knowing your patients are well supported. Stirrups and lockable casters can be added. Eye-catching, rounded drawers are another option, especially if your needs require additional storage. Extra padding and a built-in headrest pillow leave patients relaxed and secure. The Pebble Grey base is complemented by any of the eight Ritter upholstery colors. Features a hidden paper roll holder with hold-down straps at head and foot end to keep paper in place. | treatment-table-pebble-grey-upholstery-stirrups-5ba.jpg
SKU: MID203-003-230 | Midmark Treatment Table Moss Upholstery Stirrups | The best, economical, most solid flat-top table available because both its legs and frame are constructed of steel. Its metal-on-metal construction not only gives the 203 greater stability and structural integrity, but also gives you peace of mind knowing your patients are well supported. Stirrups and lockable casters can be added. Eye-catching, rounded drawers are another option, especially if your needs require additional storage. Extra padding and a built-in headrest pillow leave patients relaxed and secure. The Pebble Grey base is complemented by any of the eight Ritter upholstery colors. Features a hidden paper roll holder with hold-down straps at head and foot end to keep paper in place. | treatment-table-moss-upholstery-stirrups-36b.jpg
SKU: MID203-004-234 | Midmark Treatment Table Clay Upholstery Stirrups & Drawers | The best, economical, most solid flat-top table available because both its legs and frame are constructed of steel. Its metal-on-metal construction not only gives the 203 greater stability and structural integrity, but also gives you peace of mind knowing your patients are well supported. Stirrups and lockable casters can be added. Eye-catching, rounded drawers are another option, especially if your needs require additional storage. Extra padding and a built-in headrest pillow leave patients relaxed and secure. The Pebble Grey base is complemented by any of the eight Ritter upholstery colors. Features a hidden paper roll holder with hold-down straps at head and foot end to keep paper in place. | treatment-table-clay-upholstery-stirrups-amp-drawers-1a5.jpg
SKU: MID203-001-999 | Midmark Treatment Table SPECIAL COLOR Upholstery | The best, economical, most solid flat-top table available because both its legs and frame are constructed of steel. Its metal-on-metal construction not only gives the 203 greater stability and structural integrity, but also gives you peace of mind knowing your patients are well supported. Stirrups and lockable casters can be added. Eye-catching, rounded drawers are another option, especially if your needs require additional storage. Extra padding and a built-in headrest pillow leave patients relaxed and secure. The Pebble Grey base is complemented by any of the eight Ritter upholstery colors. Features a hidden paper roll holder with hold-down straps at head and foot end to keep paper in place. | treatment-table-special-color-upholstery-839.jpg
SKU: MID203-003-233 | Midmark Treatment Table Dusty Blue Upholstery Stirrups | The best, economical, most solid flat-top table available because both its legs and frame are constructed of steel. Its metal-on-metal construction not only gives the 203 greater stability and structural integrity, but also gives you peace of mind knowing your patients are well supported. Stirrups and lockable casters can be added. Eye-catching, rounded drawers are another option, especially if your needs require additional storage. Extra padding and a built-in headrest pillow leave patients relaxed and secure. The Pebble Grey base is complemented by any of the eight Ritter upholstery colors. Features a hidden paper roll holder with hold-down straps at head and foot end to keep paper in place. | treatment-table-dusty-blue-upholstery-stirrups-069.jpg
SKU: MID203-001-234 | Midmark Treatment Table Clay Upholstery | The best, economical, most solid flat-top table available because both its legs and frame are constructed of steel. Its metal-on-metal construction not only gives the 203 greater stability and structural integrity, but also gives you peace of mind knowing your patients are well supported. Stirrups and lockable casters can be added. Eye-catching, rounded drawers are another option, especially if your needs require additional storage. Extra padding and a built-in headrest pillow leave patients relaxed and secure. The Pebble Grey base is complemented by any of the eight Ritter upholstery colors. Features a hidden paper roll holder with hold-down straps at head and foot end to keep paper in place. | treatment-table-clay-upholstery-3a2.jpg
SKU: MID203-003-232 | Midmark Treatment Table Shadow Upholstery Stirrups | The best, economical, most solid flat-top table available because both its legs and frame are constructed of steel. Its metal-on-metal construction not only gives the 203 greater stability and structural integrity, but also gives you peace of mind knowing your patients are well supported. Stirrups and lockable casters can be added. Eye-catching, rounded drawers are another option, especially if your needs require additional storage. Extra padding and a built-in headrest pillow leave patients relaxed and secure. The Pebble Grey base is complemented by any of the eight Ritter upholstery colors. Features a hidden paper roll holder with hold-down straps at head and foot end to keep paper in place. | treatment-table-shadow-upholstery-stirrups-53e.jpg
SKU: MID203-001-216 | Midmark Treatment Table Pebble Grey Upholstery | The best, economical, most solid flat-top table available because both its legs and frame are constructed of steel. Its metal-on-metal construction not only gives the 203 greater stability and structural integrity, but also gives you peace of mind knowing your patients are well supported. Stirrups and lockable casters can be added. Eye-catching, rounded drawers are another option, especially if your needs require additional storage. Extra padding and a built-in headrest pillow leave patients relaxed and secure. The Pebble Grey base is complemented by any of the eight Ritter upholstery colors. Features a hidden paper roll holder with hold-down straps at head and foot end to keep paper in place. | treatment-table-pebble-grey-upholstery-d4e.jpg
SKU: MID203-004-230 | Midmark Treatment Table Moss Upholstery Stirrups & Drawers | The best, economical, most solid flat-top table available because both its legs and frame are constructed of steel. Its metal-on-metal construction not only gives the 203 greater stability and structural integrity, but also gives you peace of mind knowing your patients are well supported. Stirrups and lockable casters can be added. Eye-catching, rounded drawers are another option, especially if your needs require additional storage. Extra padding and a built-in headrest pillow leave patients relaxed and secure. The Pebble Grey base is complemented by any of the eight Ritter upholstery colors. Features a hidden paper roll holder with hold-down straps at head and foot end to keep paper in place. | treatment-table-moss-upholstery-stirrups-amp-drawers-b65.jpg
SKU: MID203-001-232 | Midmark Treatment Table Shadow Upholstery | The best, economical, most solid flat-top table available because both its legs and frame are constructed of steel. Its metal-on-metal construction not only gives the 203 greater stability and structural integrity, but also gives you peace of mind knowing your patients are well supported. Stirrups and lockable casters can be added. Eye-catching, rounded drawers are another option, especially if your needs require additional storage. Extra padding and a built-in headrest pillow leave patients relaxed and secure. The Pebble Grey base is complemented by any of the eight Ritter upholstery colors. Features a hidden paper roll holder with hold-down straps at head and foot end to keep paper in place. | treatment-table-shadow-upholstery-f8a.jpg
SKU: MID203-001-312 | Midmark Treatment Table Black Upholstery | The best, economical, most solid flat-top table available because both its legs and frame are constructed of steel. Its metal-on-metal construction not only gives the 203 greater stability and structural integrity, but also gives you peace of mind knowing your patients are well supported. Stirrups and lockable casters can be added. Eye-catching, rounded drawers are another option, especially if your needs require additional storage. Extra padding and a built-in headrest pillow leave patients relaxed and secure. The Pebble Grey base is complemented by any of the eight Ritter upholstery colors. Features a hidden paper roll holder with hold-down straps at head and foot end to keep paper in place. | treatment-table-black-upholstery-384.jpg
SKU: MID203-003-312 | Midmark Treatment Table Black Upholstery & Stirrups | The best, economical, most solid flat-top table available because both its legs and frame are constructed of steel. Its metal-on-metal construction not only gives the 203 greater stability and structural integrity, but also gives you peace of mind knowing your patients are well supported. Stirrups and lockable casters can be added. Eye-catching, rounded drawers are another option, especially if your needs require additional storage. Extra padding and a built-in headrest pillow leave patients relaxed and secure. The Pebble Grey base is complemented by any of the eight Ritter upholstery colors. Features a hidden paper roll holder with hold-down straps at head and foot end to keep paper in place. | treatment-table-black-upholstery-amp-stirrups-6cb.jpg
SKU: MID203-003-234 | Midmark Treatment Table Clay Upholstery Stirrups | The best, economical, most solid flat-top table available because both its legs and frame are constructed of steel. Its metal-on-metal construction not only gives the 203 greater stability and structural integrity, but also gives you peace of mind knowing your patients are well supported. Stirrups and lockable casters can be added. Eye-catching, rounded drawers are another option, especially if your needs require additional storage. Extra padding and a built-in headrest pillow leave patients relaxed and secure. The Pebble Grey base is complemented by any of the eight Ritter upholstery colors. Features a hidden paper roll holder with hold-down straps at head and foot end to keep paper in place. | treatment-table-clay-upholstery-stirrups-772.jpg
SKU: MID203-002-229 | Midmark Treatment Table Perfect Plum Upholstery & Drawers | The best, economical, most solid flat-top table available because both its legs and frame are constructed of steel. Its metal-on-metal construction not only gives the 203 greater stability and structural integrity, but also gives you peace of mind knowing your patients are well supported. Stirrups and lockable casters can be added. Eye-catching, rounded drawers are another option, especially if your needs require additional storage. Extra padding and a built-in headrest pillow leave patients relaxed and secure. The Pebble Grey base is complemented by any of the eight Ritter upholstery colors. Features a hidden paper roll holder with hold-down straps at head and foot end to keep paper in place. | treatment-table-perfect-plum-upholstery-amp-drawers-6fa.jpg
SKU: MID203-002-234 | Midmark Treatment Table Clay Upholstery & Drawers | The best, economical, most solid flat-top table available because both its legs and frame are constructed of steel. Its metal-on-metal construction not only gives the 203 greater stability and structural integrity, but also gives you peace of mind knowing your patients are well supported. Stirrups and lockable casters can be added. Eye-catching, rounded drawers are another option, especially if your needs require additional storage. Extra padding and a built-in headrest pillow leave patients relaxed and secure. The Pebble Grey base is complemented by any of the eight Ritter upholstery colors. Features a hidden paper roll holder with hold-down straps at head and foot end to keep paper in place. | treatment-table-clay-upholstery-amp-drawers-b20.jpg
SKU: MID203-002-232 | Midmark Treatment Table Shadow Upholstery & Drawers | The best, economical, most solid flat-top table available because both its legs and frame are constructed of steel. Its metal-on-metal construction not only gives the 203 greater stability and structural integrity, but also gives you peace of mind knowing your patients are well supported. Stirrups and lockable casters can be added. Eye-catching, rounded drawers are another option, especially if your needs require additional storage. Extra padding and a built-in headrest pillow leave patients relaxed and secure. The Pebble Grey base is complemented by any of the eight Ritter upholstery colors. Features a hidden paper roll holder with hold-down straps at head and foot end to keep paper in place. | treatment-table-shadow-upholstery-amp-drawers-9f2.jpg
SKU: OKS68666-T | Oakworks General Rectangular Flat Top Table | Oakworks presents a flat top rectangular treatment table with many optional features to customize your needs. Designed by leading Ergonomic Specialists the treatment table exceeds the "Industry Standards for Sonography". Includeing an industry leading warranty, the unique table has been designed with a 550 lb (250kg) bariatric rated liftand load capacity. | general-rectangular-flat-top-table-6bc.png
SKU: OKS68666-T | Oakworks General Rectangular Flat Top Table | Oakworks presents a flat top rectangular treatment table with many optional features to customize your needs. Designed by leading Ergonomic Specialists the treatment table exceeds the "Industry Standards for Sonography". Includeing an industry leading warranty, the unique table has been designed with a 550 lb (250kg) bariatric rated liftand load capacity. | general-rectangular-flat-top-table-6bc.png
SKU: HAU4259 | Hausmann Industries Treatment Table | Treatment table | treatment-table-422.jpg
SKU: OKSPXCTDX | Oakworks Proluxe Veneto Table Package | The Proluxe Series is the perfect choice when you are looking for great value and excellent functionality. The available tops are the same as found on our most expensive tables. | proluxe-veneto-table-package-e2b.jpg
SKU: ARMAM240 | Armedica Bo Bath Treatment Table | Our 2-piece Armedica Bo-Bath table features a one piece head/backrest which raises 74 degrees and a one piece body section. | bo-bath-treatment-table-585.jpg
SKU: DMI20-810-000 | Briggs Healthcare Kirchner and Wilhelm Standard Otoscopes | Kirchner & wilhelm standard otoscopes | kirchner-and-wilhelm-standard-otoscopes-676.jpg
SKU: WA71641-M | Welch Allyn 3.5v Diagnostic Desk Set with Universal Charger | Desk Set with Coaxial Ophthalmoscope, MacroView Otoscope and NiCad HandlesWelch Allyn 3.5 V Halogen HPX Diagnostic Set including Coaxial Ophthalmoscope (#11720), MacroView Otoscope (#23810), Rechargeable 60 -Minute Power Handle(s), Universal Desk Charger; 100-240 V, 50-60 Hz AC, 2 Nickel-Cadmium (#72200) Batteries; IEC Plug Type-B. | 35v-diagnostic-desk-set-with-universal-charger-f4f.jpg
SKU: WA71811-MPS | Welch Allyn 3.5 V Halogen HPX Diagnostic Set with 2 Lithium Ion Batteries | Welch Allyn 3.5 V Halogen HPX Diagnostic Set including PanOptic Ophthalmoscope (#11810), MacroView Otoscope (#23810), Rechargeable 120-Minute Power Handle(s), Universal Desk Charger; 100-240 V, 50-60 Hz AC, 2 Lithium-Ion (#71960) Batteries; IEC Plug Type-B. | 35-v-halogen-hpx-diagnostic-set-with-2-lithium-ion-batteries-dc4.jpg
SKU: MLTX19-70 | Miltex Bruening Magnify Otoscope | BRUENING Magnifier Otoscope, chrome, 3.5 X magnification, with 3 speculum, small, medium, and large sizes, complete with inflation bulb and tubing, in fitted case | bruening-magnify-otoscope-9e5.jpg
SKU: ADC5410X | ADC Xen | 3.5V Diagnostic EENT instruments are among the most critical toolsets in a clinician's repertoire when performing a comprehensive physical exam. ADC Diagnostix-brand EENT instrument sets help practitioners perform fast, accurate, and efficient exams thanks to innovative optics, advanced lighting technologies, and long-lasting power sources. | -xen-195.jpg
SKU: ADC5411L | ADC 3.5V Portable Diagnostic Standard Otoscope with LED Lamp | Complete instrument includes our 3.5V standard otoscope head and plug-in, rechargeable Li-ion battery handle in a zippered, padded nylon case.3.5V Standard Otoscope Head Features:Fiber-optic light transmission for an unobstructed viewOptical glass reduces reflection and provides 3X magnificationBidirectional swivel lens allows instrumentationInsufflator port for pneumatic otoscopyCompatible with Welch Allyn speculaAnti-theft locking feature is standardChoose from halogen/xenon or advanced AdLED illuminationBattery Handle Features:C-sized handle with 1400mAh Li-ion batteryCNC machined from solid brass, the handle is chrome plated in black with a ribbed surface for a sure gripAdtronic electronic rheostatic light intensity control provides infinite continuous control and auto-off feature after two minutesTop half of handle unscrews to access wall plug (available in US or Euro fittings)Li-ion battery provides two to three hours continuous use with halogen/xenon lamp, 30 hours use with LED lamp when charged for 24 hoursUp to 1,200 charge cyclesUniversal bayonet mount for compatibility with other brands of 3.5V instrument headsAlso Includes:Tube containing five each Welch Allyn 2.75 mm and 4.25 mm disposable speculaTwo-year warranty on instrument, lifetime warranty on AdLED lamp | 35v-portable-diagnostic-standard-otoscope-with-led-lamp-78b.jpg
SKU: ADC2200 | ADC Advantage Digital Fingertip Pulse Oximeter | A portable fingertip pulse oximeter ideally suited for home, sport, or aviation use. | advantage-digital-fingertip-pulse-oximeter-d8c.jpg
SKU: SAMP081505965 | Sammons Preston Finger Pulse Oximeter | The Sammons Preston Finger Pulse Oximeter enhances patient care, and is widely applied in clinics and hospitals. It is lightweightâ€”28g without batteriesâ€”with a dual color OLED, six-mode display that shows SpOÂ², PR, pulse bar and plethysmogram. Other features include: low-power consumption; automatic power off; low battery indicator; two AAA alkaline batteries; adjustable brightness. The oximeter accommodates the widest range of finger sizes from pediatric to adult. | finger-pulse-oximeter-2e9.jpg
SKU: MIRR910606 | Medical International Research Spirometer and 3D Oximeter Spirodoc | The oximeter is a true â€œlife-saverâ€ because it can measure the severity of the illness in just a few seconds, allowing a more accurate and timely diagnosis to be performed in the doctor office or at home. | spirometer-and-3d-oximeter-spirodoc-eec.png
SKU: MIRR910610 | Medical International Research Spirodoc Spirometer and Oximeter | SpirodocÂ® Touch screen respiratory mini lab. Available in 3 configurations: Spirometer, Spirometer+Oximetere and Oximeter | spirodoc-spirometer-and-oximeter-c8c.png
SKU: MIRR911028 | Medical International Research Spirobank II Smart BLE | One of the limitations to the spread of spirometry is the necessary compliance of the patient during testing and the diffi culty of interpretation. Through a simple tap, the App of Spirobank II Smart provides an highly innovative Virtual Assistant which supports the operator before, during and after the spirometry test.The App creates files which can be easily printed, sent via Email or uploaded into an EHR for future reference. | spirobank-ii-smart-ble--6cc.png
SKU: MIRR911021 | Medical International Research Spirobank II Basic | Ideal for family doctors, primary care, occupational medicine, screening. Fast and intuitive to operate with an icon-based navigation menuFlowMirÂ®: Disposable turbine flow sensor | spirobank-ii-basic-4d5.gif
SKU: ROSC50020 | Roscoe Medical Pediatric Pulse Oximeter Green | The Roscoe Medical Six-Display Mode Pediatric Pulse Oximeter features a child-friendly design to help eliminate anxiety while monitoring oxygen level and heart rate. Its compact design includes a special mark to help children with proper finger placement. Low power consumption allows the unit to run for 30 hours of continuous operation with two AAA batteries.The all-in-one integrated device has six display modes and ten levels of adjustable brightness. One year warranty. | pediatric-pulse-oximeter-green-e7c.jpg
SKU: NON7500R | Nonin Medical Portable Tabletop Pulse Oximeter Refurbished | Nonin Medical's Model 7500 pulse oximeter has a unique low-profile design that enables it to fit easily on a tabletop or into its own carrying case. The stylish, compact 7500's simple functionality, minimum 16-hour battery life, 4-hour quick recharge, and minimum or 70 hours of memory makes it well-suited for a variety of clinical and homecare applications. Like all Nonin portable oximeters, the 7500 provides a wide variety of display indicators that provide reliable readings. | portable-tabletop-pulse-oximeter-refurbished-c27.jpg
SKU: RSP920MR | Respironics Handheld Pulse Oximeter Refurbished | The 920M Plus handheld pulse oximeter provides on-the-spot oximetry readings, and are designed to be easy to use for both healthcare professionals and patients. They feature a bigger display, better performance and a 72-hour memory. The soft, rubberized cover slides away for easy access to batteries, and may be used with a wide variety of finger and ear sensors for adult, infant and neonatal patients.Charger Base displayed is NOT included. | handheld-pulse-oximeter-refurbished-788.jpg
SKU: CMBJ240100 | Blue Jay Comfort Finger Tip Pulse Oximeter | Deluxe, Portable, non invasive, spot-check of oxygen saturation of arterial hemoglobin (SpO2) and pulse rate of adult and pediatric patient at home and in clinical settings. Finger range from Adult to Pediatric. Large and bright digital LED one way display. Rubber internal coating provides a comfortable finger tip holding chamber. Displays Sp02, Pulse Rate and Pulse Bar. Automatically powers off when not in use * Battery low indicator. Uses two AAA batteries. 1 year limited warranty | comfort-finger-tip-pulse-oximeter-8a3.jpg
SKU: MIRR911006 | Medical International Research Minispir PC Based Spirometer | The MiniSpir PC Based Spirometer offers easy access to a complete respiratory analysis in one convenient device. This spirometer plugs directly into your device via a USB outlet and provides real-time Flow/Volume loops and Volume/Time curves along with PRE/POST bronchodilator comparison on your PC with the innovative and easy to use Winspiro PRO software. This device is capable of taking measurements across a wide range of parameters for ultimate versatility and ease of use. | minispir-pc-based-spirometer-7ab.jpeg
SKU: FAB12-1713 | Baseline Additional mouthpieces for Baseline spirometer Disposable Cardboard | Economy set of 1000 cardboard mouthpieces for Baseline spirometer. | additional-mouthpieces-for-baseline-spirometer-disposable-cardboard-96c.jpg
SKU: DRV18707 | Drive Medical Pediatric Pulse Oximeter | Child-friendly design. | pediatric-pulse-oximeter-c72.jpg
SKU: PMI8610 | Probasics Digit Ox II Portable Finger Pulse Oximeter | Large LCD display with Sp02 waveform. Selectable display direction for easy reading from any angle. VERY light weight comes with lanyard. | digit-ox-ii-portable-finger-pulse-oximeter-9f3.jpg
SKU: CMBJ240100 | Blue Jay Comfort Finger Tip Pulse Oximeter | Deluxe, Portable, non invasive, spot-check of oxygen saturation of arterial hemoglobin (SpO2) and pulse rate of adult and pediatric patient at home and in clinical settings. Finger range from Adult to Pediatric. Large and bright digital LED one way display. Rubber internal coating provides a comfortable finger tip holding chamber. Displays Sp02, Pulse Rate and Pulse Bar. Automatically powers off when not in use * Battery low indicator. Uses two AAA batteries. 1 year limited warranty | comfort-finger-tip-pulse-oximeter-8a3.jpg
SKU: SMTH9004-002 | Smiths Medical Capnocheck Plus, Capnograph/FiO2 | This stand-alone, bedside or transport capnograph incorporates sidestream technology for applications with both intubated and non-intubated patients. Waveforms and numeric values are easily viewed at all angles, and data can be stored and recalled with either on-screen trends, a printer, or personal computer. | capnocheck-plus-capnograph-fio2-70f.jpg
SKU: CM4042 | Complete Medical Wrist Blood Pressure Monitor | This fully automatic wrist monitor makes it easy to take your blood pressure. One size adjustable cuff fits all adults, eliminating the need to change our cuffs for different patients. The compact design is easy to use and placement is a breeze! Be sure to always take your blood pressure sitting down with your cuff at your heart level for the most accurate measurement. The machine holds up to 60 readings so you can monitor your blood pressure over time. | wrist-blood-pressure-monitor-e3e.jpg
SKU: SMTH9004-003 | Smiths Medical Capnocheck Plus, Capnograph/Oximeter/FiO2 | This stand-alone, bedside or transport capnograph incorporates sidestream technology for applications with both intubated and non-intubated patients. Waveforms and numeric values are easily viewed at all angles, and data can be stored and recalled with either on-screen trends, a printer, or personal computer. | capnocheck-plus-capnograph-oximeter-fio2-123.jpg
SKU: SMTH8401 | Smiths Medical Capnocheck II Hand-Held Capnograph/Oximeter | The Capnocheck II Handheld Capnograph/Oximeter is a full featured, highly portable unit in your choice of configurations, delivering capnography only or capnography combined with oximetry. Ideally suited for use in and out of the hospital, its back-lit display assures easy viewing of waveforms, numeric values and on-screen trending data.The battery-operated design with optional battery bypass offers the flexibility to accommodate both stationary and transport applications. Plus, an infrared link to an external printer provides quick, trouble-free downloading. | capnocheck-ii-hand-held-capnograph-oximeter-5f1.jpg
SKU: ROSCRMI-POX2D | Roscoe Medical 2 Way Color Display Finger Pulse Oximeter | Roscoe's 2-Way Color Display Finger Pulse Oximter features a light and compact design that is easy to operate and incorporates the latest oximetry technology in a spot check device. Our â€œall-in-oneâ€ integrated finger device is durable and will provide accurate simple measurements for your patients as well as your therapists. | 2-way-color-display-finger-pulse-oximeter-05f.jpg
SKU: SMTH8401 | Smiths Medical Capnocheck II Hand-Held Capnograph/Oximeter | The Capnocheck II Handheld Capnograph/Oximeter is a full featured, highly portable unit in your choice of configurations, delivering capnography only or capnography combined with oximetry. Ideally suited for use in and out of the hospital, its back-lit display assures easy viewing of waveforms, numeric values and on-screen trending data.The battery-operated design with optional battery bypass offers the flexibility to accommodate both stationary and transport applications. Plus, an infrared link to an external printer provides quick, trouble-free downloading. | capnocheck-ii-hand-held-capnograph-oximeter-5f1.jpg
SKU: REST5110 | Riester Schiotz A Tonometer | A masterpiece of precision mechanics! Highly precise eye tonometer according to Prof. SchiÃ¶tz for measuring intra-ocular pressure. Its reliability and durability makes this quality measuring instrument indispensable in every ophthalmologist's practice and eye clinic. | schiotz-a-tonometer-4af.jpg
SKU: SMTH9004-050 | Smiths Medical Capnocheck Sleep Capnograph/Oximeter | The Capnocheck Sleep Capnograph/Oximeter is specially designed for sleep screenings and lab-based sleep studies. Its 4-channel analog output capability lets you select ETCO2 numeric value, ETCO2 waveform, inspired CO2, respiratory rate, heart rate, as well as SpO2 numeric and waveform displays. | capnocheck-sleep-capnograph-oximeter-fec.jpg
SKU: SMTH8400 | Smiths Medical Capnocheck II Hand-Held Capnograph/Oximeter | The Capnocheck II Handheld Capnograph/Oximeter is a full featured, highly portable unit in your choice of configurations, delivering capnography only or capnography combined with oximetry. Ideally suited for use in and out of the hospital, its back-lit display assures easy viewing of waveforms, numeric values and on-screen trending data.The battery-operated design with optional battery bypass offers the flexibility to accommodate both stationary and transport applications. Plus, an infrared link to an external printer provides quick, trouble-free downloading. | capnocheck-ii-hand-held-capnograph-oximeter-202.jpg
SKU: SMTH9004-050 | Smiths Medical Capnocheck Sleep Capnograph/Oximeter | The Capnocheck Sleep Capnograph/Oximeter is specially designed for sleep screenings and lab-based sleep studies. Its 4-channel analog output capability lets you select ETCO2 numeric value, ETCO2 waveform, inspired CO2, respiratory rate, heart rate, as well as SpO2 numeric and waveform displays. | capnocheck-sleep-capnograph-oximeter-fec.jpg
SKU: SMTH9004-000 | Smiths Medical Capnocheck Plus Capnograph | This stand-alone, bedside or transport capnograph incorporates sidestream technology for applications with both intubated and non-intubated patients. Waveforms and numeric values are easily viewed at all angles, and data can be stored and recalled with either on-screen trends, a printer, or personal computer. | capnocheck-plus-capnograph-ab2.jpg
SKU: MALMN25 | Mallinckrodt Medical Oxisensor II Oxygen Sensor Probe, Adult | Single patient adhesive sensor for neonatal and adult oxygen monitoring. Sensor maintains strong signals from most weak pulses right from the start & provides a comfortable, secure fit for long-term monitoring. | oxisensor-ii-oxygen-sensor-probe-adult-9b9.jpg
SKU: SMTH9004-001 | Smiths Medical Capnocheck Plus, Capnograph/Oximeter | This stand-alone, bedside or transport capnograph incorporates sidestream technology for applications with both intubated and non-intubated patients. Waveforms and numeric values are easily viewed at all angles, and data can be stored and recalled with either on-screen trends, a printer, or personal computer. | capnocheck-plus-capnograph-oximeter-120.jpg
SKU: RLMZRPO1 | ReliaMed Digital Portable Fingertip Pulse Oximeter | ReliaMed Portable Fingertip Pulse Oximeter features a light and compact design, digital OLED screed with 10 brightness levels and 6 display modes. Easy to operate. Measures oxygen saturation levels and pulse rate with a simple fingertip design. Auto shut off after 8 seconds if not used. Includes pulse oximeter, lanyard, carrying bag, two "AAA" batteries and instruction manual. Not for continuous monitoring. Fingernail polish or false fingernails may cause inaccurate readings. | digital-portable-fingertip-pulse-oximeter-ab9.jpg
SKU: PROP040004 | Pro Advantage Disposable Paddle Ear Curettes | Pro Advantage double ended ear curettes allow healthcare professionals to utilize a single device for safe and effective removal of impacted or occluded cerumen from the ear canal. | disposable-paddle-ear-curettes-958.jpg
SKU: GF1230I | Grafco Standard Otoscope Set, Specula Set for 1227-1 | Aural Specula Set (Sizes: 1.25 mm, 4.25 mm, 6.0 mm) for use with Item 1227-1 (OTOSCOPE SET STANDARD) ; reusable specula are sterilizable and autoclavable. Otoscope not included. Refer to Item# GF1227-1 to purchase Otoscope. | standard-otoscope-set-specula-set-for-1227-1-edf.jpg
SKU: PDIQ49636 | PDI Nice " | Developed for babies' soft and delicate skin. Designed for extra comfort and strength. Soft cloths pre-moistened with mild cleansing solution. Gentle formula contains Aloe and Vitamin E. Hypoallergenic, alcohol and latex free. Tissue-like dispensing allows single-handed use. | nice--a64.jpg
SKU: BUM1003073PK | Philips Burton Set of 4 UV Replacement Bulbs 230V | Designed for a variety of uses, this UV light provides great value for your facility. | set-of-4-uv-replacement-bulbs-230v-af1.jpg
SKU: WA22100 | Welch Allyn Pneumatic Operating Consulting Standard Reusable Specula | Welch Allyn Reusable Ear Specula Set for Pneumatic, Operating, and Consulting Otoscopes; 2.0 mm, 3.0 mm, 4.0 mm, 5.0 mm, 9.0 mm. | pneumatic-operating-consulting-standard-reusable-specula-b96.jpg
SKU: WA11810 | Welch Allyn PanOptic Ophthalmoscope Head with Half-Moon Aperture | Our revolutionary PanOptic Ophthalmoscope addresses the fundamental challenge in ophthalmoscopyâ€”to get a good view of the fundus in order to make a sufficient assessment. Patented Axial PointSourceâ„¢ Optics make it easy to enter undilated pupils, offering a 25Âº field of view, resulting in a view of the fundus that's 5X greater than you see with a standard ophthalmoscope in an undilated eye. Direct viewing of the fundus through the PanOptic provides better images of the retinal changes caused by hypertension, diabetic retinopathy, glaucoma, and papilledema to enable clinicians to make these diagnoses earlier. | panoptic-ophthalmoscope-head-with-half-moon-aperture-df0.jpg
SKU: DMI20-910-000 | Briggs Healthcare Disposable Ear Speculas for Kirchner & Wilhelm Piccolight Fiber Optic Otoscope 2.5mm | Disposable Ear Speculas for Kirchner & Wilhelm Piccolight Fiber Optic Otoscope, 2.5mm | disposable-ear-speculas-for-kirchner-wilhelm-piccolight-fiber-optic-otoscope-25mm-127.jpg
SKU: WA71670 | Welch Allyn 3.5 V Nickel-Cadmium Rechargeable Handles | Welch Allyn 3.5 V Rechargeable Power Handle for Universal Desk Charger; Nickel-Cadmium (#72200) Battery; IEC Plug Type-A. | 35-v-nickel-cadmium-rechargeable-handles-95e.jpg
SKU: ADC4514-1 | ADC Lamp 4514-1 | ADC diagnostic replacement lamps are available in a wide variety of styles for use in many of today s most popular diagnostic instruments including Ophthalmoscopes, Otoscopes, and Laryngoscopes by many of the industry s leading manufacturers. | lamp-4514-1-0e3.jpg
SKU: BRA49221 | Brandt Industries 1 Bank Single Level Illuminator | Brandt illuminators are fabricated specifically to order and offers high luster, white powder coated, all steel construction with a one piece Plexiglas viewing panel. | 1-bank-single-level-illuminator-1f1.jpg
SKU: WA72600 | Welch Allyn 2.5 V Rechargeable Battery for PocketScope | Set includes PocketScope Ophthalmoscope and Otoscope along with a PocketScope AA alkaline battery handle for each instrument. | -25-v-rechargeable-battery-for-pocketscope-099.jpg
SKU: WA09500-U | Welch Allyn Replacement Lamp For MFI Solarc Light | 24 W Solarc Lamp for Light Source. | replacement-lamp-for-mfi-solarc-light-f30.jpg
SKU: WA11750 | Welch Allyn Hand Held Ophthalmoscope Standard Set 3.5 Volt | Hand-Held Ophthalmoscope Standard Set 3.5 Volt. | hand-held-ophthalmoscope-standard-set-35-volt-1c2.jpg
SKU: BLB8229 | Bulbtronics Lamp 6V 5A S8 BA15D Incandescent General Electric | Lamp 6V 5A S8 BA15D Incandescent General Electric | lamp-6v-5a-s8-ba15d-incandescent-general-electric-696.jpg
SKU: BLB1510 | Bulbtronics Lamp 150W 120V MR16 GY5.3 Halogen General Electric | Lamp 150W 120V MR16 GY5.3 Halogen General Electric | lamp-150w-120v-mr16-gy53-halogen-general-electric-4ba.jpg
SKU: WA74360 | Welch Allyn Portable Power Source for Binocular Indirect Ophthalmoscope | Binocular Indirect Ophthalmoscope Portable Power Source. | portable-power-source-for-binocular-indirect-ophthalmoscope-040.jpg
SKU: BLB0000584 | Bulbtronics Halogen Bulb for Bulbtronics Philips Lamp | The Bulbtronics Halogen Bulbs for Bulbtronics Philips Lamp is safe and easy to use. | halogen-bulb-for-bulbtronics-philips-lamp-613.png
SKU: BLB0002776 | Bulbtronics Incandescent Lamp EiKO 130 Volts 50 Watts | Incandescent Lamp EiKO 130 Volts 50 Watts | incandescent-lamp-eiko-130-volts-50-watts-840.jpg
SKU: BLB0012159 | Bulbtronics Lamp, 20W 120V G35 BA15D Incandescent Olympus | Bulbtronics Olympus Lamp 20W 120V G35 BA15D Incandescent. | lamp-20w-120v-g35-ba15d-incandescent-olympus-d7d.jpg
SKU: BLB0030441 | Bulbtronics Bulbtronics Incandescent Lamp Incandescent Ushio | Bulbtronics Incandescent Lamps. | bulbtronics-incandescent-lamp-incandescent-ushio-47d.jpg
SKU: MLTX1-5006 | Miltex Magnifying Loupe Red Frame 3.0x Magnification 16" x 21" Working Distance | Magnifying Loupe Red Frame 3.0x Magnification 16" x 21" Working Distance. MiltexÂ® optics are quickly and easily locked into your personal setting utilizing a unique locking knob. Our optics permit you to set your interpupillary distance, convergence and declination angle for perfect alignment. You get a custom fit even without individual measurement! | magnifying-loupe-red-frame-30x-magnification-16-x-21-working-distance-1b9.jpg
SKU: WA46070R | Welch Allyn Portable Headlight with Direct Power Supply Charger | Welch Allyn Green Series LED Portable Headlight; One White LED, 40 Lumens, 5,500Â° K; Rigid Headband; 120 V, 50-60 Hz AC, Rechargeable (# 72270) Battery; IEC Plug Type-A. | portable-headlight-with-direct-power-supply-charger-03e.jpg
SKU: WA97200-MSL | Welch Allyn Coaxial Ophthalomoscope Diagnostic Set | The Welch Allyn Coaxial Ophthalomoscope Diagnostic Set includes all the high quality parts and products you might need in a full Coaxial Ophthalomoscope Diagnostic Set, all packaged in a convenient hard carrying case. Performing a physical diagnosis has never been easier with these medical diagnostic instruments, featuring our exclusive Halogen HPX. | coaxial-ophthalomoscope-diagnostic-set-0fa.jpg
SKU: WA97800-MSL | Welch Allyn 3.5 V LED PanOptic MacroView Diagnostic Set Li Ion | The PanOptic by Welch Allyn Panoptic Macroview 3.5v 97200-MCL Diagnostic Set provides the high-quality diagnostic tools you need in one convenient set. A signature Macroview Otoscope is the hallmark of this set, with all items protected by a durable, soft case. | 35-v-led-panoptic-macroview-diagnostic-set-li-ion--0be.jpg
SKU: SPEC7333G | SpecLinc Otoscope Specula 3mm | Complete speculum is disposable, providing a clean tip for each use. | otoscope-specula-3mm--e80.jpg
SKU: ADC5110E | ADC Pocket Diagnostic Set | Otoscope features:Fiber optics for cool, obstruction-free light transmission2.5v Xenon lamp for true tissue colorWide angle swivel 2.5x viewing lens permits instrumentationInsufflator port (fitting and insufflator sold separately) for pneumatic otoscopyOphthalmoscope features:5 aperture selections (small spot, large spot, semicircle, fixed and red-free filter)19 viewing lenses from -20 to +20 diopters for better resolutionIlluminated magnified lens dialRubber brow rest2.5v Xenon lamp for true tissue colorSet includes1 â€œAA" battery handle with on/off power switch integrated into pocket clipTube containing 5 each Welch Allyn 2.75mm and 4.25mm disposable speculaMeasures 7 1/4â€ x 4 1/2â€ x 1 1/2â€, weighs .90 lbs1 year instrument warranty, lifetime warranty on opticsIncludes 2 "AA" batteries | pocket-diagnostic-set-845.jpg
SKU: DMI20-911-000 | Briggs Healthcare Disposable Ear Speculas for Kirchner & Wilhelm Piccolight Fiber Optic Otoscope 4.0mm | Disposable ear speculas for kirchner & wilhelm piccolight fiber optic otoscope, 4.0mm | disposable-ear-speculas-for-kirchner-wilhelm-piccolight-fiber-optic-otoscope-40mm-108.jpg
SKU: WA29350 | Welch Allyn Ear Wash System Plus English | Easy to use by heathcare professionals and patient satisfaction. Chamber regulates the output pressure to prevent damage to the tympanic membrane. Handle indicator will contrast in color when water is within 10 degrees of body temperature. Chamber automatic shut-off will shut off system if water reaches 110 degrees. Multi-functional disposable tip. Device can be moved easily from location to location via a storage tray. One-year warranty. | ear-wash-system-plus-english-bd2.jpg
SKU: BLB0012041 | Bulbtronics Bulbtronics 15W 6V Incandescent Lamps - Na67273 | Lamp, 15W 6V T6 Z16 Incandescent, Narva, 1/bx (MFR# 67273) | bulbtronics-15w-6v-incandescent-lamps-na67273-f3a.jpg
SKU: BLB0002477 | Bulbtronics Bulbtronics 2.5V Halogen Lamps - Hex0188037 | Lamp, 2.5V 0.68A Thread Halogen, Heine, 1/bx (MFR# X-01.88.037) | bulbtronics-25v-halogen-lamps-hex0188037-a93.jpg
SKU: BLB0002483 | Bulbtronics Bulbtronics 2.5V Halogen Lamps - Hex0188056 | Lamp, 2.5V Groove Halogen, Heine, 1/bx (MFR# X-01.88.056) | bulbtronics-25v-halogen-lamps-hex0188056-7e6.jpg
SKU: BLB940 | Chester Labs Lamp, 250W 24V T4 G6.35 Halogen, Osram, 1/bx (MFR# EHJ 64655 HLX) | Feature Ultra mild, AprilBath is an aloe enriched all-in-one body bath and shampoo product. AprilBath Body Wash and Shampoo Gel leaves hair clean and skin soft, moist and smooth. This gentle formula is mild enough for everyday use. Its peach fragrance is light and pleasant but never over-powering. The flip-top cap means dispensing is never a problem.Volume 8/csWeight 23.5 lbs | lamp-250w-24v-t4-g635-halogen-osram-1-bx-mfr-ehj-64655-hlx-920.jpg
SKU: BLB50158 | Bulbtronics Lamp 50W 12V T3-1/4 G6.35 Halogen Osram | Bulbtronics Lamp, 50W 12V T3-1/4 G6.35 Halogen, Osram. | lamp-50w-12v-t3-1-4-g635-halogen-osram-0c5.jpg
SKU: CVN8884810055 | Covidien Accessories Cassette of 21 Probe Covers | Takes an accurate, non-invasive temperature. Peak Select System records and analyzes measurements. | accessories-cassette-of-21-probe-covers--e3f.jpg
SKU: BLB861 | Bulbtronics Lamp 20W 6V T3 G4 Halogen Osram | Lamp 20W 6V T3 G4 | lamp-20w-6v-t3-g4-halogen-osram--108.jpg
SKU: BLB1218 | Bulbtronics Lamp 150W 21V MR16 GX7.9 Halogen Osram | Lamp 150W 21V MR16 GX7.9 Halogen Osram. | lamp-150w-21v-mr16-gx79-halogen-osram-074.jpg
SKU: BLB0002107 | Bulbtronics 30w Halogen Lamp 12V T301/2 G6.35 | Lamp, 30W 12V T301/2 G6.35 Halogen, Iwasaki, 1/bx (MFR# JC 12V/30W/20H/G1) | 30w-halogen-lamp-12v-t301-2-g635-342.jpg
SKU: BLB808 | Bulbtronics Philips Lamp 30W 6V T3 G4 Halogen | The PHILIPS 5761 is a 30W 6V T3 1/2 Halogen bulb with a G4 / 2-PIN base. | philips-lamp-30w-6v-t3-g4-halogen-f59.jpg
SKU: BLB5941 | Bulbtronics Lamp 30W 6V S11 | Lamp 30W 6V S11 | lamp-30w-6v-s11--17a.jpg
SKU: OMRMC-110B | Omron Healthcare Compact Digital Thermometer 60-Second | Compact Digital Thermometer, 60-Second. | compact-digital-thermometer-60-second-7b0.jpg
SKU: REST2123-201 | Riester E-scope Ophthalmoscope AA handle, Halogen Light 2.5V, Black | E-scope otoscopes and ophthalmoscopes are available in an impact-resistant case or in a space-saving bag. They include special inserts in which the instruments can be perfectly stowed and offer adequate space for the battery handle and ear speculums. | e-scope-ophthalmoscope-aa-handle-halogen-light-25v-black-e51.jpg
SKU: REST2122-201 | Riester E-scope Ophthalmoscope AA handle w/ Halogen Light 2.5V, White | E-scope Ophthalmoscope AA handle w/ Halogen Light 2.5V, White. E-scope otoscopes and ophthalmoscopes are available in an impact-resistant case or in a space-saving bag. They include special inserts in which the instruments can be perfectly stowed and offer adequate space for the battery handle and ear speculums. | e-scope-ophthalmoscope-aa-handle-w-halogen-light-25v-white-49a.jpg
SKU: REST2123-203 | Riester E-scope Ophthalmoscope LED 3.7V, Black | E-scope Otoscopes and ophthalmoscopes are available in an impact-resistant case or in a space-saving bag. They include special inserts in which the instruments can be perfectly stowed and offer adequate space for the battery handle and ear speculums. | e-scope-ophthalmoscope-led-37v-black-146.jpg
SKU: REST2122-203 | Riester E-scope Ophthalmoscope LED 3.7V, White | E-scope Otoscopes and ophthalmoscopes are available in an impact-resistant case or in a space-saving bag. They include special inserts in which the instruments can be perfectly stowed and offer adequate space for the battery handle and ear speculums. E-scope Ophthalmoscope LED 3.7V, White. | e-scope-ophthalmoscope-led-37v-white-2c0.jpg
SKU: REST2111-202 | Riester E-Scope F.O Otoscope, XL 2.5 V, Black | E-Scope Otoscopes and ophthalmoscopes are available in an impact-resistant case or in a space-saving bag. They include special inserts in which the instruments can be perfectly stowed and offer adequate space for the battery handle and ear speculums. E-Scope F.O Otoscope, XL 2.5 V, Black. | e-scope-fo-otoscope-xl-25-v-black-51a.jpg
SKU: REST2110-202 | Riester E-Scope F.O. Otoscope, Xenon Light 2.5V, White | E-Scope Otoscopes and ophthalmoscopes are available in an impact-resistant case or in a space-saving bag. They include special inserts in which the instruments can be perfectly stowed and offer adequate space for the battery handle and ear speculums. E-Scope F.O. Otoscope, Xenon Light 2.5V, White. | e-scope-fo-otoscope-xenon-light-25v-white-f0f.jpg
SKU: REST2111-203 | Riester E-Scope F.O. Otoscope, LED 3.7V, Black | E-Scope otoscopes and ophthalmoscopes are available in an impact-resistant case or in a space-saving bag. They include special inserts in which the instruments can be perfectly stowed and offer adequate space for the battery handle and ear speculums. E-Scope F.O. Otoscope, LED 3.7V, Black. | e-scope-fo-otoscope-led-37v-black-60a.jpg
SKU: REST2110-203 | Riester E-Scope F.O. Otoscope , LED 3.7V, White | E-Scope Otoscopes and ophthalmoscopes are available in an impact-resistant case or in a space-saving bag. They include special inserts in which the instruments can be perfectly stowed and offer adequate space for the battery handle and ear speculums. E-Scope F.O. Otoscope , LED 3.7V, White. | e-scope-fo-otoscope-led-37v-white-44c.jpg
SKU: REST2130-202 | Riester E-scope Otoscope and Ophthalmoscope Pocket Set Xenon Illumination | E-Scope Otoscopes and ophthalmoscopes are available in an impact-resistant case or in a space-saving bag. They include special inserts in which the instruments can be perfectly stowed and offer adequate space for the battery handle and ear speculums. E-scope F.O. Otoscope / Ophthalmoscope, XL/HL 2.5V HL, White. | e-scope-otoscope-and-ophthalmoscope-pocket-set-xenon-illumination-0fc.jpg
SKU: REST2130-203 | Riester E Scope F.O. Otoscope/Ophthalmoscope 3.7V LED White | E-Scope Otoscopes and ophthalmoscopes are available in an impact-resistant case or in a space-saving bag. They include special inserts in which the instruments can be perfectly stowed and offer adequate space for the battery handle and ear speculums. E-scope F.O. Otoscope/Ophthalmoscope. | e-scope-fo-otoscope-ophthalmoscope-37v-led-white-3d0.jpg
SKU: PDP100002 | Pedia Pals Elly Elephant Otoscope Attachment | Welch Allyn-Operating Otoscope Attachment | elly-elephant-otoscope-attachment-642.jpg
SKU: PDP100002 | Pedia Pals Elly Elephant Otoscope Attachment | Welch Allyn-Operating Otoscope Attachment | elly-elephant-otoscope-attachment-642.jpg
SKU: PDP100002 | Pedia Pals Elly Elephant Otoscope Attachment | Welch Allyn-Operating Otoscope Attachment | elly-elephant-otoscope-attachment-642.jpg
SKU: PDP600014 | Pedia Pals Jungle Theme Environment Pack | Your best value in complete pediatric environments. The Jungle Theme Environment Pack comes with your choice of Exam Table style and everything you need to create a complete patient-friendly environment.Pack includes all of the following:One PediaPals Exam Table (Regular or Compact)One Set Matching Wall DecalsOne Pedia Pals Child Care KitOne Case Exam Table Paper (18" Width) | jungle-theme-environment-pack-fe7.jpg
SKU: WA24420 | Welch Allyn Diagnostic SofSpec Reusable Specula | Set of 3 SofSpec Extra Comfort Reusable Ear Specula 3, 5 and 7 mm for Diagnostic Otoscopes | diagnostic-sofspec-reusable-specula-a51.jpg
SKU: WA11820 | Welch Allyn PanOptic Ophthalmoscope Blue Filter & Lens | The revolutionary PanOptic provides easy entry into the eye, together with a wider field of view to more easily observe conditions such as hypertension, diabetic retinopathy, and papilledema. | panoptic-ophthalmoscope-blue-filter-amp-lens-f61.jpg
SKU: WA11720 | Welch Allyn 3.5 V Coaxial Ophthalmoscope | The patented Welch Allyn Coaxial Vision System facilitates ophthalmoscopy by enabling easier entry into the eye, a larger field of view, and reduced glare compared to standard ophthalmoscopes. | 35-v-coaxial-ophthalmoscope-3a3.jpg
SKU: ADC5110N | ADC Diagnostix Pocket Diagnostic Set With Fitted Case | Full featured pocket sets that sacrifice nothing but the size. | diagnostix-pocket-diagnostic-set-with-fitted-case-1f3.jpg
SKU: WA97200-MC | Welch Allyn 3.5V Coaxial Diagnostic Set With Throat Illuminator And Convertible Handle | Welch Allyn 3.5 V Halogen HPX Diagnostic Set including Coaxial Ophthalmoscope (#11720), MacroView Otoscope with Throat Illuminator ( #23820), Rechargeable 60-Minute Power Handle(s) -- C-Cell Convertible, Hard Storage Case, C-Cell Battery Converter Accessory; Nickel-Cadmium (#72300) Battery; IEC Plug Type-A | 35v-coaxial-diagnostic-set-with-throat-illuminator-and-convertible-handle-63a.jpg
SKU: ADC5215 | ADC Proscope Complete Diagnostic Instrument Set | Full featured 2.5v set with 5 different instruments in a fitted case.The complete set features:Bayonet locking mounts for each instrument head to allow secure connection to the battery handle"C" cell powered, satin finish battery handle with knurled finishRheostatic on/off switchComplete in zippered case with fitted insert that is scuff and scratch resistant and cleans easilyWeighs 23 1/2 ozInspected and packaged in the U.S.A. from foreign componentsBatteries NOT includedOtoscope features:Chrome-plated Otoscope head with removable 3x magnifying lens, and insufflator fittingAuto-clavable, polypropylene ear specula in 2.5mm, 3.5mm, and 4.5mm sizesAdapter to allow use with Welch Allyn or compatible disposable speculaNasal speculum adapter with manual screw opening for instrumentation connects to the otoscope headWelch Allyn disposable polypropylene ear specula in 2.75mm and 4.25mm sizes are convenient, safe, and economicalOphthalmoscope features:Ophthalmoscope head with lens wheel featuring 24 corrective lenses from â€“25 to +40 dioptersMeets or exceeds ISO 10942, ISO 15004-1, and ISO 15004-2Bent Arm Illuminator features:Chrome-plated bent arm larynx and nasopharynx illuminator for lighting the oral cavity and pharyngeal areaOne 3.0mm and one 4.0mm mirror with integral tongue depressor holder that attaches to the illuminatorOne tongue depressor attachment for the illuminatorOne disposable tongue depressor adapter for the illuminator | proscope-complete-diagnostic-instrument-set-51a.jpg
SKU: ADC5210 | ADC Standard 2.5-volt Portable Ophthalmoscope and Otoscope Diagnostic Set | Ophthalmoscope head with lens wheel features 24 corrective lenses from 20 to +20 diopters. | standard-25-volt-portable-ophthalmoscope-and-otoscope-diagnostic-set-581.jpg
SKU: ADC352BK | ADC Metalite | A dependable reusable diagnostic penlight with aluminum body and plunger switch. | metalite-c35.jpg
SKU: ADC352WP | ADC Reusable Metalite Penlights White with Pupil Gauge | A dependable reusable diagnostic penlight with aluminum body and plunger switch. | reusable-metalite-penlights-white-with-pupil-gauge-02b.jpg
SKU: ADC351 | ADC Adlite Disposable Penlight | Adlite Disposable Penlight | adlite-disposable-penlight-c32.jpg
SKU: ADC351P | ADC Adlite Disposable Penlight with Pupil Gauge | Sealed concentric beam, disposable diagnostic penlight, Activated by depressing pocket clip. | adlite-disposable-penlight-with-pupil-gauge-5f6.jpg
SKU: BLB0001741 | Bulbtronics PHFCS - Bulbtronics 150W 24V & 25V Halogen Lamps | Lamp, 150W 24V T4 G6.35 Halogen, Philips, 1/bx (MFR# 7158) | phfcs-bulbtronics-150w-24v-25v-halogen-lamps-e05.jpg
SKU: BLB0001507 | Bulbtronics Bulbtronics 20W 6V Halogen Lamps Usesb | FHE/ESB, JC6V-20W | bulbtronics-20w-6v-halogen-lamps-usesb-40f.jpg
SKU: GF1230BB | Gowllands Bayonet Catch Type Specula | Bayonet-Catch Type Specula, Reusable set of 5 specula. | bayonet-catch-type-specula-1e5.jpg
SKU: WA03000-U | Welch Allyn Halogen Replacement Lamp 3.5V for Item 11710 and 18000 | Halogen light for true tissue color and consistent, long-lasting illumination, 6 apertures for generalist use: micro, small, and large spot sizes, fixation target, slit aperture, and red-free filter. | halogen-replacement-lamp-35v-for-item-11710-and-18000-2cf.jpg
SKU: MLTX19-71 | Miltex Set of 3 Specula Small Medium And Large Sizes For Otoscope | Set of 3 Specula Small Medium And Large Sizes For Otoscope. | set-of-3-specula-small-medium-and-large-sizes-for-otoscope-d94.jpg
SKU: WA04100-U | Welch Allyn 14.5v Halogen Replacement Lamp | 14.5v Halogen Replacement Lamp | 145v-halogen-replacement-lamp-8e3.jpg
SKU: WA71050-C | Welch Allyn Bottom Sub Section For Rechargeable 3.5V Direct Plug-In Handle | The Welch Allyn 71050-C Bottom Sub Assembly replacement is for universal rechargeable handles (71000-A, 71000-C), which power all Welch Allyn 3.5V instrument heads. It uses 100-130 V, 50/60 Hz. | bottom-sub-section-for-rechargeable-35v-direct-plug-in-handle-a7f.jpg
SKU: BOV6303 | Bovie Medical Penlights Cobalt Filter | Diagnostic medical penlights with cobalt filters | penlights-cobalt-filter-f77.jpg
SKU: REST3012 | Riester Ri mini Fiber Optic Otoscope And Ophthalmoscope Set | Riester offers first-class pocket instruments for ENT and direct ophthalmoscopy made of strong materials. The ri-mini and pen-scope otoscopes and ophthalmoscopes are suitable for both physicians and students alike. Their lightness and handy design make them not only useful companions during rounds and house calls, but also in daily use. ri-mini and pen-scope otoscopes and ophthalmoscopes convince with their particularly attractive cost-effectiveness. We will be pleased to provide more information about the ordering requirements for customer specific models and colours upon request.Ophthalmoscope Features:2.5V Xenon illumination: white and bright list for a better diagnosticsFour different apertures (large circle, small circle, semi-circle, fixation star, and red-free filter)Corrective Lenses 0 to +20 and 0 to -20 DioptersEasy to operate aperture wheelBuilt-in eyeglass protectorÂ Otoscope Features:2.5V Fiber-Optic Xenon Illumination for an optimum light beamMagnifying Lens with 2.5x Magnification (Removable to Insert External Instruments)Sealed System for Pneumatic OtoscopyOtoscope Head Compatible with Major Brand Specula | ri-mini-fiber-optic-otoscope-and-ophthalmoscope-set-62c.jpg
SKU: REST5070 | Riester Fortelux N Diagnostic Penlights Assorted Colours | The compact and attractively designed pocket diagnostic penlights fortelux H and fortelux N from Riester offer more precise diagnostic possibilities in the areas of ENT and ophthalmoscopy. The versatile diagnostic penlights made of sturdy material with a wide range of uses fit safely in the hand for every examination. Poorly accessible parts of the body can be better illuminated. | fortelux-n-diagnostic-penlights-assorted-colours-d0d.jpg
SKU: REST3653-L2X2-SATWU | Riester Integrated Wall Diagnostic System without Clock | Ri-former LED â€“ the modular diagnostic system by Riester â€“ optimal flexibility for hospitals and medical practices. The diagnostic station modules can be combined individually to suit the requirements and location. Thanks to its innovative design it is variably extendable to the right and the left. The basic ri-former module is available with one handle and can be supplemented with up to 4 more handle modules. The advantages of the ri-former system can be seen in its versatile combination of options. With its centralized electrical power supply, the ri-former offers the reliability required for the hectic day-to-day atmosphere of hospitals and medical practices. This guarantees cost savings and eliminates the need for batteries and rechargeable batteries, which is good for the environment. | integrated-wall-diagnostic-system-without-clock-6a4.png
SKU: BLB0047539 | Bulbtronics Lamp 35W 24V BA15D Halogen Higuchi | Lamp 35W 24V BA15D Halogen Higuchi | lamp-35w-24v-ba15d-halogen-higuchi--9ef.jpg
SKU: WA11840 | Welch Allyn iExaminer Adapter Only | Adapter designed to attach the PanOptic Ophthalmoscope to the iPhone 4 and 4S. | iexaminer-adapter-only-323.jpg
SKU: WA21701 | Welch Allyn 3.5 V Operating Otoscope without Specula | Open system with rotatable lens and optional speculum for convenient procedures, plusÂ bright light output. | 35-v-operating-otoscope-without-specula-b5f.jpg
SKU: WA22821 | Welch Allyn Pocket Otoscope with Throat Illuminator and AA Handle with Batteries | PocketScopeâ„¢ Otoscope with "AA" Handle and Soft Case | pocket-otoscope-with-throat-illuminator-and-aa-handle-with-batteries-3f7.jpg
SKU: WA22811 | Welch Allyn Otoscope with Handle Rechargeable Battery & Soft Case | PocketScopeâ„¢ Otoscope with Rechargeable Handle and Soft Case. Small, convenient, and easy to use with bright, white halogen light and a built-in throat illuminator. | otoscope-with-handle-rechargeable-battery-soft-case-155.jpg
SKU: WA21111 | Welch Allyn PocketScope Otoscope/ Throat Illuminator, No Handle | The 21111 Welch Allyn 2.5v PocketScope Otoscope with Throat Illuminator uses halogen light for true tissue color and consistent, long-lasting illumination. Its fiber optics provide cool light with no reflection, no obstruction. The wide angle viewing lens allows instrumentation under magnification. It has a sealed system for pneumatic otoscopy. | pocketscope-otoscope-throat-illuminator-no-handle-54e.jpg
SKU: WA22025 | Welch Allyn Sofspec Otoscope 5mm Specula | SofSpec 5.0 mm Reusable Ear Specula for Pneumatic, Operating, and Consulting Otoscopes. | sofspec-otoscope-5mm-specula-ead.jpg
SKU: WA22120 | Welch Allyn Pneumatic Operating Consulting SofSpec Reusable Specula | Set of 3 SofSpec Extra Comfort Reusable Ear Specula 3, 5 and 7 mm for Pneumatic, Operating and Consulting Otoscopes | pneumatic-operating-consulting-sofspec-reusable-specula-b96.jpg
SKU: WA24302-U | Welch Allyn 2.5 mm Reusable Ear Specula for MacroView and Diagnostic Otoscopes | 2.5 mm Reusable Ear Specula for MacroView and Diagnostic Otoscopes | 25-mm-reusable-ear-specula-for-macroview-and-diagnostic-otoscopes-bbb.jpg
SKU: WA24400-U | Welch Allyn Reusable Diagnostic Otoscope Specula 2.5mm, 3mm, 4mm, 5mm | Reusable Ear Specula Set for MacroView and Diagnostic Otoscopes; 2.5 mm, 3.0 mm, 4.0 mm, 5.0 mm. | reusable-diagnostic-otoscope-specula-25mm-3mm-4mm-5mm--118.jpg
SKU: WA24325 | Welch Allyn Diagnostic SofSpec Reusable Specula | 5.0 mm SofSpec Extra Comfort Reusable Ear Specula | diagnostic-sofspec-reusable-specula-ade.jpg
SKU: WA24325 | Welch Allyn Diagnostic SofSpec Reusable Specula | 5.0 mm SofSpec Extra Comfort Reusable Ear Specula | diagnostic-sofspec-reusable-specula-ade.jpg
SKU: WA11710 | Welch Allyn 3.5 V Halogen Standard Ophthalmoscope Power Handle Not Included | Uses halogen light for true tissue color and consistent, long-lasting illumination. Versatile and reliable at an economical price. | 35-v-halogen-standard-ophthalmoscope-power-handle-not-included-b90.jpg
SKU: ADC5111N | ADC Pocket Otoscope Fitted Case | Fiber optic Pocket Otoscope boasts incredible optics in a compact form. | pocket-otoscope-fitted-case-4c0.jpg
SKU: WA71000-A | Welch Allyn 3.5 V Nickel Cadmium Rechargeable Handles | Rechargeable nickel-cadmium battery included, Smooth, nonabrasive knurled finish ensures a no-slip grip. | 35-v-nickel-cadmium-rechargeable-handles-a12.jpg
SKU: ADC4500-1 | ADC Replacement Lamp | ADCâ€™s diagnostic replacement lamps are designed to produce a bright, white light and provide up to 20 hours continuous use. | replacement-lamp-ff3.jpg
SKU: ADC4501-1 | ADC Lamps Replacement Lamps | ADC diagnostic replacement lamps are available in a wide variety of styles for use in many of today s most popular diagnostic instruments including Ophthalmoscopes, Otoscopes, and Laryngoscopes by many of the industry s leading manufacturers. | lamps-replacement-lamps-0a7.jpg
SKU: WA71630 | Welch Allyn Universal Charger No Instrument Heads Two 71670 NiCad Handles | Accepts all Welch Allyn 2.5V, 3.5V, and PocketScopeâ„¢ (requires adapter) well rechargeable handles. Has a green LED indicating power on. Has a yellow LED under each well indicating the handles are seated and charging. Sports an updated design to fit with our old and new products. Meets all new Agency standards. | universal-charger-no-instrument-heads-two-71670-nicad-handles-8f3.jpg
SKU: WA97100-M | Welch Allyn Diagnostic Sets | Diagnostic Set with Standard Ophthalmoscope, MacroView Otoscope with Throat Illuminator, Direct Plug-In Handle in Hard Case | diagnostic-sets-49b.jpg
SKU: WA97150-M | Welch Allyn Diagnostic Sets with Standard Ophthalmoscope MacroView Otoscope Direct Plug-In Handle | Innovative technology with a variety of options to fit your requirements.Diagnostic Set with Standard Ophthalmoscope, MacroView Otoscope, Direct Plug-In Handle in Hard Case. | diagnostic-sets-with-standard-ophthalmoscope-macroview-otoscope-direct-plug-in-handle-e7c.jpg
SKU: WA25070-M | Welch Allyn Macroview Otoscope Set | Delivers almost twice the field of view at higher magnification compared to standard otoscopes, making it easier to visualize the auditory canal and tympanic membrane. This instrument is a significant advance in hand-held otoscopy, providing an improved view for enhanced learning and decision making. | macroview-otoscope-set-654.jpg
SKU: ADC5120N | ADC Diagnostic Replacement Parts Otoscope Head For Pocket Instruments | Otoscope Head for Pocket Instruments | diagnostic-replacement-parts-otoscope-head-for-pocket-instruments-fac.jpg
SKU: ADC5182 | ADC 2.75mm Specula for Otoscope Head | Feature The image alphabet "H" indicates 2.75mm Specula for Otoscope Head. Latex-Free. | 275mm-specula-for-otoscope-head-975.jpg
SKU: ADC5185 | ADC 4.25mm Specula for Otoscope Head | Feature The image alphabet "I" indicates 4.25mm Specula for Otoscope Head. Latex-Free. | 425mm-specula-for-otoscope-head-052.jpg
SKU: ADC5122N | ADC Insufflator Bulb for Pocket and Standard Otoscopes | Insufflator bulb | insufflator-bulb-for-pocket-and-standard-otoscopes-3f9.jpg
SKU: ADC5210-4 | ADC 2.5v Lamp for Ophthalmoscope | 2.5v Lamp for Ophthalmoscope. | 25v-lamp-for-ophthalmoscope-03b.jpg
SKU: ADC5312-4 | ADC 2.5V Halogen Lamp for Dermascope | Feature 2.5V Halogen Lamp for Dermascope. Latex-Free. | 25v-halogen-lamp-for-dermascope-dee.png
SKU: ADC5312 | ADC Proscope Dermascope | The ADC Proscope Dermascope is designed with a bright 2.5v Halogen illumination and 10x optic system to ensure true tissue color, for accurate identification. The removable contact plate is auto-clavable, and the device comes with a large knurled focusing ring as well as a comfortable soft synthetic rubber eyepiece. The dermascope comes complete with a nylon zippered pouch that holds the instrument and spare contact plate. | proscope-dermascope-082.jpg
SKU: ADC355BK | ADC Adlite Pro Physician's Penlight | ADC's finest pocket light, the Adlite Proâ„¢ is the physicianâ€™s choice for evaluation of the pupillary reflex. | adlite-pro-physicians-penlight-588.jpg
SKU: ADC352 | ADC Metalite Reuseable Penlight | A dependable reusable diagnostic penlight with aluminum body and plunger switch. | metalite-reuseable-penlight-f66.jpg
SKU: ADC354 | ADC Adlite II Reuseable Penlight | Plastic housing for lightweight comfort. | adlite-ii-reuseable-penlight-6e6.jpg
SKU: GF906 | Grafco Adult Laryngoscope Bulb 2.5v .38a 8-32 Unc 2a Thread 20 Hours Life TI-1 1/2 Lamp Nickel Plated Vacuum | Adult laryngoscope bulb 2.5v, .38a 8-32 unc 2a thread 20 hours life tl-1 1/2 lamp nickel plated, vacuum | adult-laryngoscope-bulb-25v-38a-8-32-unc-2a-thread-20-hours-life-ti-1-1-2-lamp-nickel-plated-vacuum-026.jpg
SKU: BLB0000935 | Bulbtronics Bulbtronics 150W 24V & 25V Halogen Lamps | 150W 24V T4 Halogen bulb with a G6.35 | bulbtronics-150w-24v-25v-halogen-lamps-062.jpg
SKU: BLB0004289 | Bulbtronics Bultronics 100W 23V & 24V Halogen Lamps - Bt24V100wdkk | Lamp, 100W 24V T4-1/2 G8 Halogen, Higuchi, 1/bx (MFR# DKK-100) | bultronics-100w-23v-24v-halogen-lamps-bt24v100wdkk-46e.jpg
SKU: GF1227-4 | Grafco Complete Diagnostic Set | Complete set for eyes, ears, nose and throat. | complete-diagnostic-set-e32.jpg
SKU: BLB0002754 | Bulbtronics Bulbtronics 24W And 25W 110V Incandescent Lamps | Bulbtronics 24W And 25W 110V Incandescent Lamps. | bulbtronics-24w-and-25w-110v-incandescent-lamps-eda.jpg
SKU: GF1224 | Graham Field Otoscope Set | Otoscope set | otoscope-set-dba.jpg
SKU: BLB0000808 | Bulbtronics 30W 6V Halogen Lamps - Ph5761 | Lamp, 30W 6V T3 G4 Halogen, Philips, 1/bx (MFR# 5761) | 30w-6v-halogen-lamps-ph5761-cc4.jpg
SKU: BLB0000889 | Bulbtronics Bulbtronics 90W Halogen Lamps OS64458AX | Bulbtronics has the largest selection and best prices on all Halogen products. The OSRAM SYLVANIA 90T4Q/CL/AX 12V is a 90W 12V T4 Halogen bulb with a GY6.35 / 2-PIN base. | bulbtronics-90w-halogen-lamps-os64458ax-71f.jpg
SKU: BLB0001766 | Bulbtronics Bulbtronics 100W 12V Halogen Lamps - Usfdt | Bulbtronics 100W 12V Halogen Lamps | bulbtronics-100w-12v-halogen-lamps-usfdt-3fe.jpg
SKU: BLB0052369 | Bulbtronics Bulbtronics 2W 3V Halogen Lamps - Nzl57 | Lamp, 2W 3V Halogen, Neitz, 1/bx (MFR# L57) | bulbtronics-2w-3v-halogen-lamps-nzl57-fa6.jpg
SKU: ADC4067 | ADC Stubby Laryngoscope Handle - Size "AA" | Feature Satin chrome-plated brass with a knurled finish for a positive grip. Available in traditional C , AA , and stubby ( AA ). Batteries not included. Latex-Free. | stubby-laryngoscope-handle-size-aa-fec.jpg
SKU: ADC4081F | ADC Infant Fiber Optic Miller Blade - Size 1 | Feature Stainless steel construction with Satin non-glare finish. Fiberoptic light transmission provides cool, obstruction free viewing. 2.5v Halogen illumination for true tissue color and long lasting lamp performance. Removable light pipe facilitates cleaning and service. Color coded green to signify compatibility ONLY with other fiberoptic handles. Latex-Free. | infant-fiber-optic-miller-blade-size-1-3b0.jpg
SKU: ADC4079 | ADC Satin Fiberoptic Larygnoscope Set | Full assortment of Fiberoptic Laryngoscope Blades and Handles in a fitted case. | satin-fiberoptic-larygnoscope-set-d18.jpg
SKU: ADC4089 | ADC Standard Miller Laryngoscope Set | Feature 5 Miller blades. Both AA and C cell battery handles. Foam lined fitted case with carry handle. Batteries included. Latex-Free. | standard-miller-laryngoscope-set-b50.jpg
SKU: REST10569-301 | Riester ri-scope L1, XL 3.5 V with Anti-Theft Device | ri-scope L1, XL 3.5 V with Anti-Theft Device. | ri-scope-l1-xl-35-v-with-anti-theft-device-ac1.jpg
SKU: REST10571-301 | Riester ri-scope L2, XL 3.5 V with Anti-Theft Device | ri-scope L2, XL 3.5 V with Anti-Theft Device. | ri-scope-l2-xl-35-v-with-anti-theft-device-c44.jpg
SKU: REST10630 | Riester Rheotronic Battery C-Handle, Li Batteries | Rheotronic Battery C-Handle, Li Batteries. | rheotronic-battery-c-handle-li-batteries-67d.jpg
SKU: REST10639 | Riester Rheotronic Plug Handle, 3.5+2.5 V/230 V | Riester Battery Plug-in-style handle with rheotronic for Ri-accu battery. | rheotronic-plug-handle-3525-v-230-v-0ed.jpg
SKU: REST10573-301 | Riester ri-scope L3, XL 3.5 V with Anti-Theft Device | ri-scope L3, XL 3.5 V with Anti-Theft Device. | ri-scope-l3-xl-35-v-with-anti-theft-device-4fb.jpg
SKU: REST10569-301 | Riester ri-scope L1, XL 3.5 V with Anti-Theft Device | ri-scope L1, XL 3.5 V with Anti-Theft Device. | ri-scope-l1-xl-35-v-with-anti-theft-device-ac1.jpg
SKU: REST10565-301 | Riester ri-scope L2, LED 3.5 V With Anti-Theft Device | ri-scope L2, LED 3.5 V With Anti-Theft Device. | ri-scope-l2-led-35-v-with-anti-theft-device-725.jpg
SKU: REST10567-301 | Riester ri-scope L3, LED 3.5 V Li-ion Batteries | ri-scope L3, LED 3.5 V with Anti-Theft Device. The high-end F.O. version with 2,5V/3,5V Xenon or 3,5V LED illumination, specula ejection device and operation lens. | ri-scope-l3-led-35-v-li-ion-batteries-d33.jpg
SKU: REST3779 | Riester Riester Ri-derma Dermatoscope with LED light 3.5V | Skin cancer today is a frequently occurring disease, which can often be diagnosed and treated at an early stage. The ri-derma dermatoscope offers general physicians and specialists a reliable method of dermatoscopic screening and early identification of malignant melanomas. Proven epiluminescence microscopy allows melanocytic and non-melanocytic structures to be distinguished and enables precise observation of pigmented skin changes. | riester-ri-derma-dermatoscope-with-led-light-35v-01b.jpg
SKU: RESTLF3655-109 | Riester Ben Extension Module Big, Velcro Cuff Adult | Ben Extension Module Big, Velcro Cuff Adult. The ri-former diagnostic station: aesthetically designed modules for optimal diagnostic possibilities. ri-formerÂ® and its extension modules fit in with any medical practice or hospital and are color-coordinated to match other Riester products. | ben-extension-module-big-velcro-cuff-adult-c68.jpg
SKU: REST10561-301 | Riester Ri-Scope Operation Otoscope, Xenon Light 3.5V, with Anti-Theft Security | Ri-Scope Operation Otoscope, Xenon Light 3.5V, with Anti-Theft Security. | ri-scope-operation-otoscope-xenon-light-35v-with-anti-theft-security-656.jpg
SKU: REST3654 | Riester Ri-Spec Ear Specula Dispenses, 5 Tubes | Ri-Spec Ear Specula Dispenses, 5 Tubes. | ri-spec-ear-specula-dispenses-5-tubes-b71.jpg
SKU: REST3750.003 | Riester Riester Ri-scope L Otoscope L2 w/ LED light 3.5V, Ophthalmoscope L2 w/ Xenon light 3.5V Plug-in style handle w/ rheotronic for ri-accu | The first-class Riester ri-scope product line for use in ENT and ophthalmology stands for highest quality and user friendliness. The large number of available instruments makes it possible to perform precise examinations and provide comfort in use. They are the result of close and continuous collaboration with specialist clinics and recognised professors. Functionality and choice of materials are continually checked in our development department and further developed. | riester-ri-scope-l-otoscope-l2-w-led-light-35v-ophthalmoscope-l2-w-xenon-light-35v-plug-in-style-handle-w-rheotronic-for-ri-accu--4e8.jpg
SKU: REST5090 | Riester Ri-Light Penlight Diagnostic Set | The compact and attractively designed pocket diagnostic penlights fortelux H and fortelux N from Riester offer more precise diagnostic possibilities in the areas of ENT and ophthalmoscopy. The versatile diagnostic penlights made of sturdy material with a wide range of uses fit safely in the hand for every examination. Poorly accessible parts of the body can be better illuminated. | ri-light-penlight-diagnostic-set-437.jpg
SKU: REST10574-301 | Riester ri-scope F.O. Tongue Blade Holder, LED 3.5 V | ri-scope F.O. Tongue Blade Holder, LED 3.5 V. | ri-scope-fo-tongue-blade-holder-led-35-v-84a.jpg
SKU: REST10575-301 | Riester Ri-Scope F.O. Nasal Speculum, LED Light 3.5V, with Anti-Theft Device | Riester Ri-Scope F.O. Nasal Speculum, LED Light 3.5V, with Anti-Theft Device | ri-scope-fo-nasal-speculum-led-light-35v-with-anti-theft-device-05a.jpg
SKU: REST10642 | Riester Battery handle Type AA, Li-ion batteries | Battery handle Type AA, Li-ion batteries. for Alkaline batteries Type AA and Li-ion batteries | battery-handle-type-aa-li-ion-batteries-20a.jpg
SKU: WA04900-U | Welch Allyn 3.5V Halogen Replacement Lamp | Welch Allyn 3.5 V Halogen HPX Lamp for #11620, #11630, #11720, #11730, and #11735 Instruments. | 35v-halogen-replacement-lamp-f18.jpg
SKU: WA08200-U | Welch Allyn Halogen Replacement Lamp For 18200 | Feature Provides 2.8X the brightness of our standard retinoscopes Superior streak quality enables easier and quicker refractions even in patients with small pupils Crossed linear polarizing filter eliminates bothersome glare from trial lenses, helping you perform a more precise exam External focusing sleeve improves comfort and maneuverability Sealed optics keep the lenses cleaner for more effective exams Fits all Welch Allyn 3.5 V power sources | halogen-replacement-lamp-for-18200-949.jpg
SKU: WA23804 | Welch Allyn Insufflator Bulb For Otoscope | This is an accessory for the Welch Allyn Digital MacroView Otoscope. | insufflator-bulb-for-otoscope-80c.jpg
SKU: WA21504 | Welch Allyn Insufflator Bulb & Tube with Tip | Halogen illumination with fiber optic light transmission provides brilliant, cool, distal illumination without visual obstruction or specular reflections. Wide angle viewing lens slides left or right for instrumentation under magnification. | insufflator-bulb-tube-with-tip-5e2.jpg
SKU: WA209026-501 | Welch Allyn Accessories: Lens and Attachable Arm | Open system for procedures with fully rotatable 5/16Ã¢â‚¬Â (7.9 mm) diameter magnifying lens and rotatable speculum. Halogen illumination with fiber optic light transmission. | accessories-lens-and-attachable-arm-107.jpg
SKU: WA76600 | Welch Allyn PenLite | Halogen light for true tissue color and consistent, long lasting illumination. Brass with black matte finish for durability. | penlite-83b.jpg
SKU: WA73305 | Welch Allyn Accessories Transformer 5 ft Cord 110-130V 50/60 Hz | Permanent light carrier projects intense beam of light through plastic light guide. | accessories-transformer-5-ft-cord-110-130v-50-60-hz-f0f.jpg
SKU: WA30200 | Welch Allyn Rectal Insufflation Bulb Bladder Net and Tubing | Rectal Insufflation Bulb Bladder Net and Tubing. | rectal-insufflation-bulb-bladder-net-and-tubing-3ce.jpg
SKU: WA03800-U | Welch Allyn Replacement 3.5v Halogen Bulb PanOptic Lamp | Welch Allyn 3.5 V Halogen HPX Lamp for PanOptic Ophthalmoscope (#11800, #11810, and #11820) | replacement-35v-halogen-bulb-panoptic-lamp-e25.jpg
SKU: WA11870 | Welch Allyn Patient Eye Cup | This is an accessory for the PanOptic Ophthalmoscope. | patient-eye-cup-4f4.jpg
SKU: WA06500-U | Welch Allyn 3.5V Halogen Lamp For Otoscope | Insufflation port for pneumatic otoscopy. | 35v-halogen-lamp-for-otoscope-b5d.jpg
SKU: WA07600-U | Welch Allyn Halogen Replacement Lamp For 76600 | Bright, white halogen light for true tissue color rendition. | halogen-replacement-lamp-for-76600-765.jpg
SKU: BRSLBR946-32320-300 | BR Surgical Mini-Flexible Naso-Larynogoscope, 3.2mm, 300mm, 320Â° Range | Feature Working Length - 300 Mm Outside Diameter - 3.2 mm Tip Deflection - up 160 , down 160 Length of Tip Angulation - 20 mm Viewing Direction - 0 , wide angle Depth of Focus - 3 mm to 60 mm | mini-flexible-naso-larynogoscope-32mm-300mm-320deg-range-171.jpg
SKU: BRSLBR900-5050 | BR Surgical Fiber Light Cable, 5mm x 7 1/2 ft, Standard, Storz / Storz (Scope/ Source) Fitting | Feature Fiber Light Cable, 5Mm X 7 1/2 Ft., Standard, Storz / Storz (Scope/Source) Fitting | fiber-light-cable-5mm-x-7-1-2-ft-standard-storz-storz-scope-source-fitting-92e.jpg
SKU: SAMP563240 | Sammons Preston BV Professional Dual Head Training Stethoscope | BV Professional Dual-Head Training Stethoscope. | bv-professional-dual-head-training-stethoscope-d1c.jpg
SKU: 3M78808303578 | 3M Health Care Binaural Assembly for Littmann Master Cardiology and Cardiology III, Plum Tubing, 27" | 27 inch (69cm) Binaural Assembly for LittmannÂ® Master Cardiologyâ„¢, Cardiology IIIâ„¢, Cardiology II S.E., and Cardiology S.T.C. Stethoscopes, Plum Tube, Grey Eartips | binaural-assembly-for-littmann-master-cardiology-and-cardiology-iii-plum-tubing-27-315.jpg
SKU: REST10431 | Riester Ri-accu Plug-in Handle with Rheostat, 2.5 V / 120 V | Riester Battery Plug-in-style handle 2.5V / 120V, with rheostat, chrome plated, ri-accu battery included. | ri-accu-plug-in-handle-with-rheostat-25-v-120-v-ff6.jpg
SKU: REST10460 | Riester 2 mm Reusable Ear Specula For Uni Otoscope | Reusable specula for ri-scope O.P. otoscope (for small animals) | 2-mm-reusable-ear-specula-for-uni-otoscope-0d4.gif
SKU: REST10461 | Riester 3 mm Reusable Ear Specula For Uni Otoscope | Reusable specula for ri-scope O.P. otoscope (for small animals) | 3-mm-reusable-ear-specula-for-uni-otoscope-761.gif
SKU: REST10462 | Riester 4 mm Reusable Ear Specula For Uni Otoscope | Reusable specula for ri-scope O.P. otoscope (for small animals) | 4-mm-reusable-ear-specula-for-uni-otoscope-553.gif
SKU: REST10463 | Riester 5 mm Reusable Ear Specula For Uni Otoscope | Reusable specula for ri-scope O.P. otoscope (for small animals) | 5-mm-reusable-ear-specula-for-uni-otoscope-831.gif
SKU: REST10464 | Riester 9 mm Nasal Specula For Uni Otoscope | Specula for otoscope Uni 9mm (nasal speculum) | 9-mm-nasal-specula-for-uni-otoscope-791.gif
SKU: REST10779 | Riester Reusable Ear Specula 2.5 mm | Reusable ear specula for ri-mini and pen-scope F.O. otoscopes | reusable-ear-specula-25-mm-17d.jpg
SKU: REST10789 | Riester Reusable Ear Specula 4.0 mm | Reusable ear specula for ri-mini and pen-scope F.O. otoscopes | reusable-ear-specula-40-mm-5dc.jpg
SKU: REST10421 | Riester 2.7 V Vacuum Bulbs For Uni Otoscope | Riester offers lamps in different light qualities: 2.7 V vacuum lamps, HL 2.5 V halogen lamps with considerably stronger and whiter light, as well as particularly light intensive XL 3.5 V xenon lamps for conditions similar to daylight. | 27-v-vacuum-bulbs-for-uni-otoscope-528.jpg
SKU: REST10424 | Riester 2.7 V Vacuum Bulbs For Uni May-Ophthalmoscope | Riester offers lamps in different light qualities: 2.7 V vacuum lamps, HL 2.5 V halogen lamps with considerably stronger and whiter light, as well as particularly light intensive XL 3.5 V xenon lamps for conditions similar to daylight. | 27-v-vacuum-bulbs-for-uni-may-ophthalmoscope--e21.jpg
SKU: REST10473 | Riester 2.7 V Vacuum Bulbs For pen-scope Ophthalmoscope | Riester XL xenon and HL halogen lamps shed light on your diagnosis. They guarantee optimum illumination of the area examined in every situation. The latest technology provides light similar to daylight. | 27-v-vacuum-bulbs-for-pen-scope-ophthalmoscope-2f5.jpg
SKU: REST10592 | Riester XL 3.5 V bulbs, for Ri-scope Otoscope | Pack of 6 pcs. XL 3.5 V bulbs, otoscope L1 | xl-35-v-bulbs-for-ri-scope-otoscope-bda.jpg
SKU: REST10488 | Riester Vacuum Lamps 2.7 V For pen-scope Otoscope | Pack of 6 pcs. 2.7 V vacuum bulbs, pen-scope otoscope | vacuum-lamps-27-v-for-pen-scope-otoscope-f2b.jpg
SKU: REST10489 | Riester HL 2.5 V Halogen Lamp For pen-scope Otoscope | Pack of 6 pcs. 2.5 V Halogen bulbs, pen-scope otoscope | hl-25-v-halogen-lamp-for-pen-scope-otoscope-59e.jpg
SKU: REST10610 | Riester XL 3.5 V Xenon Lampe For ri-scope Retinoscope Slit Lamp | Riester XL xenon and HL halogen lamps shed light on your diagnosis. | xl-35-v-xenon-lampe-for-ri-scope-retinoscope-slit-lamp-5e9.jpg
SKU: REST10609 | Riester XL 3.5 V Xenon Lampe For ri-scope Operation Otoscope | Riester XL xenon and HL halogen lamps shed light on your diagnosis. They guarantee optimum illumination of the area examined in every situation. The latest technology provides light similar to daylight. | xl-35-v-xenon-lampe-for-ri-scope-operation-otoscope-df6.jpg
SKU: REST10600 | Riester XL 2.5 V Xenon Lamp for ri-mini e-scope And ri-scope F.O. Otoscope | Riester XL xenon and HL halogen lamps shed light on your diagnosis. | xl-25-v-xenon-lamp-for-ri-mini-e-scope-and-ri-scope-fo-otoscope-970.jpg
SKU: REST10448 | Riester Swivel Magnifying Glass For Uni Otoscope | Swivel magnifying glass uni otoscope, pin contact | swivel-magnifying-glass-for-uni-otoscope-8ef.jpg
SKU: REST10968 | Riester Skin Contact Disc For ri-derma | Skin contact disc without graduation for ri-derma | skin-contact-disc-for-ri-derma-3ad.jpg
SKU: REST10969 | Riester Graduated Skin Contact Disc with Scaling For ri-derma |  | graduated-skin-contact-disc-with-scaling-for-ri-derma-3cc.jpg
SKU: REST11449 | Riester Operation Lens for ri-scope L Otoscope |  | operation-lens-for-ri-scope-l-otoscope-fb8.jpg
SKU: REST3656-301 | Riester Ri-Thermo Extension Module Thermometer with Anti-Theft Device | Ri-Thermo Extension Module Thermometer with Anti-Theft Device. The ri-former diagnostic station: aesthetically designed modules for optimal diagnostic possibilities. ri-former and its extension modules fit in with any medical practice or hospital and are color-coordinated to match other Riester products. | ri-thermo-extension-module-thermometer-with-anti-theft-device-f30.jpg
SKU: REST10577-301 | Riester Ri-Derma Dermatoscope Head, LED 3.5 V | Skin cancer today is a frequently occurring disease, which can often be diagnosed and treated at an early stage. The ri-dermaÂ® dermatoscope offers general physicians and specialists a reliable method of dermatoscopic screening and early identification of malignant melanomas. Proven epiluminescence microscopy allows melanocytic and non-melanocytic structures to be distinguished and enables precise observation of pigmented skin changes. | ri-derma-dermatoscope-head-led-35-v-969.jpg
SKU: REST3653-300 | Riester ri-former Diagnostic Station, 2 Handles 3.5 V/120 V without clock | ri-former Diagnostic Station, 2 Handles 3.5 V/120 V without clock. The diagnostic station ri-formerÂ® can be fitted to meet all needs: it is available with one or two handles as well as with or without clock, connected to the power circuit and therefore independent of conventional or rechargeable batteries. Models with 230 V are supplied with 24-hour clock display, 120 V models with 12-hour display. | ri-former-diagnostic-station-2-handles-35-v-120-v-without-clock-f4d.jpg
SKU: REST12702 | Riester Ri-Thermo N Disposable Probe Covers | Ri-Thermo N Disposable Probe Covers Pack of 40x25 disposable probe covers | ri-thermo-n-disposable-probe-covers-0bd.jpeg
SKU: REST5074-526 | Riester Fortelux N Diagnostic Penlight, Silver | With 2.2V vacuum lamp. Aluminum outer casing with sterilizable special lacquer. With practical metal clip for attaching to the physician's coat. Simple on/off function through contact with the metal clip. The compact and attractively designed pocket diagnostic penlights fortelux H and fortelux N from Riester offer more precise diagnostic possibilities in the areas of ENT and ophthalmoscopy. The versatile diagnostic penlights made of sturdy material with a wide range of uses fit safely in the hand for every examination. Poorly accessible parts of the body can be better illuminated. | fortelux-n-diagnostic-penlight-silver-312.jpg
SKU: REST5075-526 | Riester Fortelux N Diagnostic Penlight, Black | With 2.2V vacuum lamp. Aluminum outer casing with sterilizable special lacquer. With practical metal clip for attaching to the physician's coat. Simple on/off function through contact with the metal clip. The compact and attractively designed pocket diagnostic penlights fortelux H and fortelux N from Riester offer more precise diagnostic possibilities in the areas of ENT and ophthalmoscopy. The versatile diagnostic penlights made of sturdy material with a wide range of uses fit safely in the hand for every examination. Poorly accessible parts of the body can be better illuminated. | fortelux-n-diagnostic-penlight-black-40f.jpg
SKU: REST5077-526 | Riester Fortelux N Diagnostic Penlights, Red | The compact and attractively designed pocket diagnostic penlights fortelux H and fortelux N from Riester offer more precise diagnostic possibilities in the areas of ENT and ophthalmoscopy. The versatile diagnostic penlights made of sturdy material with a wide range of uses fit safely in the hand for every examination. Poorly accessible parts of the body can be better illuminated. | fortelux-n-diagnostic-penlights-red-1d7.png
SKU: REST5071-526 | Riester Fortelux N Diagnostic Penlight, Blue | With 2.2V vacuum lamp. Aluminum outer casing with sterilizable special lacquer. With practical metal clip for attaching to the physician's coat. Simple on/off function through contact with the metal clip. The compact and attractively designed pocket diagnostic penlights fortelux H and fortelux N from Riester offer more precise diagnostic possibilities in the areas of ENT and ophthalmoscopy. The versatile diagnostic penlights made of sturdy material with a wide range of uses fit safely in the hand for every examination. Poorly accessible parts of the body can be better illuminated. | fortelux-n-diagnostic-penlight-blue-7d2.jpg
SKU: REST5072-526 | Riester Fortelux N Diagnostic Penlight and Vacuum 2.2V Green | With 2.2V vacuum lamp. Aluminum outer casing with sterilizable special lacquer. With practical metal clip for attaching to the physician's coat. Simple on/off function through contact with the metal clip. The compact and attractively designed pocket diagnostic penlights fortelux H and fortelux N from Riester offer more precise diagnostic possibilities in the areas of ENT and ophthalmoscopy. The versatile diagnostic penlights made of sturdy material with a wide range of uses fit safely in the hand for every examination. Poorly accessible parts of the body can be better illuminated. | fortelux-n-diagnostic-penlight-and-vacuum-22v-green-b9f.jpg
SKU: REST3653-L2X2-XXXXU | Riester Riester Ri-Former Modular Ophthalmoscope / Otoscope Diagnostic Station | The diagnostic station ri-former can be fitted to meet all needs. It is available with two handles and extendable up to maximum five handles as well as with or without clock, connected to the power circuit and therefore independent of conventional or rechargeable batteries. | riester-ri-former-modular-ophthalmoscope-otoscope-diagnostic-station-512.jpeg
SKU: REST3750.004 | Riester Riester Ri-scope L Otoscope L3 w/ LED light 3.5V, Ophthalmoscope L3 w/ Xenon light 3.5V Plug-in style handle w/ rheotronic for ri-accu | The first-class Riester ri-scope product line for use in ENT and ophthalmology stands for highest quality and user friendliness. The large number of available instruments makes it possible to perform precise examinations and provide comfort in use. They are the result of close and continuous collaboration with specialist clinics and recognised professors. Functionality and choice of materials are continually checked in our development department and further developed. | riester-ri-scope-l-otoscope-l3-w-led-light-35v-ophthalmoscope-l3-w-xenon-light-35v-plug-in-style-handle-w-rheotronic-for-ri-accu--e0b.jpg
SKU: WA92820 | Welch Allyn Pocket Scope Set with AA Batteries & Hard Case | The Welch Allyn 2.5v Pocket Scope Ophthalmoscope and Otoscope use halogen light for true tissue color and consistent, long-lasting illumination. The ophthalmoscope has five aperture selections for general and specialist use and 48 lenses for better resolution. Its polarized filter reduces corneal reflection. The otoscope's fiber optics provide cool light with no reflection, no obstruction. The wide-angle viewing lens allows instrumentation under magnification. It has a sealed system for pneumatic otoscopy and built-in throat illumination/penlight for added versatility. The Pocket Scope handle's metal head connections provide durability. Its rheostat controls light intensity. It comes with a compact pocket clip. | pocket-scope-set-with-aa-batteries-hard-case-65b.jpg
SKU: WA05259-MBX | Welch Allyn Hard Case for 3.5 Volt Sets Boxed | Accessory Hard Case for 3.5 Volt Sets Boxed. | hard-case-for-35-volt-sets-boxed-807.jpg
SKU: BOV1135 | Bovie Medical Individual Penlight, Doctor's Replaceable Penlight | Individual Penlight, Doctorâ€™s Replaceable Penlight | individual-penlight-doctors-replaceable-penlight-097.jpg
SKU: BOV6802 | Bovie Medical Fluoro Dot Penlight Wratten Cobalt Blue Filter | Battery-operated penlight designed for use with fluorescein dye. | fluoro-dot-penlight-wratten-cobalt-blue-filter-653.jpg
SKU: BOV6803 | Bovie Medical Ophthalmic Lights, Fluoro-Slit | Ophthalmic Lights, Fluoro-Slit | ophthalmic-lights-fluoro-slit-391.jpg
SKU: REST300 | Riester Ri-Former Extension Module, 1 Handle | The ri-former diagnostic station: aesthetically designed modules for optimal diagnostic possibilities. ri-former and its extension modules fit in with any medical practice or hospital and are color-coordinated to match other Riester products. | ri-former-extension-module-1-handle-d66.jpg
SKU: REST2010 | Riester Uni I Otoscope | Riester uni and econom sets are handy examination assistants for ENT and ophthalmology. Available in various models and combinations, as well as an optional choice of 3 different illuminations. Uni-I Otoscope Battery Handle type C with Rheostat Vacuum 2.7 V. We will be pleased to provide information on minimum ordering quantities for customer specific product combinations and packaging upon request. | uni-i-otoscope-f4e.jpg
SKU: REST2020 | Riester Battery Handle Type C with Rheostat and Vacuum Light for the Uni II May Ophthalmoscope | Riester's uni and economy sets are handy examination assistants for ENT and ophthalmology. The handles are available in various models and combinations, as well as an optional choice of 3 different illuminations. | battery-handle-type-c-with-rheostat-and-vacuum-light-for-the-uni-ii-may-ophthalmoscope-0e3.jpg
SKU: REST2030 | Riester Uni III Otoscope & Ophthalmoscope with C-Handle & 2.7V Vacuum Light | Riester uni and econom sets are handy examination assistants for ENT and ophthalmology. Available in various models and combinations, as well as an optional choice of 3 different illuminations. Uni III Otoscope, May Ophthalmoscope, Battery Handle type C with Rheostat Vacuum 2.7 V. | uni-iii-otoscope-ophthalmoscope-with-c-handle-27v-vacuum-light--402.jpg
SKU: REST2050 | Riester Econom Nasal Speculum Expandable | Econom, Nasal Speculum Expandable.Riester uniÂ® and economÂ® sets are handy examination assistants for ENT and ophthalmology. Available in various models and combinations, as well as an optional choice of 3 different illuminations.uni I otoscope head, uni II May ophthalmoscope head, nasal speculum expandable, bent arm illuminator, 2 laryngeal mirrors No. 3 and 4, tongue blade holder, replacement lamp otoscope (also for bent arm illuminator). | econom-nasal-speculum-expandable-183.jpg
SKU: REST3873 | Riester Vet de luxe I Veterinary Set Included: Plug-In Style Handle & Xenon 3.5V/ 120V, Rechargeable Battery (Ri-Accru) | These accessories are shown under each respective art. no. and must be ordered separately. Due to the variety of possible instrument combinations, we show only a portion of all the instrument options in set form. For more detailed product information please contact us, we are pleased to send your the necessary information. | vet-de-luxe-i-veterinary-set-included-plug-in-style-handle-xenon-35v-120v-rechargeable-battery-ri-accru-6f3.jpg
SKU: REST10425 | Riester Battery C-Handle Type with Rheostat, 28 mm | Battery C-Handle Type with Rheostat, 28 mm. | battery-c-handle-type-with-rheostat-28-mm-77e.jpg
SKU: REST10608 | Riester XL 3.5 V Xenon Lamp For ri-scope & ri-derma Ophthalmoscope | Riester XL xenon and HL halogen lamps shed light on your diagnosis. | xl-35-v-xenon-lamp-for-ri-scope-ri-derma-ophthalmoscope--bf0.jpg
SKU: REST10670 | Riester Battery C - Handles Type, Li-ion Battery | Battery handles Type C Rheotronic for alkaline battery and Li-ion battery. | battery-c-handles-type-li-ion-battery-ec2.jpg
SKU: REST10690 | Riester Ri Scope L Ophthalmoscope Li-Ionen battery type AA 3.5 V | Ri-Scope L Ophthalmoscope. | ri-scope-l-ophthalmoscope-li-ionen-battery-type-aa-35-v-7fa.jpg
SKU: REST10590 | Riester HL 2.5-V Halogen Lamp For ri-scope F.O. Otoscope L1 | Riester offers lamps in different light qualities: 2.7 V vacuum lamps, HL 2.5 V halogen lamps with considerably stronger and whiter light, as well as particularly light intensive XL 3.5 V xenon lamps for conditions similar to daylight. | hl-25-v-halogen-lamp-for-ri-scope-fo-otoscope-l1-aa0.jpg
SKU: REST10591 | Riester HL 2.5V Bulbs For May-Ophthalmoscope Uni | Riester offers lamps in different light qualities: 2.7 V vacuum lamps, HL 2.5 V halogen lamps with considerably stronger and whiter light, as well as particularly light intensive XL 3.5 V xenon lamps for conditions similar to daylight. | hl-25v-bulbs-for-may-ophthalmoscope-uni-642.jpg
SKU: REST10593 | Riester XL 3.5 V Xenon Lamps | Riester offers lamps in different light qualities: 2.7 V vacuum lamps, HL 2.5 V halogen lamps with considerably stronger and whiter light, as well as particularly light intensive XL 3.5 V xenon lamps for conditions similar to daylight. | xl-35-v-xenon-lamps-392.jpg
SKU: REST10599 | Riester 3.5 V LED For ri-scope & ri-derma F.O. Otoscope L2/L3 | LED 3,5 V For ri-scopeÂ® F.O. otoscope L2/L3, ri-dermaÂ®, Light conductor, nasal speculum and tongue blade holder. Pack contains 6 units | 35-v-led-for-ri-scope-ri-derma-fo-otoscope-l2-l3-968.jpg
SKU: REST10605 | Riester 2.5 V Halogen Lamp For ri-scope & ri-derma Ophthalmoscope | Riester XL xenon and HL halogen lamps shed light on your diagnosis. They guarantee optimum illumination of the area examined in every situation. The latest technology provides light similar to daylight. | 25-v-halogen-lamp-for-ri-scope-ri-derma-ophthalmoscope-14b.jpg
SKU: REST10680 | Riester Ri-Scope L Ophthalmoscope, 2.5 V, AA-handles | Rechargeable battery for Halogen light 2.5V NiMH for AA-handles | ri-scope-l-ophthalmoscope-25-v-aa-handles-79d.jpg
SKU: REST10681 | Riester ri-accu Spot Retinoscope, 2.5 V NiMH battery | ri-accu Spot Retinoscope, 2.5 V NiMH battery. | ri-accu-spot-retinoscope-25-v-nimh-battery--bbc.jpg
SKU: REST10691 | Riester Ri-Scope Spot Retinoscope, 3.5 V Li-Ionen battery | Ri-Scope Spot Retinoscope, 3.5 V L rechargeable Li-Ionen battery type C. | ri-scope-spot-retinoscope-35-v-li-ionen-battery-ca7.jpg
SKU: REST10692 | Riester Ri Scope Spot Retinoscope 3.5 V Li Ionen Battery | Rechargeable battery for Xenon o LED light 3.5V Li-ion for plug-in style handles. | ri-scope-spot-retinoscope-35-v-li-ionen-battery-dff.jpg
SKU: REST10706 | Riester ri-charger Spot Retinoscope, L 120 V with Li-ion batteries | ri-charger Spot Retinoscope, L 120 V with Li-ion batteries. | ri-charger-spot-retinoscope-l-120-v-with-li-ion-batteries-9bc.jpg
SKU: REST10960 | Riester Insufflator for Pneumatic test | Bulb for pneumatic test. | insufflator-for-pneumatic-test-6bd.jpg
SKU: REST10961 | Riester Metal Connector For Pneumatic Test | Riester Connector for Pneumatic Test for Ri-mini & Pen-scope. | metal-connector-for-pneumatic-test-96b.jpg
SKU: SPEC7333 | SpecLinc Otoscope Specula, 3mm, (cross reference #52133) , 500/pk, 10 pk/cs (5000/cs) | Complete speculum is disposable, providing a clean tip for each use. No covers or adapters are needed. Black color for less reflection and greater clarity. | otoscope-specula-3mm-cross-reference-52133-500-pk-10-pk-cs-5000-cs-a8d.jpg
SKU: WA72200 | Welch Allyn 3.5V Nickel-Cadmium Rechargeable Battery | 3.5 V Nickel-Cadmium Rechargeable Battery for power handles (71670, 60835, 71000) | 35v-nickel-cadmium-rechargeable-battery-c81.jpg
SKU: STL1616 | Salter Labs Salter-Style Micro Cannula, Tubing Length 7 FT | A Salter-Style adult, low flow cannula for use with up to 3 LPM of oxygen. Provides superior comfort for the active, low flow user. Made with feather light components for comfort and to reduce pressures behind the ears. The diminutive, streamlined design and clear material is almost invisible on the skin. Tubing selection is limited to assure optimum performance. Latex-free | salter-style-micro-cannula-tubing-length-7-ft-a05.jpg
SKU: PDP600100 | Pedia Pals CliniKit Starter Pack | CliniKit Includes:(2) Benjamin Bear Blood Pressure Kits: One Child, One Infant(1) Tiger or Lion Stethoscope Cover **(1) Jamaal Giraffe Reflex Hammer(1) Frog Pen/Light w/Lanyard Combo(4) Elly Elephant Nasal Syringes: Two Pink, Two Blue(1) Elly Elephant Otoscope Attachments: Diagnostic(1,000) Disposable Otoscope Tips: (500) -2.5mm, (500) -4.0mm(10) Head Circumference Measuring Tapes(5) Retractamals: Elephant, Chimp, Panda, White Cat, Dalmatian(3) Stethoscope ID Tags: Elephant, Chimp, Mouse(1) Pedia Pals Duffel Bag*Instruments not included** Substitutions may apply for Stethoscope Cover | clinikit-starter-pack-6fd.jpg
SKU: PDP600015 | Pedia Pals Turtle Underwater Theme Environment Pack | Your best value in complete pediatric environments. The Underwater Theme Environment Pack comes with your choice of Exam Table style and everything you need to create a complete patient-friendly environment.Pack includes all of the following:One PediaPals Exam Table (Regular or Compact): Turtle Exam Table or Dolphin Exam TableOne Set Matching Wall Decals: Underwater Decal KitOne Pedia Pals Child Care KitOne Case Exam Table Paper (18" Width) | turtle-underwater-theme-environment-pack-3f9.jpg
SKU: PDP600015 | Pedia Pals Turtle Underwater Theme Environment Pack | Your best value in complete pediatric environments. The Underwater Theme Environment Pack comes with your choice of Exam Table style and everything you need to create a complete patient-friendly environment.Pack includes all of the following:One PediaPals Exam Table (Regular or Compact): Turtle Exam Table or Dolphin Exam TableOne Set Matching Wall Decals: Underwater Decal KitOne Pedia Pals Child Care KitOne Case Exam Table Paper (18" Width) | turtle-underwater-theme-environment-pack-3f9.jpg
SKU: PDP600018 | Pedia Pals Arctic Theme Environment Pack | Your best value in complete pediatric environments. The Arctic Theme Environment Pack comes with your choice of Exam Table style and everything you need to create a complete patient-friendly environment.Pack includes all of the following:One PediaPals Exam Table (Regular or Compact): Polar Bear Exam Table Shown with Arctic ThemeOne Set Matching Wall Decals: Arctic Decal KitOne Pedia Pals Child Care KitOne Case Exam Table Paper (18" Width) | arctic-theme-environment-pack-392.jpg
SKU: PDP600011 | Pedia Pals Puppy Theme Environment Pack Exam Table | Your best value in complete pediatric environments. The Puppy Theme Environment Pack comes with your choice of Exam Table style and everything you need to create a complete patient-friendly environment. | puppy-theme-environment-pack-exam-table-5a0.jpg
SKU: WA97200-MS | Welch Allyn Classic Smart Set Coaxial Ophthalmoscope MacroView Otoscope Throat Illuminator | This set includes the traditional Coaxial Ophthalmoscope, along with the MacroView Otoscope and unique lithium ion rechargeable power handle. The handle is half the weight of the traditional handle, yet it delivers twice the battery on-time (120 minutes!). | classic-smart-set-coaxial-ophthalmoscope-macroview-otoscope-throat-illuminator-abe.jpg
SKU: WA73300 | Welch Allyn 8 ft Extension Cord for Binocular Indirect Ophthalmoscopes | 8 ft Extension Cord for Binocular Indirect Ophthalmoscopes. | 8-ft-extension-cord-for-binocular-indirect-ophthalmoscopes-3c2.jpg
SKU: WA12500 | Welch Allyn Binocular Indirect Ophthalmoscope | One of the most advanced BIO available, with state-of-the-art, convenient features plus lightweight, comfortable fit and increased stability. | binocular-indirect-ophthalmoscope-738.jpg
SKU: WA12500-D | Welch Allyn Binocular Indirect Ophthalmoscope with Diffuser Filter | One of the most advanced BIO available, with state-of-the-art, convenient features plus lightweight, comfortable fit and increased stability. | binocular-indirect-ophthalmoscope-with-diffuser-filter-15c.jpg
SKU: WA12500-Y | Welch Allyn Binocular Indirect Ophthalmoscope with Yellow Filter | One of the most advanced BIO available, with state-of-the-art, convenient features plus lightweight, comfortable fit and increased stability. | binocular-indirect-ophthalmoscope-with-yellow-filter-d03.jpg
SKU: WA12500-DY | Welch Allyn Binocular Indirect Ophthalmoscope with Diffuser and Yellow Filter | One of the most advanced BIO available, with state-of-the-art, convenient features plus lightweight, comfortable fit and increased stability. | binocular-indirect-ophthalmoscope-with-diffuser-and-yellow-filter-fa9.jpg
SKU: WA84MTVXP-B | Welch Allyn Connex Integrated Wall System with Blood Pressure Masimo SpO2 SureTemp Plus and PanOptic Macroview | The integration of connectivity-ready vital signs management and physical assessment tools in one system helps enhance clinical decision-making, improves patient safety and saves valuable time. | connex-integrated-wall-system-with-blood-pressure-masimo-spo2-suretemp-plus-and-panoptic-macroview-14b.jpg
SKU: WA77792-2MP | Welch Allyn System Includes: Wall Board Wall Transformer Panopticâ„¢ Ophthalmoscopes Diagnostic MacroviewÂ® KleenspecÂ® Dispenser & Wall Aneroid | Green Series 777 Integrated Wall System includes GS 777 Wall Transformer with PanOptic Ophthalmoscope, MacroView Otoscope, Wall Aneroid, KleenSpec Specula Dispenser and Wall Board. | system-includes-wall-board-wall-transformer-panoptictrade-ophthalmoscopes-diagnostic-macroviewreg-kleenspecreg-dispenser-amp-wall-aneroid--daa.jpg
SKU: WA77795-2MPX | Welch Allyn System Includes: Wall Board Wall Transformer Panopticâ„¢ Ophthalmoscope Diagnostic Macroviewâ„¢ Otoscope KleenspecÂ® Dispenser Wall Aneroid & SureTempÂ® Plus Thermometer | Green Series 777 Integrated Wall System includes GS 777 Wall Transformer with PanOptic Ophthalmoscope, MacroView Otoscope, Wall Aneroid, KleenSpec Specula Dispenser, SureTemp Plus 690 Thermometer and Wall Board. | system-includes-wall-board-wall-transformer-panoptictrade-ophthalmoscope-diagnostic-macroviewtrade-otoscope-kleenspecreg-dispenser-wall-aneroid-amp-su-c62.jpg
SKU: WA77797-X | Welch Allyn GS 777 Wall Transformer, Coaxial Ophthalmoscope, Pneumatic Otoscope, KleenSpec Dispenser, Sphygmomanometer, SureTemp Thermometer, Wall Board | Green Series 777 Integrated Wall System includes GS 777 Wall Transformer with Coaxial Ophthalmoscope, Pneumatic Otoscope, Wall Aneroid, KleenSpec Specula Dispenser, SureTemp Plus 690 Thermometer and Wall Board. | gs-777-wall-transformer-coaxial-ophthalmoscope-pneumatic-otoscope-kleenspec-dispenser-sphygmomanometer-suretemp-thermometer-wall-board-097.jpg
SKU: WA77798 | Welch Allyn System Includes: Wall Board Wall Transformer Coaxial Ophthalmoscope Pneumatic Otoscope KleenspecÂ® Dispenser & Wall Aneroid | Green Series 777 Integrated Wall System includes GS 777 Wall Transformer with Coaxial Ophthalmoscope, Pneumatic Otoscope, Wall Aneroid, Kleenspec Specula Dispenser and Wall Board. | system-includes-wall-board-wall-transformer-coaxial-ophthalmoscope-pneumatic-otoscope-kleenspecreg-dispenser-amp-wall-aneroid--511.jpg
SKU: WA77794-2MPLXI | Welch Allyn Green Series 777 Integrated Wall System for Spot Vital Signs LXi and Wall Board | Green Series 777 Integrated Wall System includes GS 777 Wall Transformer with PanOptic Ophthalmoscope, MacroView Otoscope, KleenSpec Specula Dispenser, mounting screws only for Spot Vital Signs LXi and Wall Board. | green-series-777-integrated-wall-system-for-spot-vital-signs-lxi-and-wall-board-752.jpg
SKU: WA77794-2MPSPOT | Welch Allyn Green Series 777 Integrated Wall System for Spot Vital Signs and Wall Board | Green Series 777 Integrated Wall System includes GS 777 Wall Transformer with PanOptic Ophthalmoscope, MacroView Otoscope, KleenSpec Specula Dispenser, mounting screws only for Spot Vital Signs and Wall Board. | green-series-777-integrated-wall-system-for-spot-vital-signs-and-wall-board-a38.jpg
SKU: WA77794-MLXI | Welch Allyn Green Series 777 Integrated Wall System for Spot Vital Signs LXi and Wall Board | Green Series 777 Integrated Wall System includes GS 777 Wall Transformer with Coaxial Ophthalmoscope, MacroView Otoscope, KleenSpec Specula Dispenser, mounting screws only for Spot Vital Signs LXi and Wall Board. | green-series-777-integrated-wall-system-for-spot-vital-signs-lxi-and-wall-board-1a3.jpg
SKU: WA77794-2MPSPOT | Welch Allyn Green Series 777 Integrated Wall System for Spot Vital Signs and Wall Board | Green Series 777 Integrated Wall System includes GS 777 Wall Transformer with PanOptic Ophthalmoscope, MacroView Otoscope, KleenSpec Specula Dispenser, mounting screws only for Spot Vital Signs and Wall Board. | green-series-777-integrated-wall-system-for-spot-vital-signs-and-wall-board-a38.jpg
SKU: WA11735 | Welch Allyn prestige-coaxial-plus-ophthalmoscope Head Only | Patented Coaxial-Plus optics enable easy entry into undilated pupils for more accurate diagnoses, while two filter selections provide optimum light levels for entering healthy eyes and those with cataracts. | prestige-coaxial-plus-ophthalmoscope-head-only-e3c.jpg
SKU: PROP371015 | Pro Advantage Disposable Diagnostic Penlights with Pupil Gauge | Pro Advantage Penlights are high intensity exam lights forthe physician, nurse, and EMT. | disposable-diagnostic-penlights-with-pupil-gauge-338.png
SKU: WA97800-MC | Welch Allyn PanOptic MacroView 3.5V Halogen Otoscope Set | 11820 PanOptic 3.5V Halogen HPX Opthalmoscope5x larger view of the fundus vs. standardGreater working distanceHalogen HPXÂ® lamp provides bright, white lightSlit aperture, red-free filter, cobalt-blue filterDigitally capture, store, and share fundus images by combining with iExaminerDynamic focusing wheel allows continuous, smooth action and more precise controlCompatible with all existing Welch Allyn 3.5V power sources23820 MacroView Otoscope with Throat IlluminatorAchieves nearly complete view of tympanic membraneTip grip for secure fastening and ejection of ear specula30% greater magnification than traditional otoscopesImproved clarity and definition of landmarksAdjustable focus for variable ear canal length or farsighted eyesFiber-optics produce cool light with no reflections, no obstructions71000-C universal rechargeable handleSmooth, nonabrasive knurled finish for no-slip gripChrome-plated brass construction for durabilityC-cell battery converter accessory included72300 Nickel-Cadmium batteryIEC Plug Type-ASet comes in hard case | panoptic-macroview-35v-halogen-otoscope-set-ee0.jpg
SKU: WA77797-2PX | Welch Allyn GS 777 Wall Transformer with PanOptic Ophthalmoscope | Providing you with accurate, reliable, energy-efficient products you trust in a workflow that will help improve your practice's throughput.GS 777 Wall Transformer with PanOptic Ophthalmoscope, Pneumatic Otoscope, Wall Aneroid, KleenSpec Specula Dispenser, SureTemp Plus 690 Thermometer and Wall Board. | gs-777-wall-transformer-with-panoptic-ophthalmoscope-e35.jpg
SKU: REST3653-600 | Riester RI-Former Mobile Diagnostic Station | ri-former Mobile Diagnostic Station Sturdy Mobile Base with internal shock protection. 2 Handles with 3.5V for Fiber-Optic Xenon or LED. | ri-former-mobile-diagnostic-station-cba.jpg
SKU: BLB0000846 | Bulbtronics Lamp 55W 12V T3-1/4 PK22S Halogen Osram | Bulbtronics 0000846 Lamp. | lamp-55w-12v-t3-1-4-pk22s-halogen-osram-f75.jpg
SKU: BLB0002328 | Bulbtronics Lamp 150W 235W 24V33V T4 GZ9.5 Halogen | Lamp 150W 235W 24V33V T4 GZ9.5 Halogen | lamp-150w-235w-24v33v-t4-gz95-halogen-a35.jpg
SKU: BLB0002792 | Bulbtronics Dr. Fischer Incandescent Lamp 60W 12V S35 BA20D | Bulbtronics Incandescent Lamps | dr-fischer-incandescent-lamp-60w-12v-s35-ba20d--5f9.jpg
SKU: BLB0017385 | Bulbtronics Lamp Eiko Fluorescent | Bulbtronics Lamp UV/FLUORESCENT 017385-001 / 47757-912 is part of a wide selection of Bulbtronics Laboratory microscope replacement bulbs. Combining excellent quality with an affordable price, the Bulbtronics Lamp UV/FLUORESCENT 017385-001 / 47757-912 can meet your scientific research needs while still offering a good value for a budget conscious end user. If you have any questions about any of our Laboratory microscope replacement bulbs please do not hesitate to contact our customer service for further guidance. | lamp-eiko-fluorescent-65b.jpg
SKU: BLB0034791 | Bulbtronics Low Voltage Halogen Bulb | Bulbtronic's Low Voltage Halogen Bulb is a high quality durable bulb with a 3500 hour lifespan. | low-voltage-halogen-bulb-288.jpg
SKU: WA11720-L | Welch Allyn 3.5V Halogen Coaxial Ophthalmoscope with LED, Head Only | 23 lenses. Illuminated lens dial. Sealed optics provide better dust protection. Coaxial optical system eliminates shadows and facilitates exam through virtually any size pupil or vitreous disorder. Special contoured mirror and matching lamp filament allow axis of illumination to be practically coincidental with axis of physician | 35v-halogen-coaxial-ophthalmoscope-with-led-head-only-3f9.jpg
SKU: WA18245 | Welch Allyn Streak Retinoscope | Makes refractions easier than ever by producing one of the brightest, sharpest, and cleanest streaks available. | streak-retinoscope-c01.jpg
SKU: GF200-415DB | Graham Field Professional Sprague Rappaport Style Stethoscope, Lumiscope - Dark Blue | Professional Sprague Rappaport Style Stethoscope, Lumiscope - Dark Blue | professional-sprague-rappaport-style-stethoscope-lumiscope-dark-blue-da9.jpg
SKU: CM992 | Complete Medical Teaching Stethoscope | A stethoscope with two headsets, which allow instructor and student to perform simultaneous auscultation. Shipping Carton Size: 12"L x 10"W x 6"H | teaching-stethoscope-1da.jpg
SKU: REST11042 | Riester Diaphragms Duplex 45 mm | Diaphragms Duplex, Ã˜ 45 mm, The duplex Teaching Stethoscope with double chest-piece and two binaural has been developed especially for teaching purposes. It is excellently suited for auscultation by two individuals. Considerably improved acoustic performance. | diaphragms-duplex-45-mm-3ee.jpg
SKU: FAB12-2211 | Baseline Dual head Stainless Steel Stethoscope, Adult type | Turn stem to convert to non-child ring. External spring binaural, 22 | dual-head-stainless-steel-stethoscope-adult-type-382.jpg
SKU: TUTCSU3 | Tuttnauer Ultrasonic Cleaners, 3 Gal | Tuttnauer's Clean & Simple Ultrasonic Cleaning Systems are manufactured with only the highest quality components. These machines provide 60 kHz of quiet cleaning power which is less aggressive to instruments while still removing all surface contamination. The contemporary design and quiet operation compliment any office environment. Clean & Simple Ultrasonic Systems are available in 2 sizes with a full selection of accessories to meet your specific needs. The 1 gallon system holds a standard selection of instruments or 2 half size cassettes. The 3 gallon holds 3 full size cassettes. | ultrasonic-cleaners-3-gal-daf.jpg
SKU: MTRXGDLR100-1 | Metrex Research Googles Eye Shields | Googles by Metrex are lightweight, comfortable and easy to use. The CDC recommends the use of eye protection to provide a barrier to infectious materials entering the eye. | googles-eye-shields-c24.jpg
SKU: MTRXGDLR100-1 | Metrex Research Googles Eye Shields | Googles by Metrex are lightweight, comfortable and easy to use. The CDC recommends the use of eye protection to provide a barrier to infectious materials entering the eye. | googles-eye-shields-c24.jpg
SKU: REST4001-01 | Riester Duplex Stethoscope, Aluminium Chest-Piece, Black | duplex is the high-grade Riester quality stethoscope with precision double chest-piece. The acoustic performance has been considerably improved. Duplex Stethoscope, Aluminium Chest-Piece, Black | duplex-stethoscope-aluminium-chest-piece-black-611.jpg
SKU: REST4052 | Riester Duplex De Lluxe Neonatal, Blue, 28 mm | The precision-finished double-headed chest-piece of the duplex de luxe neonatal permits perfect auscultation of newborn babies and infants. Duplex De Lluxe Neonatal, Blue, Ã˜ 28 mm | duplex-de-lluxe-neonatal-blue-28-mm-fb8.jpg
SKU: REST4191 | Riester Pinard Aluminum Stethoscope | The pinard special stethoscope is used to auscultate the heart sounds of the embryo in the womb. The shape of the bell provides the particularly good acoustics. Pinard Aluminum Stethoscope | pinard-aluminum-stethoscope-d3a.jpg
SKU: 3M3100HG | 3M Health Care Electronic Stethoscope Hunter Green Tube 27" | Comfortable and surprisingly lightweight, the sleek and sophisticated 3M Littmann Electronic Stethoscope Model 3100 offers Ambient Noise Reduction technology and sound amplification to help you hear with confidence. | electronic-stethoscope-hunter-green-tube-27-d9f.jpg
SKU: REST11080 | Riester Binaural Non-Folding Ear-Tips, Without Tube | Binaural Non-Folding Ear-Tips, Without Tube | binaural-non-folding-ear-tips-without-tube-05b.jpg
SKU: REST11008 | Riester Duplex Dual Head Chestpiece Aluminum | Duplex Dual Head Chestpiece, Aluminum, The Riester duplex de luxe stethoscope with double chest-piece offers acoustics in a class of its own for perfect auscultation. | duplex-dual-head-chestpiece-aluminum-42f.jpg
SKU: REST11022 | Riester Double Headed Chest-Piecesn, Stainless Steel | Double Headed Chest-Piecesn, Stainless Steel | double-headed-chest-piecesn-stainless-steel-4de.jpg
SKU: REST11012 | Riester Riester Duplex de luxe dual head chest piece, stainless steel | The double chestpiece offers acoustics in a class of its own for perfect auscultation. The acoustics have been considerably improved. Can be used for the diagnosis of adults as well as for children. Double chestpiece made of either stainless steel or pleasantly light aluminum. Special membranes on both sides, ÃƒËœ 48mm and 36mm, with particularly flat and soft non-chill rims for improved adaptation on the skin. Overall length: 77cm. Supplied with two pairs of replacement eartips and a replacement membrane each and a name plate. | riester-duplex-de-luxe-dual-head-chest-piece-stainless-steel-fc0.jpg
SKU: REST11035 | Riester Tristar 3 Chest-piece Stethoscope Accessories: Double Head Chestpiece, Adult Size, Aluminum | The high quality stethoscope Tristar with three different sized double chest-pieces for adults, children/babies and new-born children is outstandingly suitable for perfect auscultation in all frequency ranges. Considerable improved acoustic performance in all areas of application. | tristar-3-chest-piece-stethoscope-accessories-double-head-chestpiece-adult-size-aluminum--d90.jpg
SKU: REST11036 | Riester Tristar 3 Chest-piece Stethoscope Accessories: Double Head Chestpiece, Child Size, Aluminum | The high quality stethoscope Tristar with three different sized double chest-pieces for adults, children/babies and new-born children is outstandingly suitable for perfect auscultation in all frequency ranges. Considerable improved acoustic performance in all areas of application. | tristar-3-chest-piece-stethoscope-accessories-double-head-chestpiece-child-size-aluminum-d54.jpg
SKU: REST11038 | Riester Tristar 3 Chest-piece Stethoscope Accessories: Double Head Chestpiece, Infant Size, Aluminum | The high quality stethoscope Tristar with three different sized double chest-pieces for adults, children/babies and new-born children is outstandingly suitable for perfect auscultation in all frequency ranges. Considerable improved acoustic performance in all areas of application. | tristar-3-chest-piece-stethoscope-accessories-double-head-chestpiece-infant-size-aluminum--8cc.jpg
SKU: REST11139 | Riester Gray Soft Ear Tips | Spare soft, gray Ear Tips for Riester Stethoscopes. | gray-soft-ear-tips-0ae.jpg
SKU: REST11110 | Riester Duplex Ear Tips White | for use with the Riester duplex de luxe stethoscope. | duplex-ear-tips-white--1f8.jpg
SKU: REST11050 | Riester Drilled Open, Membranes 34 mm | Drilled Open, Membranes Ã˜ 34 mm, The duplex Teaching Stethoscope with double chest-piece and two binaural has been developed especially for teaching purposes. It is excellently suited for auscultation by two individuals. | drilled-open-membranes-34-mm-859.jpg
SKU: REST11051 | Riester Membranes, 26 mm | The precision-finished double-headed chest-piece of the duplex de luxe neonatal permits perfect auscultation of newborn babies and infants. Membranes, Ã˜ 26 mm. | membranes-26-mm-a48.jpg
SKU: REST11140 | Riester Non-Chill Ring Tristar, 48 mm | Non-Chill Ring Ã˜ 48 mm in, Grey, The high quality stethoscope tristarÂ® with three different sized double chest pieces for adults, children/babies and new-born children is outstandingly suitable for perfect auscultation in all frequency ranges. Considerably improved acoustic performance in all areas of application. | non-chill-ring-tristar-48-mm-683.jpg
SKU: REST11141 | Riester Non-Chill Ring Back, 35,8 mm | Non-Chill Ring Back, Ã˜ 35,8 mm | non-chill-ring-back-358-mm-3d7.jpg
SKU: REST11143 | Riester Non-Chill Ring Back, 28 mm | The quality stethoscope duplex de luxe baby has been developed specially for babies and children. The precision finishing of the double-headed chest-piece guarantees high acoustic performance. | non-chill-ring-back-28-mm-ab0.jpg
SKU: REST11144 | Riester Non-Chill Ring back, 22 mm | The precision-finished double-headed chest-piece of the duplex de luxe neonatal permits perfect auscultation of newborn babies and infants. Non-Chill Ring back, Ã˜ 22 mm. | non-chill-ring-back-22-mm-d2d.jpg
SKU: REST11147 | Riester Name Pplate, 10 pcs | The cardiophon cardiology stethoscope is a masterpiece from Riester. With the highest quality double-headed chest-piece, it convinces with its superior acoustics in every situation. | name-pplate-10-pcs-14d.JPG
SKU: REST4131-03 | Riester Cardiophon Stethoscope, Blue, 100 Hz - 1,500 Hz | With the highest quality double-headed chestpiece, it convinces with its superior acoustics in every situation. Especially in the frequency range between 200 Hz and 500 Hz, which is particularly important for the auscultation of heart sounds Suitable for the precise auscultation of adults and children. Double-headed chestpiece made of stainless steel. Special membranes on both sides, ÃƒÆ’Ã‹Å“ 48mm and 36mm, with particularly flat and soft non-chill rims for improved adaptation on the skin. Anatomically shaped binaural made of stainless steel with reinforced, internal multiple spring. Soft, replaceable eartips with metal screw thread for comfortable and effective sealing of the external auditory canal. Extra-strong Y-tube made of PVC with separate sound-conducting pathways for the left and right ears with particularly good audio-conductivity. Overall length: 77cm. Latex-free. Supplied with two pairs of replacement eartips, a replacement membrane each and a name plate. | cardiophon-stethoscope-blue-100-hz-1500-hz-c8a.jpg
SKU: REST4081-01 | Riester Duplex De Luxe Stethoscope, Black, Stainless Steel | Duplex De Luxe Stethoscope, Black, Stainless Steel, The Riester duplex de luxe stethoscope with double chest-piece offers acoustics in a class of its own for perfect auscultation. The acoustics have been considerably improved. The stethoscope can be used for the diagnosis of adults as well as for children. | duplex-de-luxe-stethoscope-black-stainless-steel-3e6.jpg
SKU: REST4081-03 | Riester Duplex De Luxe Stethoscope, Blue | The Riester duplex de luxe stethoscope with double chest-piece offers acoustics in a class of its own for perfect auscultation. The acoustics have been considerably improved. The stethoscope can be used for the diagnosis of adults as well as for children. | duplex-de-luxe-stethoscope-blue-7c6.jpg
SKU: REST4081-05 | Riester Duplex De Luxe Stethoscope, Green | The Riester duplex de luxe stethoscope with double chest-piece offers acoustics in a class of its own for perfect auscultation. The acoustics have been considerably improved. The stethoscope can be used for the diagnosis of adults as well as for children. | duplex-de-luxe-stethoscope-green-b95.jpg
SKU: REST4001-02 | Riester Duplex Stethoscope, Slate Grey, 48 mm | Duplex is the high-grade Riester quality stethoscope with precision double chest-piece. The acoustic performance has been considerably improved. | duplex-stethoscope-slate-grey-48-mm-347.jpg
SKU: REST4031-03 | Riester Duplex Stethoscope, Blue, 48 mm | Duplex is the high-grade Riester quality stethoscope with precision double chest-piece. The acoustic performance has been considerably improved. | duplex-stethoscope-blue-48-mm-cb7.jpg
SKU: REST4042 | Riester Duplex De Luxe Baby, Blue, Bell 28 mm | The quality stethoscope duplex de luxe baby has been developed specially for babies and children. The precision finishing of the double-headed chest-piece guarantees high acoustic performance. | duplex-de-luxe-baby-blue-bell-28-mm-34d.jpg
SKU: REST4081 | Riester Duplex De Luxe Stethoscope, Slate Grey, Stainless Steel | Duplex De Luxe Stethoscope, Slate Grey, Stainless Steel, The Riester duplex de luxe stethoscope with double chest-piece offers acoustics in a class of its own for perfect auscultation. The acoustics have been considerably improved. The stethoscope can be used for the diagnosis of adults as well as for children. | duplex-de-luxe-stethoscope-slate-grey-stainless-steel-edc.jpg
SKU: REST4091 | Riester Tristar 3 Chest-piece Stethoscope - Slate-Grey | The high quality stethoscope Tristar with three different sized double chest-pieces for adults, children/babies and new-born children is outstandingly suitable for perfect auscultation in all frequency ranges. Considerable improved acoustic performance in all areas of application. | tristar-3-chest-piece-stethoscope-slate-grey-e84.jpg
SKU: REST4093 | Riester Tristar 3 Chest-piece Stethoscope - Blue | The high quality stethoscope Tristar with three different sized double chest-pieces for adults, children/babies and new-born children is outstandingly suitable for perfect auscultation in all frequency ranges. Considerable improved acoustic performance in all areas of application. | tristar-3-chest-piece-stethoscope-blue-1b1.jpg
SKU: REST11052 | Riester Membranes, 34 mm | The quality stethoscope duplex de luxe baby has been developed specially for babies and children. The precision finishing of the double-headed chest-piece guarantees high acoustic performance. | membranes-34-mm-d4b.jpg
SKU: MKS57612509 | McKesson Binaural Stethoscope entrust Performance Light Blue 1-Tube 22 Inch Dual Head | Binaural Stethoscope entrust Performance Light Blue 1-Tube 22 Inch Dual Head. | binaural-stethoscope-entrust-performance-light-blue-1-tube-22-inch-dual-head-ac8.jpg
SKU: 3M37810A | 3M Health Care Littmann Snap Tight Stethoscope Eartips, Soft-Sealing, Gray, Small | Soft-sealing and firm eartips. Use with Littmann stethoscopes. A ribbed eartube on all Littmann stethoscopes offers a snap tight fit that won't loosen during routine use. Snap Tight soft-sealing eartips feature a surface treatment that increases surface lubricity for better performance and easier care. | littmann-snap-tight-stethoscope-eartips-soft-sealing-gray-small-c4f.jpg
SKU: 3M37812A | 3M Health Care Littmann Snap Tight Stethoscope Eartips, Soft-Sealing, Gray, Large | Soft-sealing and firm eartips. Use with Littmann stethoscopes. A ribbed eartube on all Littmann stethoscopes offers a snap tight fit that won't loosen during routine use. Snap Tight soft-sealing eartips feature a surface treatment that increases surface lubricity for better performance and easier care. | littmann-snap-tight-stethoscope-eartips-soft-sealing-gray-large-f41.jpg
SKU: DMI12-220-020 | Briggs Healthcare 3M Littmann Classic II S.E. Adult Stethoscope Black | Tunable diaphragm that allows both low and high frequency sounds to be heard by simply alternating the pressure on the chestpiece, Single-lumen tubing, nonchill rim and patented Littmann soft-sealing ear tips, Littmann Model #2201, 28" Length, 3-Year Littmann Warranty, Latex Free. | 3m-littmann-classic-ii-se-adult-stethoscope-black-087.jpg
SKU: DMI12-245-020 | Briggs Healthcare 3M Littmann Lightweight II S.E. Adult Stethoscope Black | Chestpiece designed to fit around blood pressure cuffs and body contours, Includes a single-tube design with rimmed nonchill, tunable diaphragm and bell, Anatomically correct headset with firm ear tips, Littmann Model #2450, 28" Length, 2-Year Littmann Warranty, Latex Free. | 3m-littmann-lightweight-ii-se-adult-stethoscope-black-13b.jpg
SKU: DMI10-426-010 | Briggs Healthcare Mabis Spectrum Dual Head Stethoscope Blue Adult | Wide variety of colors makes departmental coding easy, Includes binaural, lightweight anodized aluminum chestpiece, 22" vinyl Y-tubing, spare diaphragm and a pair of mushroom ear tips, Packaged in a retail box, 30" Length, Lifetime Limited Warranty, Latex Free. | mabis-spectrum-dual-head-stethoscope-blue-adult-aa1.jpg
SKU: DMI10-426-080 | Briggs Healthcare Mabis Spectrum Dual Head Stethoscope Red Adult | Wide variety of colors makes departmental coding easy, Includes binaural, lightweight anodized aluminum chestpiece, 22" vinyl Y-tubing, spare diaphragm and a pair of mushroom ear tips, Packaged in a retail box, 30" Length, Lifetime Limited Warranty, Latex Free. | mabis-spectrum-dual-head-stethoscope-red-adult-699.jpg
SKU: 3M6697 | 3M Health Care Steri-Drape Cesarean-Section Sheet and Pouch With Loban 2 Incise Film | This 360-degree, plastic fluid-collection pouch with 3M Ioban 2 Antimicrobial Incise Film is ideal for cesarean-section procedures. Available as a pouch, 6657, and as a full body drape with pouch. | steri-drape-cesarean-section-sheet-and-pouch-with-loban-2-incise-film--709.jpg
SKU: 3M78807865833 | 3M Health Care Stethoscope Binaurals for Master Cardiology, Cardiology III, Cardiology II S.E. and Cardiology S.T.C. Stethoscopes, Black Tube, Black Eartips, 27 inch | 27 inch (69cm) Binaural Assembly for Littmann Master Cardiology, Cardiology III, Cardiology II S.E., and Cardiology S.T.C. Stethoscopes, Black Tube, Black Eartips | stethoscope-binaurals-for-master-cardiology-cardiology-iii-cardiology-ii-se-and-cardiology-stc-stethoscopes-black-tube-black-eartips-27-inch-666.jpg
SKU: 3M78807865858 | 3M Health Care Littmann Stethoscope Binaurals Navy Blue Tube Grey Eartips 27" | 27 inch (69cm) Binaural Assembly for Littmann Master Cardiology , Cardiology III , Cardiology II S.E. and Cardiology S.T.C. Stethoscopes, Navy Blue Tube, Gray Eartips. | littmann-stethoscope-binaurals-navy-blue-tube-grey-eartips-27-cd1.jpg
SKU: MKS14632500 | McKesson Sprague - Rappaport Binaural Stethoscope entrust Performance Plus Royal Blue 2-Tube 22 Inch Dual Head | Sprague - Rappaport Binaural Stethoscope entrust Performance Plus Royal Blue 2-Tube 22 Inch Dual Head. | sprague-rappaport-binaural-stethoscope-entrust-performance-plus-royal-blue-2-tube-22-inch-dual-head-bfe.jpg
SKU: MKS16412500 | McKesson Sprague - Rappaport Binaural Stethoscope entrust Performance Plus Black 2-Tube 22 Inch Dual Head | Sprague - Rappaport Binaural Stethoscope entrust Performance Plus Black 2-Tube 22 Inch Dual Head | -sprague-rappaport-binaural-stethoscope-entrust-performance-plus-black-2-tube-22-inch-dual-head-71b.jpg
SKU: MKS16422500 | McKesson Sprague - Rappaport Binaural Stethoscope entrust Performance Plus Lavender 2-Tube 22 Inch Dual Head | Sprague - Rappaport Binaural Stethoscope entrust Performance Plus Lavender 2-Tube 22 Inch Dual Head | -sprague-rappaport-binaural-stethoscope-entrust-performance-plus-lavender-2-tube-22-inch-dual-head--656.jpg
SKU: MKS16432500 | McKesson Sprague - Rappaport Binaural Stethoscope entrust Performance Plus Burgundy 2-Tube 22 Inch Dual Head | Sprague - Rappaport Binaural Stethoscope entrust Performance Plus Burgundy 2-Tube 22 Inch Dual Head. | sprague-rappaport-binaural-stethoscope-entrust-performance-plus-burgundy-2-tube-22-inch-dual-head-11b.jpg
SKU: MKS16432509 | McKesson Sprague - Rappaport Binaural Stethoscope entrust Performance Plus Magenta 2-Tube 22 Inch Dual Head | Sprague - Rappaport Binaural Stethoscope entrust Performance Plus Magenta 2-Tube 22 Inch Dual Head. | sprague-rappaport-binaural-stethoscope-entrust-performance-plus-magenta-2-tube-22-inch-dual-head-47a.jpg
SKU: MKS16442500 | McKesson Sprague - Rappaport Binaural Stethoscope entrust Performance Plus Dark Green 2-Tube 22 Inch Dual Head | Sprague - Rappaport Binaural Stethoscope entrust Performance Plus Dark Green 2-Tube 22 Inch Dual Head | sprague-rappaport-binaural-stethoscope-entrust-performance-plus-dark-green-2-tube-22-inch-dual-head-e2a.jpg
SKU: MKS16442509 | McKesson Sprague Rappaport Binaural Stethoscope entrust Performance Plus Red 2-Tube 22 Inch Dual Head | Sprague - Rappaport Binaural Stethoscope entrust Performance Plus Red 2-Tube 22 Inch Dual Head. | sprague-rappaport-binaural-stethoscope-entrust-performance-plus-red-2-tube-22-inch-dual-head-932.jpg
SKU: MKS16452509 | McKesson Sprague - Rappaport Binaural Stethoscope entrustâ„¢ Performance Plus Teal 2-Tube 22 Inch Dual Head | Sprague - Rappaport Binaural Stethoscope entrustâ„¢ Performance Plus Teal 2-Tube 22 Inch Dual Head | sprague-rappaport-binaural-stethoscope-entrusttrade-performance-plus-teal-2-tube-22-inch-dual-head-c69.jpg
SKU: MKS16602500 | McKesson Nurse Stethoscope entrust Performance Black 1-Tube 22 Inch Nurse Style | Nurse Stethoscope entrustâ„¢ Performance Black 1-Tube 22 Inch Nurse Style | nurse-stethoscope-entrust-performance-black-1-tube-22-inch-nurse-style-690.jpg
SKU: MKS16602509 | McKesson Nurse Stethoscope entrustâ„¢ Performance Gray 1-Tube 22 Inch Nurse Style | Nurse Stethoscope entrustâ„¢ Performance Gray 1-Tube 22 Inch Nurse Style | nurse-stethoscope-entrusttrade-performance-gray-1-tube-22-inch-nurse-style-e5c.jpg
SKU: MKS16612500 | McKesson Nurse Stethoscope entrust Performance Red 1-Tube 22 Inch Nurse Style | Nurse Stethoscope entrust Performance Red 1-Tube 22 Inch Nurse Style | nurse-stethoscope-entrust-performance-red-1-tube-22-inch-nurse-style-2b5.jpg
SKU: MKS60012509 | McKesson Cardiology Stethoscope ADSCOPE 601 Black 1-Tube 19 Inch Dual Head | Cardiology Stethoscope ADSCOPE 601 Black 1-Tube 19 Inch Dual Head. | cardiology-stethoscope-adscope-601-black-1-tube-19-inch-dual-head-d2e.jpg
SKU: MKS60022509 | McKesson Cardiology Stethoscope ADSCOPE 601 Burgundy 1-Tube 19 Inch Dual Head | Cardiology Stethoscope ADSCOPE 601 Burgundy 1-Tube 19 Inch Dual Head. | cardiology-stethoscope-adscope-601-burgundy-1-tube-19-inch-dual-head-045.jpg
SKU: MKS60032509 | McKesson Cardiology Stethoscope ADSCOPE 601 Dark Green 1-Tube 19 Inch Dual Head | Cardiology Stethoscope ADSCOPEâ„¢ 601 Dark Green 1-Tube 19 Inch Dual Head. | cardiology-stethoscope-adscope-601-dark-green-1-tube-19-inch-dual-head-0c1.jpg
SKU: MKS60042509 | McKesson Cardiology Stethoscope ADSCOPE 601 Navy 1-Tube 19 Inch Dual Head | Cardiology Stethoscope ADSCOPE 601 Navy 1-Tube 19 Inch Dual Head | cardiology-stethoscope-adscope-601-navy-1-tube-19-inch-dual-head-05b.jpg
SKU: MKS60222509 | McKesson Cardiology Stethoscope ADSCOPE 602 Black 1-Tube 16 Inch Dual Head | Cardiology Stethoscope ADSCOPE 602 Black 1-Tube 16 Inch Dual Head. | cardiology-stethoscope-adscope-602-black-1-tube-16-inch-dual-head-6df.jpg
SKU: MKS60232509 | McKesson Cardiology Stethoscope ADSCOPE 602 Burgundy 1-Tube 16 Inch Dual Head | McKesson Stethoscope Cardiology Latex Free Burgundy Tubing - Model 602bd | cardiology-stethoscope-adscope-602-burgundy-1-tube-16-inch-dual-head-afa.jpg
SKU: MKS60242509 | McKesson Cardiology Stethoscope ADSCOPE 602 Dark Green 1-Tube 16 Inch Dual Head | Cardiology Stethoscope ADSCOPE 602 Dark Green 1-Tube 16 Inch Dual Head | cardiology-stethoscope-adscope-602-dark-green-1-tube-16-inch-dual-head-d6c.jpg
SKU: MKS60332500 | McKesson Binaural Stethoscope ADSCOPE 603 Black 1-Tube 22 Inch Dual Head | Binaural Stethoscope ADSCOPE 603 Black 1-Tube 22 Inch Dual Head. | binaural-stethoscope-adscope-603-black-1-tube-22-inch-dual-head-315.jpg
SKU: MKS60342509 | McKesson Binaural Stethoscope ADSCOPE 603 Burgundy 1-Tube 22 Inch Dual Head | Binaural Stethoscope ADSCOPE 603 Burgundy 1-Tube 22 Inch Dual Head. | binaural-stethoscope-adscope-603-burgundy-1-tube-22-inch-dual-head-b26.jpg
SKU: MKS60352509 | McKesson Binaural Stethoscope ADSCOPE 603 Dark Green 1-Tube 22 Inch Dual Head | Binaural Stethoscope ADSCOPE 603 Dark Green 1-Tube 22 Inch Dual Head. | binaural-stethoscope-adscope-603-dark-green-1-tube-22-inch-dual-head-913.jpg
SKU: MKS60612500 | McKesson Nurse Stethoscope entrust Performance Royal Blue 1-Tube 22 Inch Nurse Style | Nurse Stethoscope entrust Performance Royal Blue 1-Tube 22 Inch Nurse Style. | nurse-stethoscope-entrust-performance-royal-blue-1-tube-22-inch-nurse-style-c45.jpg
SKU: MKS60622500 | McKesson Bowles Stethoscope entrust Performance Black 1-Tube 22 Inch Bowles | Bowles Stethoscope entrust Performance Black 1-Tube 22 Inch Bowles. | bowles-stethoscope-entrust-performance-black-1-tube-22-inch-bowles-996.jpg
SKU: MKS61222509 | McKesson Binaural Stethoscope Adscope-Lite 612 Royal Blue 1-Tube 22 Inch One-sided | Binaural Stethoscope Adscope-Lite 612 Royal Blue 1-Tube 22 Inch One-sided. | binaural-stethoscope-adscope-lite-612-royal-blue-1-tube-22-inch-one-sided-274.jpg
SKU: MKS64112509 | McKesson Sprague - Rappaport Binaural Stethoscope entrust Performance Plus Purple 2-Tube 22 Inch Dual Head | Sprague - Rappaport Binaural Stethoscope entrust Performance Plus Purple 2-Tube 22 Inch Dual Head | sprague-rappaport-binaural-stethoscope-entrust-performance-plus-purple-2-tube-22-inch-dual-head-e02.jpg
SKU: MKS65712500 | McKesson Binaural Stethoscope entrust Performance Pink 1-Tube 22 Inch Dual Head | Binaural Stethoscope entrust Performance Pink 1-Tube 22 Inch Dual Head. | binaural-stethoscope-entrust-performance-pink-1-tube-22-inch-dual-head-bf9.jpg
SKU: MKS65712500 | McKesson Binaural Stethoscope entrust Performance Pink 1-Tube 22 Inch Dual Head | Binaural Stethoscope entrust Performance Pink 1-Tube 22 Inch Dual Head. | binaural-stethoscope-entrust-performance-pink-1-tube-22-inch-dual-head-bf9.jpg
SKU: MKS66112500 | McKesson Nurse Stethoscope entrust Performance Teal 1-Tube 22 Inch Nurse Style | Nurse Stethoscope entrust Performance Teal 1-Tube 22 Inch Nurse Style. | nurse-stethoscope-entrust-performance-teal-1-tube-22-inch-nurse-style-822.jpg
SKU: MKS65712500 | McKesson Binaural Stethoscope entrust Performance Pink 1-Tube 22 Inch Dual Head | Binaural Stethoscope entrust Performance Pink 1-Tube 22 Inch Dual Head. | binaural-stethoscope-entrust-performance-pink-1-tube-22-inch-dual-head-bf9.jpg
SKU: MKS67512500 | McKesson Binaural Stethoscope entrust Performance Gray 1-Tube 22 Inch Dual Head | Binaural Stethoscope entrust Performance Gray 1-Tube 22 Inch Dual Head. | binaural-stethoscope-entrust-performance-gray-1-tube-22-inch-dual-head-4a5.jpg
SKU: MKS67612509 | McKesson Binaural Stethoscope entrust Performance Light Blue 1-Tube 22 Inch Dual Head | Binaural Stethoscope entrust Performance Light Blue 1-Tube 22 Inch Dual Head. | binaural-stethoscope-entrust-performance-light-blue-1-tube-22-inch-dual-head-238.jpg
SKU: MKS76012500 | McKesson Binaural Stethoscope entrust Performance 1 Tube 22 Inch Dual Head Black | Binaural Stethoscope entrust Performance Black 1-Tube 22 Inch Dual Head. | binaural-stethoscope-entrust-performance-1-tube-22-inch-dual-head-black-427.jpg
SKU: MKS76022500 | McKesson Binaural Stethoscope entrust Performance Royal Blue 1-Tube 22 Inch Dual Head | Binaural Stethoscope entrust Performance Royal Blue 1-Tube 22 Inch Dual Head. | binaural-stethoscope-entrust-performance-royal-blue-1-tube-22-inch-dual-head-4b5.jpg
SKU: MKS76032500 | McKesson Binaural Stethoscope entrust Performance Red 1-Tube 22 Inch Dual Head | Binaural Stethoscope entrust Performance Red 1-Tube 22 Inch Dual Head. | binaural-stethoscope-entrust-performance-red-1-tube-22-inch-dual-head-757.jpg
SKU: MKS76042500 | McKesson Binaural Stethoscope entrust Performance Gray 1-Tube 22 Inch Dual Head | Binaural Stethoscope entrust Performance Gray 1-Tube 22 Inch Dual Head. | binaural-stethoscope-entrust-performance-gray-1-tube-22-inch-dual-head-988.jpg
SKU: MKS76052500 | McKesson Binaural Stethoscope entrust Performance Green 1-Tube 22 Inch Dual Head | Binaural Stethoscope entrust Performance Green 1-Tube 22 Inch Dual Head. | binaural-stethoscope-entrust-performance-green-1-tube-22-inch-dual-head-b81.jpg
SKU: MKS76062500 | McKesson Binaural Stethoscope entrust Performance Magenta 1-Tube 22 Inch Dual Head | Binaural Stethoscope entrust Performance Magenta 1-Tube 22 Inch Dual Head | binaural-stethoscope-entrust-performance-magenta-1-tube-22-inch-dual-head-e2c.jpg
SKU: MKS76102500 | McKesson Binaural Stethoscope entrust Performance Burgundy 1-Tube 22 Inch Dual Head | Binaural Stethoscope entrust Performance Burgundy 1-Tube 22 Inch Dual Head. | binaural-stethoscope-entrust-performance-burgundy-1-tube-22-inch-dual-head-085.jpg
SKU: MKS76112500 | McKesson Binaural Stethoscope entrust Performance Teal 1-Tube 22 Inch Dual Head | Binaural Stethoscope entrust Performance Teal 1-Tube 22 Inch Dual Head | binaural-stethoscope-entrust-performance-teal-1-tube-22-inch-dual-head-96d.jpg
SKU: MKS76612500 | McKesson Binaural Stethoscope entrust Performance Lavender 1-Tube 22 Inch Dual Head | Binaural Stethoscope entrustâ„¢ Performance Lavender 1-Tube 22 Inch Dual Head. | binaural-stethoscope-entrust-performance-lavender-1-tube-22-inch-dual-head-fac.jpg
SKU: MTRX50-5057 | Metrex Research Canister Express Solidifies up to 500cc with Flip Top Cap | Solidifying Beads with PremiGuard CapCanister Express is engineered to solidify liquid medical waste in suction canisters | canister-express-solidifies-up-to-500cc-with-flip-top-cap-a86.jpg
SKU: MTRX50-5054 | Metrex Research Canister Express Solidifies up to 1,200cc with Flip Top Cap | Solidifying Beads with PremiGuard CapCanister Express is engineered to solidify liquid medical waste in suction canisters | canister-express-solidifies-up-to-1200cc-with-flip-top-cap-77e.jpg
SKU: MTRX50-5053 | Metrex Research Canister Express Solidifies up to 1500cc with Flip Top Cap | Solidifying Beads with PremiGuard CapCanister Express is engineered to solidify liquid medical waste in suction canisters | canister-express-solidifies-up-to-1500cc-with-flip-top-cap-a04.jpg
SKU: MTRX50-5055 | Metrex Research Canister Express Solidifies up to 2,000cc with Flip Top Cap | Solidifying Beads with PremiGuard CapCanister Express is engineered to solidify liquid medical waste in suction canisters | canister-express-solidifies-up-to-2000cc-with-flip-top-cap-7d8.jpg
SKU: CM412 | Complete Medical Penlight Reuseable | Feature Does not include batteries (AAA) | penlight-reuseable-67a.jpg
SKU: WA78800 | Welch Allyn Light Handle with On Off Switch Only | Permanent light carrier projects intense beam of light through plastic light guide. | light-handle-with-on-off-switch-only-4f4.jpg
SKU: WA710168-501 | Welch Allyn Accessories: 3.5V Power Handle Battery Converter | Half the weight of current 3.5v handles. Average 110 minutes of on-time between charging. Smallest diameter of any 3.5v power handle. Made from CycoloyÂ® resin from GE plastics. Low-battery indicator. Lithium ion battery technology. | accessories-35v-power-handle-battery-converter-d95.jpg
SKU: WA06500-LED | Welch Allyn LED Replacement Lamp for MacroViewâ„¢ Diagnostic Otoscope | LED Replacement Lamp for MacroViewâ„¢ Diagnostic Otoscope | led-replacement-lamp-for-macroviewtrade-diagnostic-otoscope-35f.jpg
SKU: WA08800-U6 | Welch Allyn 4.6V HPX Halogen Lamp | 4.6V HPX Halogen Lamp (For item #78800 ONLY), 6/pk | 46v-hpx-halogen-lamp--b12.jpg
SKU: WA04900-U6 | Welch Allyn 3.5V Halogen Lamp for Coaxial Ophthalmoscopes | Welch Allyn 3.5 V Halogen HPX Lamp for #11620, #11630, #11720, #11730, and #11735 Instruments. | 35v-halogen-lamp-for-coaxial-ophthalmoscopes-2a0.jpg
SKU: WA03700-U6 | Welch Allyn 3.5V Halogen Lamp 6 Pack | 3.5V Halogen Lamp (For item #18100), 6/pk | 35v-halogen-lamp-6-pack--692.jpg
SKU: WA06500-U6 | Welch Allyn 3.5V Halogen Lamp for MacroView Otoscope | 3.5V Halogen Lamp for MacroView Otoscope, 6/pk | 35v-halogen-lamp-for-macroview-otoscope-b13.jpg
SKU: WA59010 | Welch Allyn Disposable Sheaths for KleenSpec Cordless Illumination System | Welch Allyn Disposable Sheaths for KleenSpec Cordless Illumination System; Qty. 500. | disposable-sheaths-for-kleenspec-cordless-illumination-system-645.jpg
SKU: WA58010 | Welch Allyn Disposable Sheaths, 25/bx, 5 bx/cs | Superior halogen illumination for a whiter, brighter light for truer tissue color rendition. Smooth, one-handed angulation and elevation mechanism with positive locking positions. Light handle is completely sealed when inserted into the speculum. Built-in reservoir prevents fluids from contaminating the outside of the speculum handle. Optional disposable sheath covers the exposed sections of the light handle and cord, virtually eliminating the threat of cross-contamination. | disposable-sheaths-25-bx-5-bx-cs-855.jpg
SKU: WA211026-502 | Welch Allyn Otoscope Illuminator | The Welch Allyn Otoscope Illuminator has a short assembly time. The illuminator is convenient and easy-to-use. | otoscope-illuminator-7df.jpg
SKU: PROP371000 | Pro Advantage Disposable Penlight | Penlight has high-intensity prefocused bulb powered by two AAA batteries. | disposable-penlight-028.jpg
SKU: WA84NTVXC-B | Welch Allyn Connex Integrated Wall System | Wall System with Nellcor SpO2, SureTemp Plus Thermometry, BP Cuff and Cord Management System, Integrated MacroView Otoscope and Coaxial Ophthalmoscope, SureBP Non-invasive Blood Pressure, Pulse Rate, MAP, Programmable Alarms, BP Averaging, Adult/Pediatric/Neonate Patient Support, Four USB Ports for Accessories, Radio Ready; 100-240 V, 50-60 Hz AC, IEC Plug Type-B (8 ea/plt) | connex-integrated-wall-system-b0b.jpg
SKU: SPEC7999G | SpecLinc Otoscope Specula 9mm - 500 per Pack | Complete speculum is disposable, providing a clean tip for each use. No covers or adapters are needed. Black color for less reflection and greater clarity. | otoscope-specula-9mm-500-per-pack-e80.jpg
SKU: SPEC7250G | SpecLinc Otoscope Specula Pediatric 2.mm - 1000 per Pack | Complete speculum is disposable, providing a clean tip for each use. No covers or adapters are needed. Black color for less reflection and greater clarity. | otoscope-specula-pediatric-2mm-1000-per-pack-3f6.jpg
SKU: SPEC7300G | SpecLinc Otoscope Specula Youth 3 mm - 1000 per Pack | Complete speculum is disposable, providing a clean tip for each use. No covers or adapters are needed. Black color for less reflection and greater clarity. | otoscope-specula-youth-3-mm-1000-per-pack-3f6.jpg
SKU: SPEC7400G | SpecLinc Otoscope Specula Medium Adult 4mm - 1000 per Pack | Complete speculum is disposable, providing a clean tip for each use. No covers or adapters are needed. Black color for less reflection and greater clarity. | otoscope-specula-medium-adult-4mm-1000-per-pack-3f6.jpg
SKU: SPEC7444G | SpecLinc Otoscope Specula 4mm - 500 per Pack | Complete speculum is disposable, providing a clean tip for each use. No covers or adapters are needed. Black color for less reflection and greater clarity. | otoscope-specula-4mm-500-per-pack-e80.jpg
SKU: SPEC7500G | SpecLinc Otoscope Specula Large Adult 5 mm - 1000 per Pack | Complete speculum is disposable, providing a clean tip for each use. No covers or adapters are needed. Black color for less reflection and greater clarity. | otoscope-specula-large-adult-5-mm-1000-per-pack-3f6.jpg
SKU: SPEC7555G | SpecLinc Otoscope Specula 5mm | Complete speculum is disposable, providing a clean tip for each use. | otoscope-specula-5mm--e80.jpg
SKU: WA52100G | Welch Allyn Dispenser For Specula Nos. 52133 53134 & 52135 - Each | Wall mount dispensers for KleenSpec disposable specula. | dispenser-for-specula-nos-52133-53134-amp-52135-each-96d.jpg
SKU: WA71821-MP | Welch Allyn 3.5 V Halogen HPX Diagnostic Desk Set | 3.5 V Halogen HPX Diagnostic Desk Set, Includes: PanOptic Ophthalmoscope with Cobalt-Blue Filter and Corneal Viewing Lens (#11820), MacroView Otoscope (#23810), Rechargeable 60-Minute Power Handle, Universal Desk Charger, 100-240 V, 50-60 Hz AC, 2 Nickel-Cadmium Batteries (#72200), IEC Plug Type-B | 35-v-halogen-hpx-diagnostic-desk-set-9f8.jpg
SKU: BD256073 | BD Veritor Plus Lab Combo Pack with Optional CLIA-Waived Laboratory Kits | Veritorâ„¢ Plus Lab Combo Pack Includes: (1) Veritorâ„¢ Plus Analyzer (#256066), (2) Veritorâ„¢ Flu A+B Laboratory Kits (#256041) | veritor-plus-lab-combo-pack-with-optional-clia-waived-laboratory-kits-eef.jpg
SKU: BD256074 | BD Veritor Plus Lab Combo Pack with CLIA-Waived Flu A+B Kits | The system has an unique adaptive read technology - helps reduce false-positive results by examining the sample and compensating for many of the effects of non-specific binding to help deliver a more accurate read. Eliminates the need for visual-read and subjective interpretation by providing objective results on an easy-to-read digital display. Delivers results in minutes. | veritor-plus-lab-combo-pack-with-clia-waived-flu-ab-kits-b8a.jpg
SKU: WA85NTVXC-B | Welch Allyn Connex Integrated Wall System | Connex Integrated Wall System Includes: Nellcor SpO2, SureTemp Plus Thermometry, BP Cuff and Cord Management System, Integrated MacroView Otoscope and Coaxial Ophthalmoscope, SureBP Non-Invasive Blood Pressure, Pulse Rate, MAP, Programmable Alarms, BP Averaging, Adult/Pediatric/Neonate Patient Support, (4) USB Ports, Internal Wireless Radio, 100-240V, 50-60 Hz AC, IEC Plug Type-B | connex-integrated-wall-system-99f.jpg
SKU: WA97100-MC | Welch Allyn 3.5 V Halogen HPX Diagnostic Set | Performing a physical diagnosis is easier with the medical diagnostic instruments featuring our exclusive Halogen HPXâ„¢ lamps provide brighter, whiter light than standard halogen lamps for true tissue color and long lasting illumination. Built for durability, ease of use and comfort, these instruments will provide you with lasting satisfaction. | 35-v-halogen-hpx-diagnostic-set-4f1.jpg
SKU: WA85NTVXC-B | Welch Allyn Connex Integrated Wall System | Connex Integrated Wall System Includes: Nellcor SpO2, SureTemp Plus Thermometry, BP Cuff and Cord Management System, Integrated MacroView Otoscope and Coaxial Ophthalmoscope, SureBP Non-Invasive Blood Pressure, Pulse Rate, MAP, Programmable Alarms, BP Averaging, Adult/Pediatric/Neonate Patient Support, (4) USB Ports, Internal Wireless Radio, 100-240V, 50-60 Hz AC, IEC Plug Type-B | connex-integrated-wall-system-99f.jpg
SKU: WA97200-MCL | Welch Allyn 3.5V MacroView Diagnostic Set | The Welch Allyn 97200-MCL MacroView 3.5V Diagnostic Set provides the high-quality diagnostic tools that you need in one convenient set. A signature MacroView Otoscope is the hallmark of this set, with all items protected by a durable, soft case.11720-L 3.5V Coaxial OphthalmoscopeSureColor LED illuminationPolarizing filter virtually eliminates corneal reflection18 unique aperture/filter combinations for greater versatilityDetect corneal abrasions with the cobalt blue filterTraditional flat-top design23810-L MacroView 3.5V OtoscopeSureColor LED illuminationA nearly complete view of the tympanic membraneThe ability to adjust focus for variable ear canal length or farsighted eyesFiber optics produce cool light with no reflections, no obstructionbetter clarity and definition of landmarksTip grip for secure fastening and ejection of ear speculaTwice the field of view and 30% greater magnification than traditional otoscopes24400-U reusable ear specula included71000-C universal rechargeable handleSmooth, nonabrasive knurled finish for no-slip gripChrome-plated brass construction for durabilityC-cell battery converter accessory included72300 Nickel-Cadmium batteryIEC Plug Type-ASet comes in soft zippered case | 35v-macroview-diagnostic-set-542.jpg
SKU: OBPMC090200-1 | OBP Medical Laryngoscope LED Miller 0 Blade Sterile | SURE-SCOPE is a single-use disposable one piece laryngoscope with integrated LED light source. Individually packed. Sterile. | laryngoscope-led-miller-0-blade-sterile-f65.jpg
SKU: OBPMC090140-1 | OBP Medical Laryngoscope LED Mac 4 Blade Sterile | SURE-SCOPE is a single-use disposable one piece laryngoscope with integrated LED light source. Individually packed. Sterile. | laryngoscope-led-mac-4-blade-sterile-c30.jpg
SKU: OBPMC090130-1 | OBP Medical Laryngoscope LED Mac 3 Blade Sterile | SURE-SCOPE is a single-use disposable one piece laryngoscope with integrated LED light source. Individually packed. Sterile. | laryngoscope-led-mac-3-blade-sterile-29f.jpg
SKU: OBPMC090230-1 | OBP Medical Laryngoscope LED Miller 3 Blade Sterile | SURE-SCOPE is a single-use disposable one piece laryngoscope with integrated LED light source. Individually packed. Sterile. | laryngoscope-led-miller-3-blade-sterile-2f7.jpg
SKU: OBPMC090220-1 | OBP Medical Laryngoscope LED Miller 2 Blade Sterile | SURE-SCOPE is a single-use disposable one piece laryngoscope with integrated LED light source. Individually packed. Sterile. | laryngoscope-led-miller-2-blade-sterile-8e8.jpg
SKU: OBPMC090205-1 | OBP Medical Laryngoscope LED Miller 00 Blade Sterile | SURE-SCOPE is a single-use disposable one piece laryngoscope with integrated LED light source. Individually packed. Sterile. | laryngoscope-led-miller-00-blade-sterile-dbd.jpg
SKU: REST10447 | Riester Laryngeal Mirrors 1 Pair | Laryngeal Mirrors 1 Pair. | laryngeal-mirrors-1-pair-81c.jpg
SKU: WA08800-U | Welch Allyn 4.6V Halogen Replacement Lamp | Welch Allyn 08800-U 4.6v Replacement Bulb. | 46v-halogen-replacement-lamp-edf.jpg
SKU: REST8070 | Riester Ri-Integral Miller F.O. Baby Laryngoscope Set, Xenon Light 2.5V | Riester laryngoscopes are reliable quality products. They are excellently finished and guarantee extreme durability. All handles and blades are made of high quality materials and are subjected to strict quality controls.The Riester program comprises all conventional laryngoscope models with excellent XL 3.5 V or 2.5 V xenon illumination and fiber optics or with tried and tested 2.7 V vacuum illumination. | ri-integral-miller-fo-baby-laryngoscope-set-xenon-light-25v-161.jpg
SKU: REST8110 | Riester Ri-Modul Miller F.O. Baby Laryngoscope Set, Xenon Light 2.5V | Riester laryngoscopes are reliable quality products. They are excellently finished and guarantee extreme durability. All handles and blades are made of high quality materials and are subjected to strict quality controls.The Riester program comprises all conventional laryngoscope models with excellent XL 3.5 V or 2.5 V xenon illumination and fiber optics or with tried and tested 2.7 V vacuum illumination. | ri-modul-miller-fo-baby-laryngoscope-set-xenon-light-25v-c35.jpg
SKU: REST11429 | Riester Xenon Lamp for F.O. Laryngoscopes XL 3.5 V | Xenon Lamp for F.O. Laryngoscopes XL 3.5 V. | xenon-lamp-for-fo-laryngoscopes-xl-35-v-a36.jpg
SKU: REST8040 | Riester Ri-integral Macintosh F.O. Battery handle type C, XL 2.5 V | Ri-integral Macintosh F.O. Battery handle type C, XL 2.5 V. | ri-integral-macintosh-fo-battery-handle-type-c-xl-25-v-f40.jpg
SKU: REST8050 | Riester Ri integral Macintosh F.O. Baby Laryngoscope Set Xenon Light 2.5V | Riester Ri-Integral 8050 Macintosh Laryngoscopes feature 2.5 V xenon bulbs for optimum light and color. The Laryngoscope Handle are made of solid chromium plated metal and feature fluted handle surfaces for hygienic use. The Macintosh Blades are made of durable stainless steel and feature integrated 2.5 V xenon bulbs. The Blades are compatible with handles that are ISO 7376 compliant.Riester Macintosh Sets include number 0, 1, and 2 stainless steel blades, AA-type battery handles, a 2.5 V xenon bulb and a hard plastic carry case with safety catches. | ri-integral-macintosh-fo-baby-laryngoscope-set-xenon-light-25v-95a.jpg
SKU: REST8060 | Riester ri-integral Miller F.O. Handle type C, Battery XL 2.5V | ri-integral Miller F.O. Handle type C, Battery XL 2.5V. | ri-integral-miller-fo-handle-type-c-battery-xl-25v-c58.jpg
SKU: REST8080 | Riester ri-modul Macintosh F.O. Battery handle type C XL 2.5V | ri-modul Macintosh F.O. Battery handle type C XL 2.5V. | ri-modul-macintosh-fo-battery-handle-type-c-xl-25v-33b.jpg
SKU: REST8100 | Riester Ri-Modul Miller F.O. Laryngoscope Set, Xenon Light 2.5 V | Riester laryngoscopes are reliable quality products. They are excellently finished and guarantee extreme durability. All handles and blades are made of high quality materials and are subjected to strict quality controls.The Riester program comprises all conventional laryngoscope models with excellent XL 3.5 V or 2.5 V xenon illumination and fiber optics or with tried and tested 2.7 V vacuum illumination. | ri-modul-miller-fo-laryngoscope-set-xenon-light-25-v-b2d.jpg
SKU: REST11428 | Riester Xenon Lamps or F.O. Laryngoscopes XL 2.5 V | Xenon Lamps or F.O. Laryngoscopes XL 2.5 V. | xenon-lamps-or-fo-laryngoscopes-xl-25-v-8aa.jpg
SKU: METL1004 | Mettler Electronics Mounting Plate | Sonicator mounting plate, complete with three wood screws (Fits all Sonicator and Sys*Stim single units). | mounting-plate-57a.jpg
SKU: SAMP081563824 | Interson ViewBladder 10 Tablet Bladder Scanner | Tablet-based, ultrasound imaging system for measuring post-void residual urine. The easy-to-use device displays an image of the bladder, allowing the user to calculate the volume of retained urine. ViewBladder 10 is a complete battery-operated system. Proper use of ViewBladder 10 reduces unnecessary catheterizations, lowers rates of urinary tract infections, decrease spending on absorbent products, and enables your clinic to rehab more that 80% of urinary incontinent patients in 45 days or less. Includes ultrasound imaging probe, ViewSonic 10" tablet and bladder imaging software with embedded training videos.Quick Check ModeÂ -Â easily determine Post Void Residual Volume without the need to make a measurement - a full bladder is easy to see!Reference ModeÂ -Â enablesÂ quick and easy comparisons toÂ clinical protocolsÂ determined and loaded into ViewBladder 10 by your Medical Director. Dramatically reducing the need to take measurements!Customizable ReportsÂ -Â provides documentation of bladder scans and patientÂ information for your records. Records can be stored locally or in your network- based patient repository.Measurement ModeÂ - uses industry-standard ellipsoid volume formula to calculate bladder volume by touching the width, height, andÂ thickness of the bladder on the tablet's touch screen.Â Measurement prompts insure proper use. | viewbladder-10-tablet-bladder-scanner-7d8.jpg
SKU: GELogiqE9 | GE Healthcare Logiq E9 Ultrasound System | GE's newly introduced LOGIQ E9 Ultrasound Machine is one of the highest quality ultrasound systems on the market today. The LOGIQ E9 is a successor in a long line of quality GE products that is taking the reigns of the LOGIQ line of machines and taking the ultrasound industry by storm. It is a premium solution for an imaging center or hospital looking for a top-of-the-line quality machine that is loaded with innovative features. The GE LOGIQ E9 can be configured as a shared service machine capable of OB/GYN, Urology, Vascular, Small Parts, Cardiac, TEE, and 3D/4D scanning. The LOGIQ E9 comes with the option of TUI (tomographic ultrasound imaging), TVI, Auto IMT, and Realtime 4D imaging. In addition, the GE LOGIQ E9 can simultaneously view images taken from other modalities for comparison with the acquired ultrasound imaging data. We can custom tailor a GE LOGIQ E9 ultrasound machine to best fit your needs and budget. Our units are typically fully reconditioned and upgraded to the highest available software revision and are offered with a high quality LCD monitor and your choice of warranty plans. Please contact us today for more information or a quotation on a GE LOGIQ E9 ultrasound machine. | logiq-e9-ultrasound-system-fa5.jpg
SKU: METLME 740x | Mettler Electronics Sonicator 740x with Applicator | The 740x has all the features of the Sonicator 740 but comes standard with all three available applicators â€“ a 5cm2 dual frequency applicator, a 10cm2 / 1 MHz applicator and a 1 cm2 / 3MHz applicator. All three applicators can be stored on the unit itself to keep them available at all times. | sonicator-740x-with-applicator-c94.jpg
SKU: ROSCDQ7844 | Roscoe Medical ComboCare E-Stim and Ultrasound Combo Professional Device | Unique in nature, the SoundCare Plus professional ultrasound device comes complete with two sound heads that can be plugged in simultaneously for more targeted therapy. Simple to operate, the user can switch between wands with the single push of a button. | combocare-e-stim-and-ultrasound-combo-professional-device-ac6.jpg
SKU: KIPiU22 | Philips Healthcare iU22 Ultrasound Machine Refurbished | The Philips iU22 is a premium shared service ultrasound machine that offers the best image quality possible through xMatrix transducers that offer the best aspects of single-crystal and 4D transducers. The iU22 offers the top of the line image quality and features available for Radiology, OB/GYN, Cardiac, Vascular and even specialty imaging like MSK, Pediatric, and Elastography. The iU22 has been replaced by the Epiq 5, but still maintains top of the line image quality. For cardio vascular specific medical professionals the nearly identical iE33 would be a better fit. The iU22 was launched in 2004 and has a long history of improvements and revisions that have made it the gold standard for over a decade. | iu22-ultrasound-machine-refurbished-1c1.jpg
SKU: MDGN015001 | MedGyn Products Black & White Ultrasound System | Our black & white digital ultrasound is light-weight, mobile and easy-to use. Equipped with powerful and intuitive software, it is an ideal and cost-effective option for OB/GYN office use. | black-white-ultrasound-system-b81.jpg
SKU: CVN30592052 | Covidien Ultrasound Gel, (5 ltr box) 250mL dispenser | Kendall-LTP offers a complete line of ultrasound gels and supplies from Parker Labs. Formulations for diagnostic and therapeutic procedures. Provide a lubricating, acoustically correct interface between transducer and skin surface. Sterile gels are packaged in convenient, individually wrapped pouches. Aquasonic Clear gel has no dyes or perfumes for sensitive skin. Aquaflex aqueous, flexible, disposable pads are an easy-to-use alternative to gels. SCAN gel dual-viscosity formula is for procedures when a less viscous gel is desired. Polysonic lotion has a rich, moisturizing formula. Transeptic cleansing solution and Thermasonic gel warmer are also available. | ultrasound-gel-5-ltr-box-250ml-dispenser-73d.jpg
SKU: CVN30592086 | Covidien Ultrasound Gel 1 Gal 250mL Dispenser | Kendall-LTP offers a complete line of ultrasound gels and supplies from Parker Labs. Formulations for diagnostic and therapeutic procedures. Provide a lubricating, acoustically correct interface between transducer and skin surface. Sterile gels are packaged in convenient, individually wrapped pouches. Aquasonic Clear gel has no dyes or perfumes for sensitive skin. Aquaflex aqueous, flexible, disposable pads are an easy-to-use alternative to gels. SCAN gel dual-viscosity formula is for procedures when a less viscous gel is desired. Polysonic lotion has a rich, moisturizing formula. Transeptic cleansing solution and Thermasonic gel warmer are also available. | ultrasound-gel-1-gal-250ml-dispenser-23c.jpg
SKU: PRKL01-01 | Parker Laboratories Ultrasound Transmission Gel Sterile 20g Overwrapped Sterilized Foil Pouches | Recommended for diagnostic and therapeutic ultrasound applications when sterility is indicated. | ultrasound-transmission-gel-sterile-20g-overwrapped-sterilized-foil-pouches-5c8.jpg
SKU: PRKL04-02 | Parker Laboratories Aquaflex Ultrasound Gel Pad 2 cm x 9 cm | Aqueous, flexible, disposable ultrasound standoff for use in difficult to visualize and near field area, or when gels alone won't do. Disposability eliminates the risk of cross contamination in diagnostic and therapeutic ultrasound procedures. Requires no gel, except in prolonged procedures. Requires only gentle, even pressure. Disposable. Cushions sensitive areas. Hypoallergenic, bacteriostatic. | aquaflex-ultrasound-gel-pad-2-cm-x-9-cm-c33.jpg
SKU: DKLNTPA201W | Dukal Wavelength Ultrasound Gel Blue Bottle Flip Cap Linerless 250ml 8.5 oz | WavelengthÂ® Ultrasound Gel is an excellent conductive agent for use in therapeutic ultrasound, diagnosticimaging, and other external procedures that require a thick water soluble medium. | wavelength-ultrasound-gel-blue-bottle-flip-cap-linerless-250ml-85-oz-053.jpg
SKU: ROSCDQ9275 | Roscoe Medical SoundCare Plus Professional Ultrasound Device | Unique in nature, the SoundCare Plus professional ultrasound device comes complete with two sound heads that can be plugged in simultaneously for more targeted therapy. | soundcare-plus-professional-ultrasound-device-040.jpg
SKU: GEVSCAN | GE Healthcare V-Scan Pocket Hand-Held Ultrasound Dual Probe | Vscan is a handheld, pocket-sized visualization tool powered by ultrasound technology that enables you to visually inspect the inside of your patient's body during a physical exam. By providing real-time black and white anatomic and color-coded blood flow images at the touch of a button, Vscan may help you: | v-scan-pocket-hand-held-ultrasound-dual-probe-52a.jpg
SKU: MONETBVI3000 | Verathon Bladder Scanner Refurbished | The BladderScan BVI 3000 bladder volume instrument, with VMODEÂ® technology, is a portable 3D ultrasound device that quickly, accurately, and noninvasively measures urinary bladder volume and post-void residual (PVR) in adults.The BVI 3000 calculates bladder volume using patented VMODEÂ®Â technology. Volume measurements made with VMODE ultrasound are more accurate than those from conventional 2-dimensional ultrasound, as they are based on a more complex, 3-dimensional image of the bladder.VMODE ultrasound is easy to use and comfortable for the patient. When you press the scan button, within seconds, the VMODE technology measures ultrasonic reflections on multiple planes inside the body and produces a 3-dimensional image. Based on this image, the instrument calculates and displays the bladder volume, and displays multiple B-mode images. | bladder-scanner-refurbished-5f2.png
SKU: VSCAN1.1 | GE Healthcare V-Scan Pocket Hand-Held Ultrasound Refurbished | Vscan is a handheld, pocket-sized visualization tool powered by ultrasound technology that enables you to visually inspect the inside of your patient's body during a physical exam. By providing real-time black and white anatomic and color-coded blood flow images at the touch of a button, Vscan may help you: | v-scan-pocket-hand-held-ultrasound-refurbished-549.jpg
SKU: HRP213ST | HR Pharmaceuticals Ultrasound Jelly SafeWrap Sterile | Ultrasound Jelly SafeWrap, Sterile, OneShotâ„¢ 1.25 oz, 48/bx | ultrasound-jelly-safewrap-sterile-ebe.jpg
SKU: HRP212ST | HR Pharmaceuticals Ultra sound Jelly SafeWrap 20g OneShotâ„¢ Sterile 48ea/bx 4bx/cs | Ultra sound Jelly, SafeWrap, 20g, OneShotâ„¢ Sterile, 48ea/bx 4bx/cs | ultra-sound-jelly-safewrap-20g-oneshottrade-sterile-48ea-bx-4bx-cs-752.jpg
SKU: HRP214 | HR Pharmaceuticals Ultra sound Jelly 2oz Tube 24ea/bx 8bx/cs | Ultra sound Jelly, 2oz Tube, 24ea/bx 8bx/cs | ultra-sound-jelly-2oz-tube-24ea-bx-8bx-cs-645.jpg
SKU: HRP212 | HR Pharmaceuticals Ultra sound Jelly Sterile 20g OneShotâ„¢ 100/bx 8bx/cs | Ultra sound Jelly, Sterile, 20g, OneShotâ„¢ 100/bx 8bx/cs | ultra-sound-jelly-sterile-20g-oneshottrade-100-bx-8bx-cs-795.jpg
SKU: ROSCDQ9277USC | Roscoe Medical ComboCare Cradle Replacement | Replacement Cradle, comes with one cradle, one replacement screw and one replacement guideline | combocare-cradle-replacement-9c5.jpg
SKU: CVN4060G | Covidien Ultrasound Gel 250mL Bottle - Each | High viscosity gel maintains coupling efficiency. Preservatives added to prevent microbial contamination. Salt-free, formaldehyde-free and latex-free formula. Odorless, water soluble and non-irritating formula. Easy twist bottle cap prevents dry-out and minimizes cross-contamination. Quality and performance from a name you can trust. | ultrasound-gel-250ml-bottle-each-019.jpg
SKU: ULPPMT2000 | Ultima Products Premium Portable Ultra Sound | The Portable Ultrasound PM2000 Unit is a lightweight, handheld unit that helps to provide deep ultrasound therapy. The ultrasound therapy sound waves are generated through the piezoelectric crystal soundhead. These sound waves cause vibrations of soft tissue cells, which help to increase vasodilation. The PM2000 Ultrasound Unit can help to relieve pain, reduce inflammation and muscle spasms and increase range of motion to help speed up the healing process. The Portable PM2000 Ultrasound Unit comes with a carrying case and AC adapter for use at home or at work. | premium-portable-ultra-sound--aea.jpg
SKU: CAH4060- | Cardinal Health Ultrasound Gel 250mL Bottle | High viscosity gel maintains coupling efficiency. Preservatives added to prevent microbial contamination. Salt-free, formaldehyde-free and latex-free formula. Odorless, water soluble and non-irritating formula. Easy twist bottle cap prevents dry-out and minimizes cross-contamination. Quality and performance from a name you can trust. | ultrasound-gel-250ml-bottle-8c8.jpg
SKU: GFGF-45 | Grafco Lead Wires T.E.N.S. | Lead Wires T.E.N.S. Accessories | lead-wires-tens--104.jpg
SKU: ZOLL8000-0815-01 | Zoll Medical USB Irda Adapter | Zoll Medical produces a full line of high-quality defibrillation products to ensure fast, effective treatment of sudden cardiac arrest (SCA) for higher survival rates. Their USB IrDA Adapter Cable allows for configuration of Zoll defibrillators with various connection types. It also simplifies event data review and downloading for easy record keeping and facility-wide standardization. The USB to IrDA adapter cable allows for easy configuration of Zoll defibrillators with various connection types and simplifies event data review and downloading. | usb-irda-adapter-e9e.jpg
SKU: GE2009828-046 | GE Healthcare Premium Thermal Paper 2" x 100 ft | Exclusive chemical composition resists trace fading for 5-7 years following recommended storage procedures. | premium-thermal-paper-2-x-100-ft-ea6.jpg
SKU: NSFCB721022/1 | Nasiff Associates Resting Lead Wires | Nassif's Associates line of Resting Leadwires is a 10 lead resting ECG patient cable with locking replaceable leads (adaptors included). | resting-lead-wires-ce4.gif
SKU: KLL696SS | Covidien Superior Silver with Skin Friendly Blue Gel Electrodes 2" x 2" Square | Uni-Patchâ„¢ stimulating electrodes with proprietary skin friendly conductive blue gel have proven to be your choice for patients with sensitive skin. | superior-silver-with-skin-friendly-blue-gel-electrodes-2-x-2-square--517.jpg
SKU: WA400293 | Welch Allyn Digital ECG Patient Cable, 10 Replaceable Leads | The Welch Allyn Digital ECG Patient Cable with 10 Replaceable Leads features accurate measurements and an ptional MEANS ECG interpretation software for a second opinion. With a lead quality graphic saves valuable time by highlighting poor connections, the full alphanumeric keyboard and LCD screen for easy patient data entry. | digital-ecg-patient-cable-10-replaceable-leads-f93.jpg
SKU: GE900178-101 | GE Healthcare CAM 14/ AM4/ AM5 Electrode Connector Set Banana IEC | CAM 14/AM4/AM5 Electrode Connector Set, Banana, IEC. | cam-14-am4-am5-electrode-connector-set-banana-iec-049.jpg
SKU: LDLGRT-41 | Leonhard Lang Diagnostic ECG Electrodes Ultra Tack Adhesive Oversize | Designed for resting 12 lead diagnostic ECG's. | diagnostic-ecg-electrodes-ultra-tack-adhesive-oversize--856.jpg
SKU: SCHAT2I | Schiller AT2i Interpretive EKG Machine | The Schiller AT-2 is aThe Schiller AT-2 provides A4 reports within seconds - at the touch of a button.Â This ECG EKG features a powerful, built-in rechargeable battery which can generate over 400 reports. | at2i-interpretive-ekg-machine-44c.jpg
SKU: NSFCC-ECG1 | Nasiff Associates CardioResting ECG System | CardioResting ECG is the first complete and full featured 12 lead PC cardiology system. Our ECG is durable, reliable and easy to learn. Performs and manages tests while saving money and working with your existing equipment. Our system is EMR compatible with an unlimited database. The most complete, advanced and cost effective PC ECG Systems with the Cardio Universal EMR Interface. Nasiff is the leader in medical devices and medical equipment including ECG machines/EKG machines/PC Based ECG/PC ECG/PC EKG/PC Electrocardiographs, PC Based Stress ECG, Holter ECG, PC Vitals, Vital Signs, Patient Databases and Electronic Medical Records. Nasiff has the Cardio Universal EMR Interface that connects to ALL EMRs. CardioCard is easy to use (no IT degree needed) and transfers data to ALL EMRs. This gives you the ability to change EMRs without interruption or connection fees. All Nasiff CardioCard systems meet and exceed the Meaningful UseÂ requirements. All CardioCard products are connected: ECG, Holter, Stress, NIBP and Temperature. | cardioresting-ecg-system-c45.jpg
SKU: NSFCC-STRESS | Nasiff Associates CardioStress ECG PC Based Stress Testing System | Nasiff CardioStress PC-Based is affordable Portable and convenient Simple Stress ECG System with simultaneous interpretative 12- lead acquisition. This system turns any PC into a All in One Cardiology system with Built-in Networking. EMR. Connectivity. Unlimited Database. | cardiostress-ecg-pc-based-stress-testing-system-cdb.jpg
SKU: NSFCC-HOLTER | Nasiff Associates CardioHolter Monitoring System | CardioHolter monitoring system is a compact, comprehensive and feature-rich monitoring system. Our 5-7 lead Holter is fully interpretive with pacemaker detection. The 3 channel display screen with event button provides reliable and accurate reporting. Our system is EMR compatible with an unlimited database. (recorders can be worn for 24-72 hours) | cardioholter-monitoring-system-19f.jpg
SKU: NSFHR-VX3P | Nasiff Associates Additional Recorder for the CardioHolter System | CardioHolter is a compact, comprehensive and feature-rich monitoring system. Our 5-7 lead Holter is fully interpretive with pacemaker detection. The 3 channel display screen with event button provides reliable and accurate reporting. Our system is EMR compatible with an unlimited database. (recorders can be worn for 24-72 hours)The additional recorder acts as a replacement part for the initial recorder and offers peace of mind to the CardioHolter System consumer. | additional-recorder-for-the-cardioholter-system-11d.jpg
SKU: NSFCC-MINISUITE | Nasiff Associates CardioMiniSuite System with Optional Bluetooth | Nassif Associates' CardioMiniSuite System with Optional Bluetooth preforms top of the line resting ECG's. | cardiominisuite-system-with-optional-bluetooth-982.jpg
SKU: NSFCC-SUITE | Nasiff Associates CardioCard PC Based Suite ECG System | CardioSuite is theCardioCard PC Based Suite ECG System. The patient records and test results from all ECG components are seamlessly stored and managed by a single database which is unlimited and offers EMR and networking compatibilities. | cardiocard-pc-based-suite-ecg-system-6e9.jpg
SKU: GEMAC1200-AAX-FAX-XXX | GE Healthcare Mac 1200 Interpretive EKG Machine | MAC 1200 CardioSmart EKG, 12 lead EKG with a full sized 8.5 x 11 inch paper format and alphanumeric keyboard. Program upgradeability ensures non-obsolescence, protecting your investment. Preview screen for EKG viewing.MAC 1200 EKG Features Include:Available configurations: Basic (non-interpretive), Plus (w/interpretation), Deluxe (w/interpretation & modem)LCD text display and 12SL measurementsAC line or battery operation from NiCad batteryCopy functionModular software and hardware package allows flexibility in system configuration. | mac-1200-interpretive-ekg-machine-b1c.jpeg
SKU: MRTLXCA4250X01 | Mortara Instrument Clear Plastic Holster for the Burdick 4250 | Clear Plastic Holster for use with the Burdick 4250. | clear-plastic-holster-for-the-burdick-4250-18d.jpg
SKU: NEMABI-400CL | Newman Medical Automated System for Basic ABI and TBI Studies | Uses the power of computers to produce the reimbursement reports you need quickly, easily and accurately. The easy to use PC-based systems' minimal learning curve makes it easy to begin performing exams. Automatic index calculations make the system make exams as easy as taking blood pressures. Print to any standard office printer or save and load directly to EMR. The diagnosis is made using the gold standard Doppler and simple pulse volume recording (PVR) waveforms. Full 2-year product warranty. | automated-system-for-basic-abi-and-tbi-studies--ad8.jpg
SKU: NEMABI-600CL | Newman Medical Automated System for ABI, TBI, Segmental and Stress Studies | Uses the power of computers to produce the reimbursement reports you need quickly, easily and accurately. The easy to use PC-based systems' minimal learning curve makes it easy to begin performing exams. Automatic index calculations make the system make exams as easy as taking blood pressures. Print to any standard office printer or save and load directly to EMR. The diagnosis is made using the gold standard Doppler and simple pulse volume recording (PVR) waveforms. Full 2-year product warranty.PC-based ABI system with automated cuff selection, inflation, deflation. Software for single level ABI and TBI studies (93922), ABI with Exercise (93923), and ABI Treadmill stress test (93924), and for multilevel segmental studies (93923). Includes built-in Doppler, PVR, 8MHz and audio PPG vascular probes, 9 cuffs, remote control. | automated-system-for-abi-tbi-segmental-and-stress-studies--aef.png
SKU: WACP50-1EN1 | Welch Allyn Compact Resting Electrocardiograph Non-Interpretive ECG | Get the power of a fully-featured ECG in a compact, affordable, easy-to-use package with the new CP 50 ECG. With simple, one-button operation, the CP 50 makes performing ECG tests easy for trained caregivers of all skill levels. And with advanced features like a full-color, touch-screen display, high-resolution thermal printer, and a full range of EMR/EHR connectivity options, the CP 50 gives you the options your practice needs at a price that fits your budget. | compact-resting-electrocardiograph-non-interpretive-ecg-ab4.jpg
SKU: CVNES82650G | Covidien ECG Electrode Monitoring Foam SF450 Ziplock Pack | Kendallâ„¢ SF450 Foam Electrodes, Conductive Adhesive Hydrogel. Kendallâ„¢ SF450 series electrodes are intended for use in general adult monitoring applications. The foam substrate repels fluids and conforms to body contours. The Kendallâ„¢ SF450 series electrodes have a skin abrader conveniently located on the backside of the liner and the bulk packages of 50 include a ziplock feature to keep product from falling out during storage. | ecg-electrode-monitoring-foam-sf450-ziplock-pack-dc1.jpg
SKU: TCMD6023G | Tech-Med Tech Med Tens Unit Electrodes 2" Disposable Tens Electrodes 2" | Dual Channel (2 leads) with 3 operating modes (constant, burst & modulating) and easy to use controls. | tech-med-tens-unit-electrodes-2-disposable-tens-electrodes-2--04f.jpg
SKU: GEMAC5500R | GE Healthcare MAC 5500 EKG With Stand Refurbished | Designed for high volume ECG environments, MAC 5500 offers a complete suite of advanced ECG Analysis programs. Combined with MobileLinkâ„¢ wireless ECG workflow solutions, MAC 5500 helps you capture, analyze and communicate ECG data with greater speed and confidence. | mac-5500-ekg-with-stand-refurbished-316.jpg
SKU: GEMAC5000R | GE Healthcare GE Mac 5000 12 Lead ECG With Interpretation Stand Refurbished | The GE MACÂ® 5000 Resting ECG System delivers advanced capabilities that only the industry's most extensive collection of proven algorithms can offer. And it's part of GE's complete suite of networked, noninvasive testing solutions designed to maximize throughput and staff productivity.The MAC 5000 provides the sophistication required for advanced ECG applications, while its ease of use extends this degree of performance to the broadest range of users possible.With the inherent performance of the MAC 5000 system, you've got the ultimate resting ECG system. | ge-mac-5000-12-lead-ecg-with-interpretation-stand-refurbished--2c2.jpg
SKU: GEMAC1200 | GE Healthcare Mac 1200 Interpretive EKG Machine Refurbished | The GE MAC 1200 Resting EKG machine is a complete solution for private practices and small hospitals. This unit is GE's evolution of the previous Marquette brand. The MAC 1200 is a compact 12-lead electrocardiograph designed for acquisition with or without analysis. The system can be configured as a standard electrocardiograph ( ECG / EKG ) without analysis for facilities with minimal requirements. The system can also be configured to incorporate the 12SL ( ECG / EKG ) analysis program. Adding the 12SL program creates an electrocardiograph with the industry leading interpretation program and measurements. | mac-1200-interpretive-ekg-machine-refurbished-345.jpeg
SKU: AXELCOM200 | Axelgaard PALS Electrode Combo Pack | Stainless steel knit fabric conductive media with clear film top material. | pals-electrode-combo-pack-65e.png
SKU: SCH9A.102000 | Schiller Cardiovit CS-200 Touch Stress Test System | The CS-200 Touch is a multifunctional and PC based exercise system for 12/16-channel with fully integrated Resting ECG. Due to its well accepted, easy operation in all modes it is ideal for the office and for clinical applications. Integrated database connectivity to the office computer and clinical information systems allows electronic data retrieval and a paperless environment. With TMX-428, 110V Treadmill, Height Adjustable Cart, and All-In-One PC Platform, Printer Shelf, and ECG Cable Arm Holder. Includes 2.000168 Set of standard accessories CS-200 Touch Package. Win 7 Pro Embedded. Printer Sold Separtely. SOFTWARE Included: | cardiovit-cs-200-touch-stress-test-system-d8e.jpg
SKU: GEMAC2000 | GE Healthcare MAC 2000 Resting ECG System | The MAC 2000 Resting ECG System with the Marquette* 12SL* analysis program can help to avoid variations in care delivery by standardizing ECG information from the physician office through the hospital.The system provides proven diagnostic support enabling clinicians to make fast, accurate diagnoses. Its flexible connectivity solutions offer clinicians the data they need to help improve patient outcomes and streamline workflow throughout the continuum of cardiac care.Busy clinical practices need streamlined data connectivityBusy clinical practices need streamlined data connectivity, without the time-consuming complexity. Thatâ€™s why the MAC 2000 is designed to connect with your existing clinical systems, keeping you in touch with your data, your patients, and your practice.PDF and XML export capabilitiesInternal storage for up to 200 ECGsConnectivity with the CS programâ€”or send reports to a shared directory on a PCConnectivity with LAN, Wi-Fi, serial port, modem, or SD cardThe MAC 2000 can also connect you to the hospital environment. Itâ€™s your link to productivity, however you need to connect.Supports paperless workflow with options for bidirectional communication, including ordersConnectivity with the MUSE* cardiology information system for ECG serial comparisonEMR connectivity with PDF or XML reports sent to a shared directoryCommunication options include LAN, Wi-Fi, serial port, modem, or SD card | mac-2000-resting-ecg-system-a59.jpg
SKU: NSFADNIK20W | Nasiff Associates Adapter Clips for the Resting Lead Wires | Nassif's Associates line of clip adapter are designed for the 10 lead resting ECG patient cable with locking replaceable leads. | adapter-clips-for-the-resting-lead-wires-320.jpg
SKU: NSFCC-ECG1BT | Nasiff Associates CardioResting Bluetooth ECG System | CardioResting ECG is the first complete and full featured 12 lead PC cardiology system. Our ECG is durable, reliable and easy to learn. Performs and manages tests while saving money and working with your existing equipment. Our system is EMR compatible with an unlimited database. The most complete, advanced and cost effective PC ECG Systems with the Cardio Universal EMR Interface. Nasiff is the leader in medical devices and medical equipment including ECG machines/EKG machines/PC Based ECG/PC ECG/PC EKG/PC Electrocardiographs, PC Based Stress ECG, Holter ECG, PC Vitals, Vital Signs, Patient Databases and Electronic Medical Records. Nasiff has the Cardio Universal EMR Interface that connects to ALL EMRs. CardioCard is easy to use (no IT degree needed) and transfers data to ALL EMRs. This gives you the ability to change EMRs without interruption or connection fees. All Nasiff CardioCard systems meet and exceed the Meaningful UseÂ requirements. All CardioCard products are connected: ECG, Holter, Stress, NIBP and Temperature. | cardioresting-bluetooth-ecg-system-d3c.jpg
SKU: NASFCC-ECG1BTM | Nasiff Associates CardioResting Bluetooth ECG Mobile System | CardioResting ECG is the first complete and full featured 12 lead PC cardiology system. Our ECG is durable, reliable and easy to learn. Performs and manages tests while saving money and working with your existing equipment. Our system is EMR compatible with an unlimited database. The most complete, advanced and cost effective PC ECG Systems with the Cardio Universal EMR Interface. Nasiff is the leader in medical devices and medical equipment including ECG machines/EKG machines/PC Based ECG/PC ECG/PC EKG/PC Electrocardiographs, PC Based Stress ECG, Holter ECG, PC Vitals, Vital Signs, Patient Databases and Electronic Medical Records. Nasiff has the Cardio Universal EMR Interface that connects to ALL EMRs. CardioCard is easy to use (no IT degree needed) and transfers data to ALL EMRs. This gives you the ability to change EMRs without interruption or connection fees. All Nasiff CardioCard systems meet and exceed the Meaningful UseÂ requirements. All CardioCard products are connected: ECG, Holter, Stress, NIBP and Temperature. | cardioresting-bluetooth-ecg-mobile-system-8ce.jpg
SKU: NSFCC-STRESSBT | Nasiff Associates CardioStress ECG PC Based Stress Testing System with Bluetooth | Nasiff CardioStress PC-Based is affordable portable and convenient Simple Stress ECG System with simultaneous interpretative 12- lead acquisition. This system turns any PC into a All in One Cardiology system with Built-in Networking. Bluetooth connectivity. Unlimited Database. | cardiostress-ecg-pc-based-stress-testing-system-with-bluetooth-f38.jpg
SKU: NSFCC-STRESST | Nasiff Associates CardioStress ECG PC Based Stress Testing Package | Nasiff CardioStress PC-Based is affordable portable and convenient Simple Stress ECG System with simultaneous interpretative 12- lead acquisition. This system turns any PC into a All in One Cardiology system with Built-in Networking. Bluetooth connectivity. Unlimited Database. | cardiostress-ecg-pc-based-stress-testing-package-a69.jpg
SKU: NSFCC-SUITEII | Nasiff Associates CardioCard PC Based Suite ECG System II | Preforms resting ECG, stress testing and holter one, ECG box for CardioResting and CardioStress Testing and one cardio holter monitoring.CardioSuite is theCardioCard PC Based Suite ECG System. The patient records and test results from all ECG components are seamlessly stored and managed by a single database which is unlimited and offers EMR and networking compatibilities. | cardiocard-pc-based-suite-ecg-system-ii-3f4.jpg
SKU: NSFCC-NIBPECG-R | Nasiff Associates CardioECG BP System | CardioVitals provides state-of-the art care â€“ we care about you and your patients. CardioVitals measures blood pressure pulse rate, temperature, SpO2 and records them effortlessly and accurately. Our system is easy to use, accurate and affordable with an unlimited database and EMR and networking compatibilities. | cardioecg-bp-system-d66.jpg
SKU: NSFCC-SOFTWARE | Nasiff Associates CardioCard Software Upgrade | Nasif Associates presents a new software update option for the CardioCard ECG. | cardiocard-software-upgrade-024.jpg
SKU: CVN31091427 | Covidien Kendall Medical Recording Chart Paper, 4-3/16" x 73' | Kendall Multi Channel Chart Paper is a special thermal coated paper used to diagnose potential irregular cardiac activity and shows multiple views or traces of the heart. | kendall-medical-recording-chart-paper-4-3-16-x-73-063.jpg
SKU: CVN31002176 | Covidien Recording Chart Paper | Kendall-LTP manufactures one of the largest offerings of recording chart papers in the industry. With more than 40 years of manufacturing experience, our customers can expect consistent trace quality as well as a product that is designed to meet or exceed the instrument specifications. | recording-chart-paper--294.jpg
SKU: GRCL7G31002176 | Graphic Controls Marquette 9402-020 8.44" x 275 ft Red Grid | Marquette 9402-020 8.44" x 275 ft Red Grid. | marquette-9402-020-844-x-275-ft-red-grid-391.jpg
SKU: GRCL7G32017003 | Graphic Controls Nihon Kohden PA9100Z 210mm x 65 ft Chart Paper | Chart Size: 210.0MM X 65'Time Rotation:Number of Ranges: 0Ranges: (NO) - (RANGE), Uniform SpacingType: ECG MULTI CHNL FF | nihon-kohden-pa9100z-210mm-x-65-ft-chart-paper-1b2.gif
SKU: GRCL7G32018260 | Graphic Controls Welch Allyn 94018-0000 8 1/4" x 183 ft | Chart paper, Red Grid. | welch-allyn-94018-0000-8-1-4-x-183-ft-5a4.jpg
SKU: LDLG13085 | Leonhard Lang Chart Paper Compatible with: Schiller and Welch Allyn 210mm x 140mm x 160mm | Leonhard Lang 13085 Chart Paper. | chart-paper-compatible-with-schiller-and-welch-allyn-210mm-x-140mm-x-160mm-874.jpeg
SKU: 3M2236 | 3M Health Care Red Dot Trace Prep, 18.1mm x 5m | Removing non-conductive skin layer prior to placing electrode. | red-dot-trace-prep-181mm-x-5m-962.jpg
SKU: MRTLV53-1G | Mortara Instrument Burdick Vision Holter Software, Card Reader, English Language | High-quality ECG analysis for the physician and cardiology office environment. 99.95% accuracy. HER connectivity via HeartCentrix. Highlighted abnormalities presented in full disclosure. Patient-friendly, pocket-sized digital recorder. Rapid return on your investment - with an average two tests per week, system can be paid for within six months. Vision Premier offers advanced analysis, including expanded viewing choices, comprehensive list of diagnostic codes, and automatic categorization into unique morphology forms. | burdick-vision-holter-software-card-reader-english-language--eee.jpg
SKU: QRSD700005-00 | QRS Diagnostic Q200/HE | The Q200/HE digital recorder can be used as either a Holter monitor or looping Event recorder and is designed to facilitate ambulatory cardiac monitoring. Monitoring patients with the Q200/HE assists in diagnosing, treating and observing those complaining of palpitations, syncope, chest pains, shortness of breath or those who need to be monitored to judge their current cardiac functions or reactions to treatment.Data obtained with the Q200/HE digital recorder is analyzed by the Holter LX Analysis Software. LX Analysis allows for full review of all the ECG data recorded during the Holter test, including all normal, ventricular, supraventricular, paced beats and more.Language options include: English, French, German, Italian, Spanish, Polish, Portuguese and Turkish. | q200-he-dd1.jpg
SKU: QRSD702012-00 | QRS Diagnostic 2 Lead Patient Cable | 2-Lead Patient Cables For Use With Holter/Event recorder. | 2-lead-patient-cable-a41.jpg
SKU: MRTL036869-001 | Mortara Instrument Chart Paper For Q Stress Z Fold Full Grid 8 | Mortara Burdick Quinton Q-Stress Cardiac Stress System Accessories. | chart-paper-for-q-stress-z-fold-full-grid-8-9b6.jpg
SKU: MRTLBUR230-A | Mortara Instrument ELI 230 ECG with AM12 USB 20 Patient Storage | The ELI 230 electrocardiograph provides complete functionality in a portable, compact device. Easy to use and feature rich, the ELI 230 offers a valuable solution with capabilities such as signal quality, accurate and reliable ECG interpretation, and full-size printouts. | eli-230-ecg-with-am12-usb-20-patient-storage-0d5.jpg
SKU: MRTLBUR230-B | Mortara Instrument ELI ECG Machine WAM Wireless Acquisiton Module | The ELIâ„¢ 230 electrocardiograph provides complete functionality in a portable, compact device. Easy to use and feature rich, the ELI 230 offers a valuable solution with capabilities such as signal quality, accurate and reliable ECG interpretation, and full-size printouts. | eli-ecg-machine-wam-wireless-acquisiton-module-41e.jpg
SKU: MRTLQ40-1AFHLM01 | Mortara Instrument Exercise Stress System Basic Q Exchange Networking | Exercise Stress System Basic Q Exchange Networking, Basic Software Options Kit (including full disclosure & freeze frame), Thermal Printer & TM55 Treadmill, English Language, 120V. Superior ECG trace quality provides the highest level of diagnostic tools available to the clinical user today. EMR connectivity via HeartCentrix | exercise-stress-system-basic-q-exchange-networking-263.jpg
SKU: QRSD5000-1917 | QRS Diagnostic Accessories Sure Lock Snap And Tab Electrode Adapter | Turns an off-the-shelf computer into a full-functioning ECG. | accessories-sure-lock-snap-and-tab-electrode-adapter-8ca.jpg
SKU: QRSDZ-5000-1920 | QRS Diagnostic Accessories Resting EKG Tab Electrode | Turns an off-the-shelf computer into a full-functioning ECG. | accessories-resting-ekg-tab-electrode--9d6.jpg
SKU: QRSDZ-7000-0301 | QRS Diagnostic Universal ECG 12-Channel Resting ECG Machine | Turn any computer, laptop, or tablet into a reliable, fully functioning ECG with the universal ECG. Simply plug it into the USB port of any off-the-shelf device for a computer ECG that can attain, store, and analyze up to 12 channels of data. This ECG cable uses the Louvain program for analysis, ensuring diagnostic accuracy and efficiency. Each ECG comes with electrodes, electrode adapters, lead placement guides, and Office Medic software.4MD Medical is dedicated to helping you find quality, brand name medical products at a price that fits your budget. We offer free shipping on all qualifying orders over $250 and discounted prices on brands you trust, ensuring great savings and improved care. If you have any questions, fill out our contact form or give us a call at (877) 463-5818. Take a look through our inventory and save today when you shop 4MD Medical today. | universal-ecg-12-channel-resting-ecg-machine-ce3.jpg
SKU: WA105660 | Welch Allyn Spirometry Upgrade For CP 150 | The CP 150 Electrocardiograph (ECG) offers 7" touch-screen display and keyboard for improved accuracy and is user-friendly with step-by-step instructions. | spirometry-upgrade-for-cp-150-be6.jpg
SKU: WA410370 | Welch Allyn Spirometry Pressure Tube, Handle, CPWS-5, CP 150 | The CP 150 Electrocardiograph (ECG) offers 7" touch-screen display and keyboard for improved accuracy and is user-friendly with step-by-step instructions. | spirometry-pressure-tube-handle-cpws-5-cp-150-9f0.jpg
SKU: LDLGCT-601 | Leonhard Lang Monitoring ECG Electrode 50mm Aqua Tac Gel Clear Tape | Offers total versatility at affordable prices. The C-LINE technology ensures that every electrode will be fresh providing exceptional consistency in quality of recordings at very affordable prices. | monitoring-ecg-electrode-50mm-aqua-tac-gel-clear-tape--8c0.jpg
SKU: LDLG58100 | Leonhard Lang EasiClip Universal Alligator Clip | Designed for resting 12 lead diagnostic ECG's. Easitabs are disposable eliminating the spread of cross infection associated with older style suction cups. The C-LINE technology ensures that every electrode will be fresh providing exceptional consistency in quality of recordings at very affordable prices. | easiclip-universal-alligator-clip-dc1.jpg
SKU: CNMD410-2000 | Conmed SureFit Dual Dispersive Electrode Adult Sincle Use 10 ft 3.05m Cable | SureFit Dual Dispersive Electrode | surefit-dual-dispersive-electrode-adult-sincle-use-10-ft-305m-cable-844.jpg
SKU: CVN22450 | Covidien Kendall 450 Foam Electrodes Conductive Adhesive Hydrogel | Kendall 450 series electrodes are high performance adult electrodes ideal for hospital-wide use. The thin foam substrate incorporates an aggressive adhesive, is fluid-resistant, flexible and conforms easily to patient skin. The patented conductive adhesive hydrogel provides additional adhesion, leaves no messy residue to clean up and stays fresh up to 45 days out of the package. The Kendall 450 series electrodes have a lift tab located on one edge to facilitate easy removal from the release liner as well as the patient. The radiolucent version of this product is the Kendallâ„¢ 850 series electrode. | kendall-450-foam-electrodes-conductive-adhesive-hydrogel-550.jpg
SKU: MRTL9300-032-50 | Mortara Instrument Wet Gel Foam Electrode Snap | Mortara Burdick Accessories For Eli Ecgs | wet-gel-foam-electrode-snap--62a.jpg
SKU: MRTL9325-003-50 | Mortara Instrument Blue Adapter Universal Clip | Cardiac Science offers a full line of ECG monitoring equipment and accessories of the finest quality. Their Clear Choice universal adapter clip works with every type of electrocardiograph, serving as a connection aid for ECG lead wires. | blue-adapter-universal-clip-bf4.png
SKU: ADC395 | ADC EKG Caliper | Designed to measure EKG waveforms. | ekg-caliper-bb5.jpg
SKU: GF6840 | Graham Field ECG Caliper 3 7/8" Length | Chrome-plated caliper measures ECG wave sections with radius up to 7". | ecg-caliper-3-7-8-length-192.jpg
SKU: WA401129 | Welch Allyn 10-Lead Replaceable Lead Set for CP 100/CP 200 | 10-Lead Replaceable Lead Set for CP 100/CP 200 (banana, AHA, for use with 400293, 4 limb leads and precordial). | 10-lead-replaceable-lead-set-for-cp-100-cp-200--073.jpg
SKU: WA45008-0000 | Welch Allyn Resting Tab Electrodes | For use on AT10 EKG Machine and SP10 Spirometer | resting-tab-electrodes-dc0.jpg
SKU: WA703415 | Welch Allyn Pressure Tubing CPWS CP200 2m | Pressure Tubing, CPWS, CP 200, 2M Spirometry. | pressure-tubing-cpws-cp200-2m-328.jpg
SKU: 3M2346N | 3M Health Care Defib Pad, 4 1/2" x 6" | Ready-to-use, conductive gel pads for use in defibrillation. Self-contained to eliminate inadvertent gel bridging which can cause skin trauma to patient or operator. Bright orange solid gel pads are easy to see, require no cleanup, and leave no slippery residue that can interfere with CPR. | defib-pad-4-1-2-x-6-6fd.jpg
SKU: 3M2256-50 | 3M Health Care Red Dot Wet Gel Monitoring Electrode with Foam Backing, 2" | 2 inch dia. (5,1cm dia). Wet Gel Monitoring Electrode with foam backing, with abrader. Wet gel provides rapid and intimate skin contact allowing high quality trace pickup. The gel's low chloride content minimizes skin irritation for increased patient comfort.3M SureSeal Cap Seal prevents premature product dryout to help ensure product freshness for 30 days out of the bag. Use of built-in abrader disc improves trace quality for better results. Foam backing is comfortable for patients, and is easy to handle and use. Micropore backing is breathable, flexible and gentle to the skin for better patient comfort, and is easy to handle and use. | red-dot-wet-gel-monitoring-electrode-with-foam-backing-2-758.jpg
SKU: CVN40000013 | Covidien ECG Electrode Foam RT635 | Kendall 600 series electrodes are a cost effective general adult monitoring electrode. The foam substrate repels fluids and conforms to body contours. The Kendall 600 series electrodes have a smaller footprint for convenient lead placement and a teardrop shape for easy removal from the liner and patient. The patented conductive adhesive hydrogel is designed to stay fresh up to 45 days out of the package. | ecg-electrode-foam-rt635-535.jpg
SKU: 3M2249-50 | 3M Health Care Red Dot Monitoring Electrodes with Micropore Tape Backing, Adult, 2.4" | A round-style monitoring electrode with 3M Micropore Surgical Tape backing. Patented solid gel penetrates the skin quickly allowing high quality. Low chloride content minimizes skin irritation. Radiolucent to minimize the need to replace or remove electrodes in most radiological imaging applications. | red-dot-monitoring-electrodes-with-micropore-tape-backing-adult-24-2b2.jpg
SKU: BDICME403 | Bio-Detek Adult Multipurpose Silver ECG Monitoring Electrodes, 2" Round Foam- Wet Gel | Adult Multipurpose Electrodes Are Designed For Use On All Adult Cardiac Monitoring And Diagnostic Procedures. | adult-multipurpose-silver-ecg-monitoring-electrodes-2-round-foam-wet-gel-79a.jpg
SKU: 3M2352 | 3M Health Care Red Dot Resting EKG Electrode Adult 1.75" x 0.8" | The unique needs of resting ECG monitoring are met with the 3M family of electrodes designed for this critical diagnostic application. | red-dot-resting-ekg-electrode-adult-175-x-08-44b.jpg
SKU: 3M2237 | 3M Health Care Red Dot Foam Monitoring Electrode, No Abrader, 1.75 inch diameter | 1.75 inch dia.(4,4cm dia.) Foam Monitoring Electrode. Foam backing is comfortable for patients, occlusive to fluids, and easy to handle for quick application. Patented solid gel conforms to the skin quickly allowing high quality, uninterrupted traces. The gel's low chloride content minimizes skin irritation for increased patient comfort3M SureSeal Cap Seal prevents premature product dryout to help ensure product freshness for 30 days out of the bag. Use of built-in abrader disc (2259) improves trace quality for better results | red-dot-foam-monitoring-electrode-no-abrader-175-inch-diameter-9dd.jpg
SKU: 3M2237-3 | 3M Health Care Red Dot Foam Monitoring Electrode, 1.75" | Red Dot Foam Monitoring Electrode 1.75" diamiter. (4.4cm dia.) | red-dot-foam-monitoring-electrode-175-56d.jpg
SKU: 3M2259-50 | 3M Health Care Red Dot Foam Monitoring Electrode with Abrader, 2 inch dia. | 2 inch dia.(5,1cm dia.) Foam Monitoring Electrode, with abrader (50 Each/Bag; 20 Bag/Case) | red-dot-foam-monitoring-electrode-with-abrader-2-inch-dia-411.jpg
SKU: 3M2238-5 | 3M Health Care Red Dot Soft Cloth Monitoring Electrode, No Abrader, 6cm Diameter | 2.4 inch dia. (6cm dia.) Soft Cloth Monitoring Electrode. Soft cloth backing is breathable, flexible and conformable, yet is gentle to the skin for increased patient comfort Patented solid gel conforms to the skin quickly allowing high quality, uninterrupted traces. The gel's low chloride content minimizes skin irritation for increased patient comfort. 3M SureSeal Cap Seal prevents premature. product dryout to help ensure product freshness for 30 days out of the bag. Use of built-in abrader disc (catalog 2255 only) improves trace quality for better results | red-dot-soft-cloth-monitoring-electrode-no-abrader-6cm-diameter-ad4.jpg
SKU: 3M2255-50 | 3M Health Care Red Dot Soft Cloth Monitoring Electrode with Abrader, 6cm Diameter | 2.4 inch dia. (6cm dia.) Soft Cloth Monitoring Electrode, with abrader, Material: Soft Cloth | red-dot-soft-cloth-monitoring-electrode-with-abrader-6cm-diameter-327.jpg
SKU: CVNET88110 | Covidien Kendall CA210 Diagnostic Tab Electrodes | A variety of electrode designs are offered to accommodate any resting ECG application. All products utilize a patented conductive adhesive hydrogel which allows for excellent adhesion. Many different sizes, shapes and substrates are available in order to accommodate different skin types and applications. All products are defibrillation recoverable and are latex-free. | kendall-ca210-diagnostic-tab-electrodes-e80.jpg
SKU: CVNEF00066 | Covidien Kendall CA310 Diagnostic Tab Electrodes | A variety of electrode designs are offered to accommodate any resting ECG application. All products utilize a patented conductive adhesive hydrogel which allows for excellent adhesion. Many different sizes, shapes and substrates are available in order to accommodate different skin types and applications. | kendall-ca310-diagnostic-tab-electrodes-171.jpg
SKU: CVNEF00149 | Covidien Kendall CA510 Diagnostic Tab Electrodes | A variety of electrode designs are offered to accommodate any resting ECG application. All products utilize a patented conductive adhesive hydrogel which allows for excellent adhesion. Many different sizes, shapes and substrates are available in order to accommodate different skin types and applications. All products are defibrillation recoverable and are latex-free. | kendall-ca510-diagnostic-tab-electrodes-099.jpg
SKU: CVN31447793 | Covidien Kendall CA610 Diagnostic Tab Electrodes | A variety of electrode designs are offered to accommodate any resting ECG application. All products utilize a patented conductive adhesive hydrogel which allows for excellent adhesion. Many different sizes, shapes and substrates are available in order to accommodate different skin types and applications. All products are defibrillation recoverable and are latex-free. | kendall-ca610-diagnostic-tab-electrodes-46b.jpg
SKU: CVNER88007 | Covidien NUTAB Diagnostic Tab Electrodes With Round Corners, 1" x 7/8" | A variety of electrode designs are offered to accommodate any resting ECG application. All products utilize a patented conductive adhesive hydrogel which allows for excellent adhesion. Many different sizes, shapes and substrates are available in order to accommodate different skin types and applications. All products are defibrillation recoverable and are latex-free. | nutab-diagnostic-tab-electrodes-with-round-corners-1-x-7-8-a59.jpg
SKU: CVN50007305 | Covidien Kendall 7305 Foam Electrodes Conductive Adhesive Hydrogel | BIOTAC Ultra 7300 series electrodes are intended for use in general adult monitoring applications. The foam substrate repels fluids and conforms to body contours. This electrode series has a skin abrader conveniently located on the backside of the liner and the bulk packages of 50 include a ziplock feature to keep product from falling out during storage. The patented conductive adhesive hydrogel is designed to stay fresh up to 45 days out of the package. | kendall-7305-foam-electrodes-conductive-adhesive-hydrogel-b4d.jpg
SKU: CVN50007363 | Covidien ECG Electrode Monitoring Foam 7363 | Electrode liner may be used as a skin abrader. Resealable bulk pack. Foam substrate in a square shape 1 3/4" x 1 3/4". Latex free, DEHP free and mercury free. | ecg-electrode-monitoring-foam-7363-05f.jpg
SKU: CVN50007365 | Covidien ECG Electrode Monitoring Foam 7365 | BIOTAC1 Ultra 7300 series electrodes are intended for use in general adult monitoring applications. The foam substrate repels fluids and conforms to body contours. This electrode series has a skin abrader conveniently located on the backside of the liner and the bulk packages of 50 include a ziplock feature to keep product from falling out during storage. The patented conductive adhesive hydrogel is designed to stay fresh up to 45 days out of the package. | ecg-electrode-monitoring-foam-7365-485.jpg
SKU: CVNES82650 | Covidien Kendall SF450 Foam Electrodes, Conductive Adhesive Hydrogel | MEDI-TRACE SF450 series electrodes are intended for use in general adult monitoring applications. The foam substrate repels fluids and conforms to body contours. The patented conductive adhesive hydrogel is designed to stay fresh up to 45 days out of the package. The MEDI-TRACE SF450 series electrodes have a skin abrader conveniently located on the backside of the liner and the bulk packages of 50 include a ziplock feature to keep product from falling out during storage. | kendall-sf450-foam-electrodes-conductive-adhesive-hydrogel-c18.jpg
SKU: CVNES82607 | Covidien Kendall Foam Electrodes SF405 Conductive Adhesive Hydrogel | MEDI-TRACE SF450 series electrodes are intended for use in general adult monitoring applications. The foam substrate repels fluids and conforms to body contours. The patented conductive adhesive hydrogel is designed to stay fresh up to 45 days out of the package. The MEDI-TRACE SF450 series electrodes have a skin abrader conveniently located on the backside of the liner and the bulk packages of 50 include a ziplock feature to keep product from falling out during storage. | kendall-foam-electrodes-sf405-conductive-adhesive-hydrogel-260.jpg
SKU: CVN31115796 | Covidien Electrodes 533 Foam Conductive Adhesive Hydrogel | MEDI-TRACE 530 series electrodes are designed for superior performance including adult Stress, Holter and Diaphoretic applications. Utilizing a highly aggressive adhesive the MEDI-TRACE 530 electrode is appropriate for the most challenging of monitoring environments. The high quality foam substrate conforms easily to the skin to ensure electrical contact for consistent tracings. The patented conductive adhesive hydrogel provides additional adhesion, leaves no messy residue to clean up and is designed to stay fresh up to 45 days out of the package. | electrodes-533-foam-conductive-adhesive-hydrogel-696.jpg
SKU: CVN31115788 | Covidien Kendall Electrodes 535 Foam Conductive Adhesive Hydrogel | MEDI-TRACE 530 series electrodes are designed for superior performance including adult Stress, Holter and Diaphoretic applications. Utilizing a highly aggressive adhesive the MEDI-TRACE 530 electrode is appropriate for the most challenging of monitoring environments. The high quality foam substrate conforms easily to the skin to ensure electrical contact for consistent tracings. The patented conductive adhesive hydrogel provides additional adhesion, leaves no messy residue to clean up and is designed to stay fresh up to 45 days out of the package. | kendall-electrodes-535-foam-conductive-adhesive-hydrogel-f8b.jpg
SKU: GEMAC1200-AAX-CXX-XXX | GE Healthcare MAC 1200 Plus Interpretive Electrocardiograph, 12SL ECG Analysis Program and Waveform Display | A 12-lead electrocardiograph with a full-size paper, alphanumeric keypad and waveform display. Optional Marquette 12SL ECG analysis program, data storage, and bi-directional data transmission capability. AC line or battery operation from NiCd battery. All models listed include: Printed measurements and starter kit (Silver Mactrode electrodes, grabber adapters, paper, patient cable, power cord). | mac-1200-plus-interpretive-electrocardiograph-12sl-ecg-analysis-program-and-waveform-display-1b5.jpg
SKU: LDLGFS-50 | Leonhard Lang Stress Test ECG Electrode, 50mm | Designed to provide the highest quality tracings for stress test procedures. The offset design and Aqua-Set gel significally reduce any motion artifacts ensuring a very clear stable trace even under the most strenuous conditions. The C-LINE technology ensures that every electrode will be fresh providing exceptional consistency in quality of recordings at very affordable prices. | stress-test-ecg-electrode-50mm-5f4.jpg
SKU: LDLGRT-24 | Leonhard Lang Diagnostic ECG Electrodes All-Purpose | Designed for resting 12 lead diagnostic ECG's. Easitabs are disposable eliminating the spread of cross infection associated with older style suction cups. The C-LINE technology ensures that every electrode will be fresh providing exceptional consistency in quality of recordings at very affordable prices. | diagnostic-ecg-electrodes-all-purpose-ec8.jpg
SKU: LDLGRT-14 | Leonhard Lang Resting EKG Tab Electrode Pediatric | Designed for resting 12 lead diagnostic ECG's. | resting-ekg-tab-electrode-pediatric--325.jpg
SKU: CNMD1500-003 | Conmed Electrodes General Purpose Monitoring Dyna/Trace Pouch of 3 | Electrodes - General Purpose Monitoring, Dyna/Trace Pouch of 1 | electrodes-general-purpose-monitoring-dyna-trace-pouch-of-3-b8c.jpg
SKU: CNMD1500-030 | Conmed Electrodes - General Purpose Monitoring, Dyna/Trace Pouch of 30 | Electrodes - General Purpose Monitoring, Dyna/Trace Pouch of 30 | electrodes-general-purpose-monitoring-dyna-trace-pouch-of-30-200.jpg
SKU: CNMD1915-100 | Conmed Resting EKG Electrodes Fastrace 4 | Resting EKG Electrodes, Fastrace 4 | resting-ekg-electrodes-fastrace-4-f69.jpg
SKU: CVNET00095 | Covidien LMP3 Diagnostic Tab Electrodes, Designed with a tin conductor system (1" x 1 1/8") | A variety of electrode designs are offered to accommodate any resting ECG application. All products utilize a patented conductive adhesive hydrogel which allows for excellent adhesion. Many different sizes, shapes and substrates are available in order to accommodate different skin types and applications. All products are defibrillation recoverable and are latex-free. | lmp3-diagnostic-tab-electrodes-designed-with-a-tin-conductor-system-1-x-1-1-8-9af.jpg
SKU: 3M2181 | 3M Health Care Double Stick Discs with 11/32" Aperture | Double Stick Discs with 11/32 inch Aperture. Discs are tabbed for easy handling and removal. Excellent adhesion for secure attachment to the skin, reducing need to replace or readjust disc. Hypoallergenic adhesive reduces the risk of allergic reaction. Conveniently packaged three discs per liner sheet. | double-stick-discs-with-11-32-aperture-1e4.jpg
SKU: 3M2230 | 3M Health Care Red Dot Diaphoretic Foam Monitoring Electrode, No Abrader, 2.2" x 2" | Red Dot Diaphoretic Foam Monitoring Electrode, No Abrade 2.2 inch x 2 inch (5,1cm x 5,5cm) Diaphoretic Foam Monitoring Electrode. Patented solid gel conforms to the skin quickly allowing high-quality, uninterrupted traces. The gel's low chloride content minimizes skin irritation for increased patient comfort Use of built-in abrader disc improves trace quality for better results 3M diaphoretic adhesive provides greater adhesion to the skin, especially in moist conditions, which results in better trace quality 3M SureSeal Cap Seal prevents premature product dryout to help ensure product freshness for 30 days out of the bag. Foam backing is occlusive to fluids and is easy to handle and remove | red-dot-diaphoretic-foam-monitoring-electrode-no-abrader-22-x-2-2da.jpg
SKU: 3M2231 | 3M Health Care Red Dot Diaphoretic Soft Cloth Monitoring Electrode 2.2" x 2" | 2.2 inch x 2 inch (5,1cm x 5,5cm) Diaphoretic Soft Cloth Monitoring Electrode.Patented solid gel conforms to the skin quickly allowing high quality, uninterrupted traces. The gel's low chloride content minimizes skin irritation for increased patient comfort.Use of built-in abrader disc improves trace quality for better results. 3M(TM) diaphoretic adhesive provides greater adhesion to the skin, especially in moist conditions, which results in better trace quality. 3M(TM) SureSeal Cap Seal prevents premature product dryout to help ensure product freshness for 30 days out of the bag. Permeable soft cloth backing releases perspiration, making it ideal for long-term monitoring in diaphoretic situations. | red-dot-diaphoretic-soft-cloth-monitoring-electrode-22-x-2-3b3.jpg
SKU: 3M2238 | 3M Health Care Red Dot Soft Cloth Monitoring Electrode, Adult, 2.4" | Soft cloth backing is breathable, flexible and conformable, yet is gentle to the skin for increased patient comfort, Patented solid gel conforms to the skin quickly allowing high quality, uninterrupted traces, The gel's low chloride content minimizes skin irritation for increased patient comfort, 3M SureSeal Cap Seal prevents premature product dryout to help ensure product freshness for 30 days out of the bag, Use of built-in abrader disc (catalog 2255 only) improves trace quality for better results. | red-dot-soft-cloth-monitoring-electrode-adult-24-8a7.jpg
SKU: 3M2239 | 3M Health Care Red Dot Monitoring Electrodes with Tape Backing, 2.4" | 2.4 inch dia. (6cm dia.) Monitoring Electrode with 3M Micropore Tape Backing. Micropore tape backing is breathable, flexible and conformable, yet is gentle to the skin for increased patient comfort. Patented solid gel conforms to the skin quickly allowing high quality, uninterrupted traces. The gel's low chloride content minimizes skin irritation for increased patient comfort. 3M(TM) SureSeal Cap Seal prevents premature product dryout to help ensure product freshness for 30 days out of the bag. Use of built-in abrader disc improves trace quality for better results (only on 2249). | red-dot-monitoring-electrodes-with-tape-backing-24-9cc.jpg
SKU: NDUS3405 | Nikomed U.S.A. Nikomed Cables 6 mm connector | Nikomed Cables 6 mm connector. | nikomed-cables-6-mm-connector-720.png
SKU: NDUS5560 | Nikomed U.S.A. Stress Monitoring Electrodes 38 x 59mm | Nikomed's innovative Trace 1 product line features electrodes to fit every need. Our complete line includes Stress, Holter, EMS, Cardiac Cath, ICU, and Universal electrodes. They are each made with Silver/Silver Chloride (Ag/Ag Cl) for the clearest, most accurate recordings and come in a variety of shapes and sizes to allow for exact placement, maximum adhesive coverage, and patient-friendly, long-term monitoring. Super-Tack Disphoretic Adhesive, our complete line is latex free and has a proven track record of excellence. | stress-monitoring-electrodes-38-x-59mm-cdc.jpg
SKU: ZOLL8900-0214-01 | Zoll Medical Resuscitation Electrode Complete | OneStep Basic Ensuring electrode readiness and speed of defibrillation, the OneStep Basic Electrode includes a Code-Ready Connector and Speed Pack packaging. OneStep Pacing All of the features of the OneStep Basic, plus simplified noninvasive pacing by combining leads into one pad, eliminating the need for separate ECG leads. Designed to help improve CPR quality and record chest compressions, OneStep CPR electrodes enable Real CPR Help visual and verbal cues on the R Series. See-Thru CPRÂ® allows clinicians to see organized electrical activity during compressions to reduce interruptions. | resuscitation-electrode-complete-8ae.jpg
SKU: ZOLL8900-0215-40 | Zoll Medical Onestep Resuscitation Electrodes with Pediatric | OneStep Resuscitation Electrodes set a new standard for speed to defibrillation, pacing, and CPR assistance | onestep-resuscitation-electrodes-with-pediatric-34b.jpg
SKU: CVN22455 | Covidien Kendall 455 Foam Electrodes Conductive Adhesive Hydrogel | Kendall 450 series electrodes are high performance adult electrodes ideal for hospital-wide use. The thin foam substrate incorporates an aggressive adhesive, is fluid-resistant, flexible and conforms easily to patient skin. The patented conductive adhesive hydrogel provides additional adhesion, leaves no messy residue to clean up and stays fresh up to 45 days out of the package. The Kendall 450 series electrodes have a lift tab located on one edge to facilitate easy removal from the release liner as well as the patient. The radiolucent version of this product is the Kendall 850 series electrode. | kendall-455-foam-electrodes-conductive-adhesive-hydrogel-056.jpg
SKU: CVN22453 | Covidien Kendall 453 Foam Electrodes, Conductive Adhesive Hydrogel | Kendall 450 series electrodes are high performance adult electrodes ideal for hospital-wide use. The thin foam substrate incorporates an aggressive adhesive, is fluid-resistant, flexible and conforms easily to patient skin. The patented conductive adhesive hydrogel provides additional adhesion, leaves no messy residue to clean up and stays fresh up to 45 days out of the package. The Kendall 450 series electrodes have a lift tab located on one edge to facilitate easy removal from the release liner as well as the patient. The radiolucent version of this product is the Kendall 850 series electrode. | kendall-453-foam-electrodes-conductive-adhesive-hydrogel-87b.jpg
SKU: 3M2268-3 | 3M Health Care Monitoring Electrode Infant 1 | A round-style monitoring electrode with soft cloth backing for general ECG monitoring. | monitoring-electrode-infant-1-c71.jpg
SKU: MRTL015-0630-00 | Mortara Instrument Blue Max Supatab Resting ECG Electrode Wet Gel | Mortara Burdick Bluemax Electrodes Holter/Stress. | blue-max-supatab-resting-ecg-electrode-wet-gel--e89.jpg
SKU: MRTL047029 | Mortara Instrument CardioSens Ultra II | Mortara Burdick Cardiosens Disposable Electrodes | cardiosens-ultra-ii--68f.jpg
SKU: MRTL047866 | Mortara Instrument CardioSens/K, 500/bx, 10 bx/cs | Three styles of disposable electrodes: CardioSens | cardiosens-k-500-bx-10-bx-cs-63a.jpg
SKU: MRTL047881 | Mortara Instrument CardioSens/ Advantage (replaces 047057), 500/bx, 10 bx/cs | Three styles of disposable electrodes: CardioSens | cardiosens-advantage-replaces-047057-500-bx-10-bx-cs-322.jpg
SKU: MRTL9100-026-50 | Mortara Instrument Thermal Paper 8 | Mortara Burdick Accessories For ELI ECGS | thermal-paper-8-84c.jpg
SKU: MRTL9100-029-50 | Mortara Instrument ELI 230 Thermal Paper 70 ft Roll 12 Per Case | Mortara Burdick ECG Accessories | eli-230-thermal-paper-70-ft-roll-12-per-case-927.jpg
SKU: MRTL9293-046-60 | Mortara Instrument WAM/ AM12 10 Wire Replacement Lead Set | WAM/ AM12 10 Wire Replacement Lead Set, AHA Banana, Limbs. | wam-am12-10-wire-replacement-lead-set-e72.jpg
SKU: WA105353 | Welch Allyn ECG Chart Paper For CP 100/200/150 | ECG Chart Paper For CP 100/200/150 | ecg-chart-paper-for-cp-100-200-150-169.jpg
SKU: WA715006 | Welch Allyn ECG Multifunction Electrode Adaptors | The ECG Multifunction Electrode Adaptor is designed for connection of ECG cable to resting tab electrodes. | ecg-multifunction-electrode-adaptors-747.jpg
SKU: ZOLL8900-0222-01 | Zoll Medical OneStep Pacing Resuscitation Electrode For ZOLL M & R Series Defibrillators | Both the OneStepTM Complete and the OneStep Pacing Electrodes are capable of not only monitoring, defibrillation, and cardioverting, but also pacing, without the need for attaching separate ECG leads. | onestep-pacing-resuscitation-electrode-for-zoll-m-r-series-defibrillators-838.jpg
SKU: ZOLL8900-0224-01 | Zoll Medical Resuscitation Electrode Complete | Zoll Medical Resuscitation Electrode, Complete. | resuscitation-electrode-complete-8ff.png
SKU: GF9260 | Graham Field Diagonal Measurement Tens Pre gelled Electrodes 2" | 2" Diagonal Measurement Tens Pre-gelled Electrodes | diagonal-measurement-tens-pre-gelled-electrodes-2-857.jpg
SKU: GF2000-T | Lumiscope Deluxe Tens Unit | Lumiscope Deluxe TENS Unit. Deluxe carrying case, including: instructions, accessories (four electrodes and lead wires), and 9V battery | deluxe-tens-unit-a0a.jpg
SKU: GF9260 | Graham Field Diagonal Measurement Tens Pre gelled Electrodes 2" | 2" Diagonal Measurement Tens Pre-gelled Electrodes | diagonal-measurement-tens-pre-gelled-electrodes-2-857.jpg
SKU: GFLUMI-TENS | Lumiscope Economy TENS Unit | Molded carrying case, including: instructions, accessories (four electrodes and lead wires), and 9V battery | economy-tens-unit-26d.jpg
SKU: GFGF-TX5EMS | Grafco Digital E.M.S. | The Digital E.M.S. (Electrical Neuromuscular Stimulator) is a battery operated pulse generator that sends electrical impulses to electrodes attached to the body and stimulates motor nerves, causes contractions, and relaxes the muscles. | digital-ems-dda.jpg
SKU: GFGF-TX5 | Grafco Digital T.E.N.S | The GF-TX5 Digital Transcutaneous Electrical Stimulation (TENS) system is indicated to be used under a physician's prescription for: | digital-tens-4b1.jpg
SKU: GFGF-3 | Grafco Portable Analog TENS Unit | Grafco's portable TENS unit (transcutaneous electrical nerve stimulation) is designed to relieve and manage chronic pain or treat post-traumatic or post-operative pain. This personal TENS unit features dual channels with three modes: standard, burst, and modulation. Each analog TENS unit from Grafco comes with a molded carrying case, instructions, lead wires, and four electrodes.Â At 4MD Medical, you'll find discounted medical equipment from some of the most trusted brands in the industry. Save money, gain peace of mind, and focus on the people and processes that matter. We offer free shipping on all qualifying orders over $250. If you have questions, give us a call or fill out our contact form. Shop now and save big on tools and accessories for your hospital. | portable-analog-tens-unit-24b.jpg
SKU: SCH9-090000C | Schiller Cardiovit MS-2010 ECG | See and Touch The Quality!See the new SCHILLER MS-2010 and get a clear sense of the future of cardiography â€“ uniting precision, performance and sophisticated ergonomics!MS-2010 is designed for large volumes of work â€“ in hospitals where the ECG volume is high and speed and quality are paramount. Simply touch the large (10.4 in) high-resolution color display and youâ€™re in business â€“ recording, selecting and printing the highest quality ECGs faster than you can imagine. Since MS-2010 exports ECGs in XML, PDF and DICOM format, you can transmit recordings to any system that supports this industry standard. From accurate and complete data entries to comprehensive data fields that prompt users to collect required information, every detail of MS-2010 is designed to streamline ECG testing. And when youâ€™reÂ responsible for hundreds of ECGs across miles of hospital terrain every day, attention to detail makes all the difference.Â Advanced processing... no waiting: Â Â Instant start-up provides immediate availabilityECG processed, interpreted and printed in less than 3 seconds after acquisitionÂ Synchronize time:Auto set the MS-2010 time with your hospital time master to obtain accurate documentation of your patientâ€™s clinical history.Â Fast entry:Enter patient data quickly and accurately as you choose: type on touch screen keyboard or scan the bar code. You can also download patient data and orders from a worklist via SEMA or HIS.Â Clinical excellence:Get complete clinical information with the SCHILLER Interpretation software with thrombolysis software or with advanced ECG tools such as SAECG or HRV.Â Never miss a beat:Capture and store 5 minutes of uninterrupted 12-lead data to document intermittent arrhythmias.Â High-volume storage:Storage of up to 350 ECGsFull disclosure storage of up to 5 minutes for easy acquisition of clean and stable ECG traces.Â One-touch workflow:MS-2010 can be configured to automatically print, save, transfer, and retrieve a previous ECG â€“ at the touch of a button.Â Stay connected:Built on a s standard platform, the MS-2010 fits seamlessly into your existing IT infrastructure â€“ so that you are always connected. | cardiovit-ms-2010-ecg-778.jpg
SKU: SCH9-100000C | Schiller Cardiovit MS-2015 ECG | Prepare to be wowed at your first encounter with the MS-2015 and impressed every time you use it. The MS-2015 is designed for constant use. No matter how hectic the clinical environment â€“ in large hospitals where ECG volume is high and speed and quality are paramount - the MS-2015 is ready to help you to simplify cardiac patient care.Simply touch the large (15''), high-resolution colour display and you're in business - recording, selecting and printing the highest quality ECGs faster than you can imagine. MS-2015 exports ECG recordings in XML, PDF*1 and DICOM* 1 format, so you can transmit to any system that supports these industry standards. From accurate and complete data entry to comprehensive data fields that prompt users for required information, every detail of the MS-2015 is designed to streamline ECG testing.Enter patient data quickly and accurately using the touch screen or by scanning a bar code. You can also download patient data and worklist requests from SEMA or HIS. | cardiovit-ms-2015-ecg-141.jpg
SKU: WA719653 | Welch Allyn 10-Lead Patient Cable AHA Banana CP-150 | 10-Lead Patient Cable, AHA, Banana, CP-150 | 10-lead-patient-cable-aha-banana-cp-150-de2.jpg
SKU: WA105341 | Welch Allyn Office Cart for CP 150 and PC ECG | Welch Allyn Office Cart for CP 150 and PC ECG Electrocardiographs with Free-wheeling Plastic Wheels. | office-cart-for-cp-150-and-pc-ecg-5ad.jpg
SKU: ZOLL8900-000220-01 | Zoll Medical Pediatric Electrode | Pediatric Electrode. | pediatric-electrode-4c0.jpg
SKU: WA105343 | Welch Allyn CP 150 Cable Arm & Shelft Cart | The CP 150 Electrocardiograph (ECG) offers 7" touch-screen display and keyboard for improved accuracy and is user-friendly with step-by-step instructions. | cp-150-cable-arm-amp-shelft-cart-3c5.jpeg
SKU: PRKL12-02 | Parker Laboratories Spectra 360 Electrode Gel, 60g Tube | Salt-free, chloride-free electrically conductive gel recommended for all electromedical procedures. Especially suitable for long-term applications and pediatric use. Non-gritty, stay-wet formula reduces skin resistance. | spectra-360-electrode-gel-60g-tube-ddd.jpg
SKU: MRTL007037G | Mortara Instrument ECG Mounts Card Pressure-Sensitive - 100 per Box | MORTARA BURDICK SINGLE CHANNEL ECG MOUNTS | ecg-mounts-card-pressure-sensitive-100-per-box-da5.jpg
SKU: MRTL015-0630-00G | Mortara Instrument Blue Max SUPATAB Resting Tab Electrode Wet Gel 33mm | For monitoring and resting ECGs. Highly conductive wet gel for clean tracings. | blue-max-supatab-resting-tab-electrode-wet-gel-33mm-a8d.jpg
SKU: MRTL007958G | Mortara Instrument Heartline Thermal Paper Roll 1.773" Red Matrix Grid 1.970" x 150 ft For use with EK10 Elite Elite II Medic 5 - Roll | MORTARA BURDICK HEARTLINEÂ® THERMAL PAPER | heartline-thermal-paper-roll-1773-red-matrix-grid-1970-x-150-ft-for-use-with-ek10-elite-elite-ii-medic-5-roll-af4.jpg
SKU: MRTL007868G | Mortara Instrument Heartline Thermal Paper 5.910" Red Grid Perforated with No Header 8 1/2" x 11" For use with Eclipse LE LEII E550 E560 E350 E600 ExTOL - Pad | MORTARA BURDICK HEARTLINEÂ® THERMAL PAPER | heartline-thermal-paper-5910-red-grid-perforated-with-no-header-8-1-2-x-11-for-use-with-eclipse-le-leii-e550-e560-e350-e600-extol-pad-af4.jpg
SKU: MRTL007988G | Mortara Instrument Heartline Thermal Paper Z-Fold Pad 5.910" Red Matrix Grid Perforated with Blank Header 8 1/2" x 5 1/2" For use with Eclipse 850 300 sheets/pad - Pad | MORTARA BURDICK HEARTLINEÂ® THERMAL PAPER | heartline-thermal-paper-z-fold-pad-5910-red-matrix-grid-perforated-with-blank-header-8-1-2-x-5-1-2-for-use-with-eclipse-850-300-sheets-pad-pad-b14.jpg
SKU: MRTL007983G | Mortara Instrument Heartline Thermal Paper Z-Fold Pad 5.910" Red Matrix Grid Perforated with Blank Header 8 1/2"x 11" For use with 8300/8500 Atria Eclipse Plus/ Premier & Quest - Pad | MORTARA BURDICK HEARTLINEÂ® THERMAL PAPER | heartline-thermal-paper-z-fold-pad-5910-red-matrix-grid-perforated-with-blank-header-8-1-2x-11-for-use-with-8300-8500-atria-eclipse-plus-premier-amp-q-4ef.jpg
SKU: MRTL036869-001G | Mortara Instrument Chart Paper Z-Fold Pad Full Grid 8 1/2.5" X 11" For use with Q-Stress Q4500 & Q710 systems 200 sheets/pd - Pad | MORTARA BURDICK QUINTONÂ® Q-STRESSÂ® CARDIAC STRESS SYSTEM ACCESSORIES | chart-paper-z-fold-pad-full-grid-8-1-25-x-11-for-use-with-q-stress-q4500-amp-q710-systems-200-sheets-pd-pad-12c.jpg
SKU: 3M2181G | 3M Health Care Double Stick Discs with 11/32" Aperture - 102 per Pack | Pre-cut, hypoallergenic discs that are ideal for securing 3M LittmannÂ® stethoscope chestpieces. The discs have an 11/32" aperture and a 1 1/4" diameter. | double-stick-discs-with-11-32-aperture-102-per-pack-dd5.jpg
SKU: 3M2230G | 3M Health Care Monitoring Electrode No Abrader 5.1cm x 5.5cm - 50 per Bag | A rectangular-shaped electrode that offers a high-tack adhesive and foam backing designed for diaphoretic clinical situations. Patented solid gel penetrates the skin quickly allowing high quality. Low chloride content minimizes skin irritation. | monitoring-electrode-no-abrader-51cm-x-55cm-50-per-bag-873.jpg
SKU: 3M2230G | 3M Health Care Monitoring Electrode No Abrader 5.1cm x 5.5cm - 50 per Bag | A rectangular-shaped electrode that offers a high-tack adhesive and foam backing designed for diaphoretic clinical situations. Patented solid gel penetrates the skin quickly allowing high quality. Low chloride content minimizes skin irritation. | monitoring-electrode-no-abrader-51cm-x-55cm-50-per-bag-873.jpg
SKU: 3M2236G | 3M Health Care Trace Prep & Dispenser 3/4" x 196" - Roll | A gentle abrasive material designed to remove the non-conductive skin layer to achieve a better trace quality. | trace-prep-amp-dispenser-3-4-x-196-roll-13d.jpg
SKU: 3M2235G | 3M Health Care Clear Plastic Monitoring Electrode No Abrader 5.1cm Dia - 50 per Bag | A tear-drop style monitoring electrode with clear plastic backing that is ideal for situations when immediate skin assessment is required without the need to remove the electrode. The gel's low chloride content minimizes skin irritation for increased patient comfort. | clear-plastic-monitoring-electrode-no-abrader-51cm-dia-50-per-bag-13e.jpg
SKU: 3M9642G | 3M Health Care Monitoring Electrode No Abrader 5.1cm Dia - 50 per Bag | A tear-drop style monitoring electrode with clear plastic backing that is ideal for situations when immediate skin assessment is required without the need to remove the electrode. The gel's low chloride content minimizes skin irritation for increased patient comfort. | monitoring-electrode-no-abrader-51cm-dia-50-per-bag-13e.jpg
SKU: 3M2237G | 3M Health Care Monitoring Electrode No Abrader 4.4cm Dia - 50 per Bag | Tear-drop style monitoring electrodes with foam backing. Patented solid gel penetrates the skin quickly allowing high quality, uninterrupted traces. Low chloride content minimizes skin irritation. | monitoring-electrode-no-abrader-44cm-dia-50-per-bag-0c3.jpg
SKU: 3M9642G | 3M Health Care Monitoring Electrode No Abrader 5.1cm Dia - 50 per Bag | A tear-drop style monitoring electrode with clear plastic backing that is ideal for situations when immediate skin assessment is required without the need to remove the electrode. The gel's low chloride content minimizes skin irritation for increased patient comfort. | monitoring-electrode-no-abrader-51cm-dia-50-per-bag-13e.jpg
SKU: 3M2259-50G | 3M Health Care Monitoring Electrode with Abrader 5.1cm Dia - 50 per Bag | Tear-drop style monitoring electrodes with foam backing. Patented solid gel penetrates the skin quickly allowing high quality, uninterrupted traces. Low chloride content minimizes skin irritation. | monitoring-electrode-with-abrader-51cm-dia-50-per-bag-a02.jpg
SKU: 3M2239G | 3M Health Care Monitoring Electrode No Abrader 6cm Dia - 50 per Bag | A round-style monitoring electrode with 3M Microporeâ„¢ Surgical Tape backing. Patented solid gel penetrates the skin quickly allowing high quality. Low chloride content minimizes skin irritation. Radiolucent to minimize the need to replace or remove electrodes in most radiological imaging applications. | monitoring-electrode-no-abrader-6cm-dia-50-per-bag-a64.jpg
SKU: 3M2249-50G | 3M Health Care Monitoring Electrode with Abrader 6cm Dia - 50 per Bag | A round-style monitoring electrode with 3M Microporeâ„¢ Surgical Tape backing. Patented solid gel penetrates the skin quickly allowing high quality. Low chloride content minimizes skin irritation. Radiolucent to minimize the need to replace or remove electrodes in most radiological imaging applications. | monitoring-electrode-with-abrader-6cm-dia-50-per-bag-a64.jpg
SKU: 3M2239G | 3M Health Care Monitoring Electrode No Abrader 6cm Dia - 50 per Bag | A round-style monitoring electrode with 3M Microporeâ„¢ Surgical Tape backing. Patented solid gel penetrates the skin quickly allowing high quality. Low chloride content minimizes skin irritation. Radiolucent to minimize the need to replace or remove electrodes in most radiological imaging applications. | monitoring-electrode-no-abrader-6cm-dia-50-per-bag-a64.jpg
SKU: 3M2238-5G | 3M Health Care Monitoring Electrode No Abrader 6cm Dia - 5 per Bag, 20 Bags per Box | A round-style monitoring electrode with soft cloth backing for general ECG monitoring. Patented solid gel penetrates the skin quickly allowing high quality. Low chloride content minimizes skin irritation. | monitoring-electrode-no-abrader-6cm-dia-5-per-bag-20-bags-per-box-023.jpg
SKU: 3M2239G | 3M Health Care Monitoring Electrode No Abrader 6cm Dia - 50 per Bag | A round-style monitoring electrode with 3M Microporeâ„¢ Surgical Tape backing. Patented solid gel penetrates the skin quickly allowing high quality. Low chloride content minimizes skin irritation. Radiolucent to minimize the need to replace or remove electrodes in most radiological imaging applications. | monitoring-electrode-no-abrader-6cm-dia-50-per-bag-a64.jpg
SKU: WA94016-0000G | Welch Allyn Paper 8 1/4" x 11" For CP 10 & CP 20 - 200 sheets per Pack | WELCH ALLYN ECG ACCESSORIES | paper-8-1-4-x-11-for-cp-10-amp-cp-20-200-sheets-per-pack-b49.jpg
SKU: LDLGFS-50G | Leonhard Lang Stress Test ECG Electrode 50mm Aqua-Wet Gel Snap Connector Foam Backing Enhanced Adhesive - Pouch | Designed to provide the highest quality tracings for stress test procedures. The offset design and Aqua-Set gel significally reduce any motion artifacts ensuring a very clear stable trace even under the most strenuous conditions. The C-LINE technology ensures that every electrode will be fresh providing exceptional consistency in quality of recordings at very affordable prices. | stress-test-ecg-electrode-50mm-aqua-wet-gel-snap-connector-foam-backing-enhanced-adhesive-pouch-361.jpg
SKU: LDLGFS-TB1G | Leonhard Lang Stress Test ECG Electrode 50mm Solid Gel Lift Tab Foam Backing Diaphoretic Hypoallergenic - Pouch | Designed to provide the highest quality tracings for stress test procedures. The offset design and Aqua-Set gel significally reduce any motion artifacts ensuring a very clear stable trace even under the most strenuous conditions. The C-LINE technology ensures that every electrode will be fresh providing exceptional consistency in quality of recordings at very affordable prices. | stress-test-ecg-electrode-50mm-solid-gel-lift-tab-foam-backing-diaphoretic-hypoallergenic-pouch-838.jpg
SKU: LDLGRT-41G | Leonhard Lang Diagnostic ECG Electrodes Ultra-Tack Adhesive Oversize - 1000 per Box | Designed for resting 12 lead diagnostic ECG's. Easitabs are disposable eliminating the spread of cross infection associated with older style suction cups. The C-LINE technology ensures that every electrode will be fresh providing exceptional consistency in quality of recordings at very affordable prices. | diagnostic-ecg-electrodes-ultra-tack-adhesive-oversize-1000-per-box-535.jpg
SKU: LDLGRT-24G | Leonhard Lang Diagnostic ECG Electrodes All-Purpose - Pouch | Designed for resting 12 lead diagnostic ECG's. Easitabs are disposable eliminating the spread of cross infection associated with older style suction cups. The C-LINE technology ensures that every electrode will be fresh providing exceptional consistency in quality of recordings at very affordable prices. | diagnostic-ecg-electrodes-all-purpose-pouch-92d.jpg
SKU: LDLGCT-50G | Leonhard Lang Monitoring ECG Electrode 50mm Solid Gel Clear Tape - Pouch | Offers total versatility at affordable prices. The C-LINE technology ensures that every electrode will be fresh providing exceptional consistency in quality of recordings at very affordable prices. | monitoring-ecg-electrode-50mm-solid-gel-clear-tape-pouch-e9f.jpg
SKU: CVNES40076G | Covidien ECG Electrode Repositionable Cloth H59P Pediatric Resealable Pack | The Kendallâ„¢ series incorporates a full surface conductive adhesive hydrogel which provides strong adhesion, yet is gentle to delicate skin upon removal. The full surface gel allows the electrodes to be removed and reapplied without sacrificing adhesion. The spunlace cloth substrate is soft and allows moisture to evaporate. The Kendallâ„¢ series is offered in three sizes to accommodate all patient types. | ecg-electrode-repositionable-cloth-h59p-pediatric-resealable-pack--283.jpg
SKU: CVNES40030G | Covidien ECG Electrode Repositionable Cloth H49P Adult Resealable Pack - 30 per Pack | Full surface conductive adhesive hydrogel is gentle to the skin. Soft, spunlace cloth substrate. 3 sizes to accommodate all patients. | ecg-electrode-repositionable-cloth-h49p-adult-resealable-pack-30-per-pack-283.jpg
SKU: CVNES40281G | Covidien ECG Electrode Repositionable Cloth H69P Neonatal Resealable Pack - 30 per Pack | Full surface conductive adhesive hydrogel is gentle to the skin. Soft, spunlace cloth substrate. 3 sizes to accommodate all patients. | ecg-electrode-repositionable-cloth-h69p-neonatal-resealable-pack-30-per-pack-283.jpg
SKU: CVNES82607G | Covidien ECG Electrode Monitoring Foam SF405 - 5 per Pack, 20 Packs per Box | Resealable bulk pack. Electrode liner may be used as a skin abrader. Foam substrate in a tear drop shape 1 3/4" diameter. | ecg-electrode-monitoring-foam-sf405-5-per-pack-20-packs-per-box-dc1.jpg
SKU: CVN50007305G | Covidien ECG Electrode Monitoring Foam 7305 Ziplock Pack - 50 per Pack | Electrode liner may be used as a skin abrader. Resealable bulk pack. Foam substrate in a square shape 1 3/4" x 1 3/4". Latex free, DEHP free and mercury free. | ecg-electrode-monitoring-foam-7305-ziplock-pack-50-per-pack-db9.jpg
SKU: CVN50007365G | Covidien ECG Electrode Monitoring Foam 7365 - 5 per Pack, 30 Packs per Carton | Electrode liner may be used as a skin abrader. Resealable bulk pack. Foam substrate in a square shape 1 3/4" x 1 3/4". Latex free, DEHP free and mercury free. | ecg-electrode-monitoring-foam-7365-5-per-pack-30-packs-per-carton-db9.jpg
SKU: CVN31115796G | Covidien ECG Electrode Diaphoretic Foam 533 - 3 per Pack | Designed for superior performance in Stress and Holter applications. Foam substrate with a highly aggressive adhesive. Tear drop shape 1 3/4" diameter. | ecg-electrode-diaphoretic-foam-533-3-per-pack-4ff.jpg
SKU: CVN31115788G | Covidien ECG Electrode Diaphoretic Foam 535 - 5 per Pack, 12 Packs per Carton | Designed for superior performance in Stress and Holter applications. Foam substrate with a highly aggressive adhesive. Tear drop shape 1 3/4" diameter. | ecg-electrode-diaphoretic-foam-535-5-per-pack-12-packs-per-carton-4ff.jpg
SKU: CVN40000013G | Covidien ECG Electrode Foam RT635 - 100 per Pack | Smaller size for convenient lead placement. Radiolucent to minimize the need to remove electrodes during x-ray. Foam substrate in a tear drop shape 1 1/2" diameter. | ecg-electrode-foam-rt635-100-per-pack-fa4.jpg
SKU: CVNET88110G | Covidien ECG Electrode Resting CA210 - 100 per Pack, 10 Packs per Carton | A variety of tab electrode designs to accommodate all resting ECG applications. Silver/silver chloride (Ag/AgCI) sensing system is defibrillation recoverable. Latex free, DEHP free and mercury free. 5400 features most popular level of adhesion suitable for most diagnostic applications, 5500 features a higher tack adhesive gel providing maximum adhesion. CA210 provides a foam, substrate design for long term and serial ECG's, CA310 offers rounded corners, CA510 provides a larger adhesive surface area, CA610 offers a distinctive shape with a broader tab for tab-clip contact. | ecg-electrode-resting-ca210-100-per-pack-10-packs-per-carton-497.jpg
SKU: CVNEF00066G | Covidien ECG Electrode Resting CA310 - 100 per Pack, 10pk per Carton | A variety of tab electrode designs to accommodate all resting ECG applications. Silver/silver chloride (Ag/AgCI) sensing system is defibrillation recoverable. Latex free, DEHP free and mercury free. 5400 features most popular level of adhesion suitable for most diagnostic applications, 5500 features a higher tack adhesive gel providing maximum adhesion. CA210 provides a foam, substrate design for long term and serial ECG's, CA310 offers rounded corners, CA510 provides a larger adhesive surface area, CA610 offers a distinctive shape with a broader tab for tab-clip contact. | ecg-electrode-resting-ca310-100-per-pack-10pk-per-carton-497.jpg
SKU: CVNEF00149G | Covidien ECG Electrode Resting CA510 100 per Pack 10 Pack Per Carton | The Covidien/Kendall ECG electrodes are a variety of electrode designs offered to accommodate any resting ECG application. All products utilize a patented conductive adhesive hydrogel which allows for excellent adhesion. Many different sizes, shapes and substrates are available in order to accommodate different skin types and applications. | ecg-electrode-resting-ca510-100-per-pack-10-pack-per-carton-ffe.jpg
SKU: CVN31447793G | Covidien ECG Electrode Resting CA610 - 100 per Pack, 10 Packs per Carton | A variety of tab electrode designs to accommodate all resting ECG applications. Silver/silver chloride (Ag/AgCI) sensing system is defibrillation recoverable. Latex free, DEHP free and mercury free. 5400 features most popular level of adhesion suitable for most diagnostic applications, 5500 features a higher tack adhesive gel providing maximum adhesion. CA210 provides a foam, substrate design for long term and serial ECG's, CA310 offers rounded corners, CA510 provides a larger adhesive surface area, CA610 offers a distinctive shape with a broader tab for tab-clip contact. | ecg-electrode-resting-ca610-100-per-pack-10-packs-per-carton-497.jpg
SKU: CVNER88007G | Covidien ECG Tab Electrode Diagnostic - 100 per Pack, 10 Packs per Box | A variety of tab electrode designs to accommodate all resting ECG applications. Silver/silver chloride (Ag/AgCI) sensing system is defibrillation recoverable. Latex free, DEHP free and mercury free. 5400 features most popular level of adhesion suitable for most diagnostic applications, 5500 features a higher tack adhesive gel providing maximum adhesion. CA210 provides a foam, substrate design for long term and serial ECG's, CA310 offers rounded corners, CA510 provides a larger adhesive surface area, CA610 offers a distinctive shape with a broader tab for tab-clip contact. | ecg-tab-electrode-diagnostic-100-per-pack-10-packs-per-box-497.jpg
SKU: CVNEF00145G | Covidien ECG Electrode Tab MT 710 - 100 per Pack, 10 Packs per Carton | A variety of tab electrode designs to accommodate all resting ECG applications. Silver/silver chloride (Ag/AgCI) sensing system is defibrillation recoverable. Latex free, DEHP free and mercury free. 5400 features most popular level of adhesion suitable for most diagnostic applications, 5500 features a higher tack adhesive gel providing maximum adhesion. CA210 provides a foam, substrate design for long term and serial ECG's, CA310 offers rounded corners, CA510 provides a larger adhesive surface area, CA610 offers a distinctive shape with a broader tab for tab-clip contact. | ecg-electrode-tab-mt-710-100-per-pack-10-packs-per-carton-1ae.jpg
SKU: CVNET00095G | Covidien ECG Electrode Resting LMP3 Diagnostic Tab 100/pk 5 pk/ctn 10ctn/cs - Carton | A variety of tab electrode designs to accommodate all resting ECG applications. Silver/silver chloride (Ag/AgCI) sensing system is defibrillation recoverable. Latex free, DEHP free and mercury free. 5400 features most popular level of adhesion suitable for most diagnostic applications, 5500 features a higher tack adhesive gel providing maximum adhesion. CA210 provides a foam, substrate design for long term and serial ECG's, CA310 offers rounded corners, CA510 provides a larger adhesive surface area, CA610 offers a distinctive shape with a broader tab for tab-clip contact. | ecg-electrode-resting-lmp3-diagnostic-tab-100-pk-5-pk-ctn-10ctn-cs-carton-497.jpg
SKU: CVN31112496G | Covidien ECG Electrode Diagnostic Snap Foam 10 Per sheet 3 sheet per Pack | Small size is ideal for resting ECG applications when a snap design is preferred. | ecg-electrode-diagnostic-snap-foam-10-per-sheet-3-sheet-per-pack-03c.jpg
SKU: CVN9673G | Covidien Recording Chart Paper Compatible to GE/Marquette 9402-031 - Each | Kendall-LTP manufactures one of the largest offerings of recording chart papers in the industry. With more than 40 years of manufacturing experience, our customers can expect consistent trace quality as well as a product that is designed to meet or exceed the instrument specifications. | recording-chart-paper-compatible-to-ge-marquette-9402-031-each-a9e.jpg
SKU: CNMD1915-100G | Conmed ECG Electrode Fastrace 4 Adgel - 100 per Pouch | Gel 2000 formulation sticks better and stays moist longer -- even when the pouch has been opened. Silver/silver chloride provides stable baselines and excellent electrical characteristics. Conductive adhesive gel maintains contact with skin, even on hairy patients. | ecg-electrode-fastrace-4-adgel-100-per-pouch-e5a.jpg
SKU: LDLG8549G | Leonhard Lang Chart Paper Compatible with: Burdick Cardioline Datascope Spacelabs & Hewlett Packard 50mm x 30mm - Roll | LEONHARD LANG CHART PAPERS | chart-paper-compatible-with-burdick-cardioline-datascope-spacelabs-amp-hewlett-packard-50mm-x-30mm-roll-021.jpg
SKU: MRTL007778G | Mortara Instrument HeartLine Comfort Tape Electrode Wet Gel Foam Center Snap Oblong 47mm x 50mm | Heartline Tape Electrode Teardrop Disposable 1.85" x 1.97" Wet Gel Foam. | heartline-comfort-tape-electrode-wet-gel-foam-center-snap-oblong-47mm-x-50mm--df2.jpg
SKU: MRTL047029G | Mortara Instrument CardioSens Ultra II Resting Tab Electrode 28mm x 25mm | Three styles of disposable electrodes: CardioSensâ„¢/Ultra II has aggressive adhesive. | cardiosens-ultra-ii-resting-tab-electrode-28mm-x-25mm--e0a.jpg
SKU: MRTL716-0237-00G | Mortara Instrument Assurance Paper Z-Fold Pad Red Grid Perforated with Blank Header 8 1/2" x 11" For Burdick 8300 8500 & Atria ECGs For use with 8300/8500 Atria Eclipse Plus/ Premier & Quest 200 sheet/pd - Pack | Fade-resistant thermal recording papers look and feel similar to standard thermal charts, but that's where the comparison ends. Our acid-free base paper and patented chemical thermal coating keep your ECG images from fading from 25 years, guaranteed! Thermal chart contaminants (UV light, PVC, alcohol, adhesive tapes and electrode creams) are no match for our paper. | assurance-paper-z-fold-pad-red-grid-perforated-with-blank-header-8-1-2-x-11-for-burdick-8300-8500-amp-atria-ecgs-for-use-with-8300-8500-atria-eclipse--797.jpg
SKU: MRTL716-0239-00G | Mortara Instrument Assurance Paper Z-Fold Pad Red Grid Perforated with Blank Header 8 1/2" x 5 1/2" For Burdick Eclipse 850 300 sheets/pd - Pad | Fade-resistant thermal recording papers look and feel similar to standard thermal charts, but that's where the comparison ends. Our acid-free base paper and patented chemical thermal coating keep your ECG images from fading from 25 years, guaranteed! Thermal chart contaminants (UV light, PVC, alcohol, adhesive tapes and electrode creams) are no match for our paper. | assurance-paper-z-fold-pad-red-grid-perforated-with-blank-header-8-1-2-x-5-1-2-for-burdick-eclipse-850-300-sheets-pd-pad-05c.jpg
SKU: DMSGL752G | Derma Sciences Surgilast Pre-Cut Tubular Elastic Dressing Retainer Stress Vest Large/X-Large - Each | A pre-cut tubular elastic dressing retainer that is pre-shaped to accommodate the more difficult-to-fit parts of the body. Ideal for securing hot or cold packs, ear dressings, electrodes, etc. | surgilast-pre-cut-tubular-elastic-dressing-retainer-stress-vest-large-x-large-each-2c1.jpg
SKU: MRTLBURV53H-5 | Mortara Instrument Vision 5 Holter Analysis System w/ 5 H3+ Recorders | High-quality ECG analysis for the physician and cardiology office environment. 99.95% accuracy. HER connectivity via HeartCentrix. Highlighted abnormalities presented in full disclosure. Patient-friendly, pocket-sized digital recorder. Rapid return on your investment - with an average two tests per week, system can be paid for within six months. Vision Premier offers advanced analysis, including expanded viewing choices, comprehensive list of diagnostic codes, and automatic categorization into unique morphology forms. | vision-5-holter-analysis-system-w-5-h3-recorders-510.jpg
SKU: MRTL716-0234-00G | Mortara Instrument Assurance Paper Z-Fold Pad Red Grid Perforated with Blank Header 8 1/2" x 11" For Burdick Eclipse LE LEII E550 E560 E350 E600 ExTOL 200 sheets/pd - Pad | Fade-resistant thermal recording papers look and feel similar to standard thermal charts, but that's where the comparison ends. Our acid-free base paper and patented chemical thermal coating keep your ECG images from fading from 25 years, guaranteed! Thermal chart contaminants (UV light, PVC, alcohol, adhesive tapes and electrode creams) are no match for our paper. | assurance-paper-z-fold-pad-red-grid-perforated-with-blank-header-8-1-2-x-11-for-burdick-eclipse-le-leii-e550-e560-e350-e600-extol-200-sheets-pd-pad-35d.jpg
SKU: MID3-047-0001 | Midmark Universal ECG Clips | Universal ECG Clips (3mm, 4mm & Snap), 10/pk | universal-ecg-clips--5f7.jpg
SKU: MID2-100-0206 | Midmark Disposable ECG EZ-Trodes | Disposable ECG EZ-Trodes, 500/bx, 10 bx/cs | disposable-ecg-ez-trodes-915.jpg
SKU: MID2-100-0206 | Midmark Disposable ECG EZ-Trodes | Disposable ECG EZ-Trodes, 500/bx, 10 bx/cs | disposable-ecg-ez-trodes-915.jpg
SKU: MID4-000-0062 | Midmark Iqecg Digital ECG With Lead Management | An easy-to-use, 12-lead, digital ECG and software solution that helps you to quickly administer testing and access the patient information you need to make informed cardiac assessments and provide more efficient patient care. Lightweight, portable design, weighing less than 11 oz. Interpret and analyze data for neonate, pediatric, and adult patients. Review and edit ECG results on-screen with free text or customizable quick edit statements. Save time and reduce data entry errors by populating patient information directly from your EHR/EMR software. | iqecg-digital-ecg-with-lead-management-295.jpg
SKU: MID90-30-0206 | Midmark IQholterÂ® Lead Wire 7-Lead Blue | IQholterÂ® Lead Wire, 7-Lead, Blue | iqholterreg-lead-wire-7-lead-blue-de5.jpg
SKU: MID2-100-0051 | Midmark Reusable IQholterÂ® Recorder Pouch with Belt | Reusable IQholterÂ® Recorder Pouch with Belt | reusable-iqholterreg-recorder-pouch-with-belt-db9.jpg
SKU: MID90-30-0205 | Midmark IQholterÂ® Lead Wire 5-Lead Blue | IQholterÂ® Lead Wire, 5-Lead, Blue | iqholterreg-lead-wire-5-lead-blue-fc0.jpg
SKU: MID2-100-0050 | Midmark Disosable IQholterÂ® Recorder Pouches | Disosable IQholterÂ® Recorder Pouches, 25/pk | disosable-iqholterreg-recorder-pouches-52f.jpg
SKU: MID1-370-0010 | Midmark IQholterÂ® Secure Digital Memory Card | IQholterÂ® Secure Digital Memory Card | iqholterreg-secure-digital-memory-card-b6f.jpg
SKU: MID4-000-0119 | Midmark IQholterÂ® Digital Recorder | Small and lightweight, making it easy and comfortable for your patient to wear. The readable, well-lit display and intuitive keypad make clinician navigation and menu control simple. Lightweight and comfortable, weights only 2.8 oz. On-screen leads and channel identification for speed and simplicity during patient hookup. Automatic pacemaker detection eliminates setting changes between patients. Automatic startup self-test with warning alarm ensures reliable recording. 5-lead hookup for 3-channel recording, 7-lead option available. Removable Secure Digital (SD) Card allows for immediate patient turnaround. | iqholterreg-digital-recorder-1e1.jpg
SKU: MID4-000-0110 | Midmark IQholterÂ® Digital Holter & Recorder No Software | Small and lightweight, making it easy and comfortable for your patient to wear. The readable, well-lit display and intuitive keypad make clinician navigation and menu control simple. Lightweight and comfortable, weights only 2.8 oz. On-screen leads and channel identification for speed and simplicity during patient hookup. Automatic pacemaker detection eliminates setting changes between patients. Automatic startup self-test with warning alarm ensures reliable recording. 5-lead hookup for 3-channel recording, 7-lead option available. Removable Secure Digital (SD) Card allows for immediate patient turnaround. | iqholterreg-digital-holter-amp-recorder-no-software-63b.jpg
SKU: MID4-000-0116 | Midmark IQholterÂ® EP Digital Holter with Pacemaker Detection & Recorder No Software | Small and lightweight, making it easy and comfortable for your patient to wear. The readable, well-lit display and intuitive keypad make clinician navigation and menu control simple. Lightweight and comfortable, weights only 2.8 oz. On-screen leads and channel identification for speed and simplicity during patient hookup. Automatic pacemaker detection eliminates setting changes between patients. Automatic startup self-test with warning alarm ensures reliable recording. 5-lead hookup for 3-channel recording, 7-lead option available. Removable Secure Digital (SD) Card allows for immediate patient turnaround. | iqholterreg-ep-digital-holter-with-pacemaker-detection-amp-recorder-no-software-e4e.jpg
SKU: MID4-000-0113 | Midmark IQholterÂ® EX Digital Holter & Recorder No Software | Small and lightweight, making it easy and comfortable for your patient to wear. The readable, well-lit display and intuitive keypad make clinician navigation and menu control simple. Lightweight and comfortable, weights only 2.8 oz. On-screen leads and channel identification for speed and simplicity during patient hookup. Automatic pacemaker detection eliminates setting changes between patients. Automatic startup self-test with warning alarm ensures reliable recording. 5-lead hookup for 3-channel recording, 7-lead option available. Removable Secure Digital (SD) Card allows for immediate patient turnaround. | iqholterreg-ex-digital-holter-amp-recorder-no-software--6fa.jpg
SKU: MID3-004-1000 | Midmark IQCartÂ® with Arm | IQCartÂ® with Arm | iqcartreg-with-arm-4ae.jpg
SKU: MID3-004-6028 | Midmark IQCartÂ® Basket 8" x 6" x 8" | IQCartÂ® Basket, 8" x 6" x 8" | iqcartreg-basket-8-x-6-x-8-eb3.jpg
SKU: MRTL10-00492-01S | Mortara Instrument Paper Door Servie Assy 8300/8500 | Offers high quality 12-channel ECG tracings. Ethernet communications included plus fax/modem and 802.11; recommended for FAA testing. | paper-door-servie-assy-8300-8500-334.jpg
SKU: CVN33135T | Covidien Dual Connect Cable & Leadwire System Bulk | Single patient use (disposable) from patient to monitor. Provides better electrode attachment. Push button design for electrode attachment. Fully shielded system. Peelable ribbon design. Lightweight. Standardized connection. Easy-to-read labeling. Unique product color - Pink. | dual-connect-cable-amp-leadwire-system-bulk-155.png
SKU: SCH9.080000CSW | Schiller Cardiovit AT-101 ECG with Interpretation | Cardiovit AT-101 ECG with Interpretation Software & Memory, SCM, Includes: (10) Patient Lead Cable, (10) Snap Clip Electrode Adapters, (500) Disposable Electrodes, (1) Pack of Paper, Power Cable and Operating Manual. | cardiovit-at-101-ecg-with-interpretation-4f1.jpg
SKU: SCH9.030100 | Schiller CS-200 Cardiopulmonary Stress Diagnostic System with Interpretation | CS-200 Cardiopulmonary Stress Diagnostic System with Interpretation, Includes: Power Cube Gas Analyzer (PWC) with Micro Fuel Cell, Integrated Gas Analyzing, Spirometry Device, O2, CO2, Spiro ErgoScope, Metabolic Cart with 12-Channel Electrocardiograph Menu-Control | cs-200-cardiopulmonary-stress-diagnostic-system-with-interpretation-f17.jpg
SKU: SCHBRW102 | Schiller Utility Cart | Utility Cart | utility-cart--811.jpg
SKU: MRTL097002-50 | Mortara Instrument Blue Max Electrode Wet Gel Foam Offset Snap Round 46mm | For monitoring and resting ECGs. Highly conductive wet gel for clean tracings. Minimal baseline wandering. Unique offset snap connection reduces motion artifact during stress testing. Specially formulated adhesive stays in place. | blue-max-electrode-wet-gel-foam-offset-snap-round-46mm--6b3.jpg
SKU: WA721328 | Welch Allyn Accessories: 10-Lead ECG Cable CP50 and/or CP150 Banana 1.5 Meter AHA | Get the power of a fully-featured ECG in a compact, affordable, easy-to-use package with the new CP 50 ECG. With simple, one-button operation, it makes performing ECG tests easy for trained caregivers of all skill levels. And with advanced features like a full-color, touch-screen display, high-resolution thermal printer, and a full range of EMR/HER connectivity options, it gives you the options your practice needs at a price that fits your budget. | accessories-10-lead-ecg-cable-cp50-and-or-cp150-banana-15-meter-aha-a5c.jpg
SKU: SCH2.157037 | Schiller Chart Paper Thermosensitive Z-Fold | Chart Paper Thermosensitive, Z-Fold 1 pack | chart-paper-thermosensitive-z-fold-188.jpg
SKU: PC11101-000017 | Physio-Control Infant / Child Reduced Energy Defibrillation Electrode Starter Kit | For use only with LIFEPAK 500 Biphasic AED with pink connector or LIFEPAK 1000 defibrillator, LIFEPAK EXPRESS AED, or LIFEPAK CR Plus AED. For use on children less than 8 years of age or under 55 lbs. | infant-child-reduced-energy-defibrillation-electrode-starter-kit-143.png
SKU: PC11101-000016 | Physio-Control Infant / Child Electrode Replacement Pads | Infant / Child Reduced Energy Defibrillation Electrodes are to be used with LIFEPAK AEDs for children less than 8 years of age or 55lbs.Infant/Child Electrodes are smaller than adult defibrillation electrodes. The electrode reduces the energy dose delivered to the patient by a factor of four. If the AED is set up to deliver a dosage of 200, 300, 360J using adult defibrillation pads, the dose will be approximately 50, 75, 86J with the Infant/Child Electrodes. | infant-child-electrode-replacement-pads-a19.jpg
SKU: WAS1-CP150-5 | Welch Allyn Partners in Care Comprehensive Partnership Program 5 Year CP 150 | The CP 150 Electrocardiograph (ECG) offers 7" touch-screen display and keyboard for improved accuracy and is user-friendly with step-by-step instructions. | partners-in-care-comprehensive-partnership-program-5-year-cp-150--ef3.png
SKU: AVNT60134 | Avante Health Velocity Pro EKG 12-Channel PC-Based | Velocity Pro EKG, 12-Channel, PC-Based | velocity-pro-ekg-12-channel-pc-based--7dc.jpg
SKU: AVNT60136T | Avante Health True ECG 12T 12-Channel | True ECG 12T, 12-Channel | true-ecg-12t-12-channel--85c.jpg
SKU: WACP150AWD-1ENB | Welch Allyn CP150 12-Lead Resting Electrocardiograph with Automatic ECG Interpretation AHA ECG Cable with Disposable Electrodes | Equipped with a 7" color, touch screen display for fast and easy entry of accurate patient information. Instant-on feature powers the device up quickly and lets you take an ECG at a moment's notice. Advanced filters for optimal ECG trace quality ensure accurate readings. Three lead ECG preview. Optional adult and pediatric MEANS ECG interpretation software offers a second opinion. Battery operation lets you easily transport your device to the patient. Store up to 100 test results on the device or transfer to a USB memory stick. | cp150-12-lead-resting-electrocardiograph-with-automatic-ecg-interpretation-aha-ecg-cable-with-disposable-electrodes-301.jpg
SKU: WACP150AW-1ENB | Welch Allyn CP150 12-Lead Resting Electrocardiograph with Automatic ECG Interpretation AHA ECG Cable with Disposable Electrodes CardioPerfect Workstation | Equipped with a 7" color, touch screen display for fast and easy entry of accurate patient information. Instant-on feature powers the device up quickly and lets you take an ECG at a moment's notice. Advanced filters for optimal ECG trace quality ensure accurate readings. Three lead ECG preview. Optional adult and pediatric MEANS ECG interpretation software offers a second opinion. Battery operation lets you easily transport your device to the patient. Store up to 100 test results on the device or transfer to a USB memory stick.Connectivity via USB Ethernet and Wifi Color Touchscreen Display 100-Test Memory; 100â€“240 V 50/60 Hz AC AHA | cp150-12-lead-resting-electrocardiograph-with-automatic-ecg-interpretation-aha-ecg-cable-with-disposable-electrodes-cardioperfect-workstation-96f.jpg
SKU: WACP150AWDS-1ENB | Welch Allyn CP150 12-Lead Resting Electrocardiograph with Spirometry Automatic ECG Interpretation | Equipped with a 7" color, touch screen display for fast and easy entry of accurate patient information. Instant-on feature powers the device up quickly and lets you take an ECG at a moment's notice. Advanced filters for optimal ECG trace quality ensure accurate readings. Three lead ECG preview. Optional adult and pediatric MEANS ECG interpretation software offers a second opinion. Battery operation lets you easily transport your device to the patient. Store up to 100 test results on the device or transfer to a USB memory stick. | cp150-12-lead-resting-electrocardiograph-with-spirometry-automatic-ecg-interpretation-020.jpg
SKU: WACP150AD-1ENB | Welch Allyn CP150 12-Lead Resting Electrocardiograph with Automatic ECG Interpretation | Equipped with a 7" color, touch screen display for fast and easy entry of accurate patient information. Instant-on feature powers the device up quickly and lets you take an ECG at a moment's notice. Advanced filters for optimal ECG trace quality ensure accurate readings. Three lead ECG preview. Optional adult and pediatric MEANS ECG interpretation software offers a second opinion. Battery operation lets you easily transport your device to the patient. Store up to 100 test results on the device or transfer to a USB memory stick.Connectivity via USB and Ethernet DICOM image handling Color Touchscreen Display 100-Test Memory; 100-240 VAHA ECG Cable with Disposable Electrodes CardioPerfect Workstation | cp150-12-lead-resting-electrocardiograph-with-automatic-ecg-interpretation-371.jpg
SKU: CAH50007361- | Cardinal Health ECG Electrode Monitoring Foam 7361 | Electrode liner may be used as a skin abrader. Resealable bulk pack. Foam substrate in a square shape 1 3/4" x 1 3/4". Latex free, DEHP free and mercury free. | ecg-electrode-monitoring-foam-7361-0c5.jpg
SKU: CAH50007365- | Cardinal Health ECG Electrode Monitoring Foam 7365 | Electrode liner may be used as a skin abrader. Resealable bulk pack. Foam substrate in a square shape 1 3/4" x 1 3/4". Latex free, DEHP free and mercury free. | ecg-electrode-monitoring-foam-7365-043.jpg
SKU: CAH31043055- | Cardinal Health ECG Electrode Monitoring Cloth 7665 5/strip | Soft non-woven cloth backing for patients with sensitive skin. Square shape 1 7/8" x 1 7/8". Latex free, DEHP free and mercury free. | ecg-electrode-monitoring-cloth-7665-5-strip-82f.jpg
SKU: CAHES82417- | Cardinal Health ECG Electrode Cloth AC303 | Radiolucent to minimize the need to remove electrodes during x-ray. Electrode liner may be used as a skin abrader. Foam and cloth substrates in a tear drop shape 1 3/4" diameter. | ecg-electrode-cloth-ac303-cd1.jpg
SKU: CAH22660R- | Cardinal Health Defibrillation Electrode Philips | Gradient Technology and oval shape designed to reduce risk of skin irritation. Superior radiotransparency. Aggressive conductive hydrogel maximizes adhesion and electrical contact. Compatible with biphasic defibrillators. Complete line of adult and pediatric products. Medi-Trace Cadence electrodes connect directly to equipment to ensure a reliable connection. Compatibility to OEM equipment eliminates need for special adapters or cable manipulation. Color-coded packaging and connector illustrations for quick and easy identification of product. Extended two-year shelf life. | defibrillation-electrode-philips-6b5.jpg
SKU: CAH22550A- | Cardinal Health Defibrillation Electrode Physio-Control Quik-Combo | Gradient Technology and oval shape designed to reduce risk of skin irritation. Superior radiotransparency. Aggressive conductive hydrogel maximizes adhesion and electrical contact. Compatible with biphasic defibrillators. Complete line of adult and pediatric products. Medi-Trace Cadence electrodes connect directly to equipment to ensure a reliable connection. Compatibility to OEM equipment eliminates need for special adapters or cable manipulation. Color-coded packaging and connector illustrations for quick and easy identification of product. Extended two-year shelf life. | defibrillation-electrode-physio-control-quik-combo-ef6.jpg
SKU: CAH22550R- | Cardinal Health Defibrillation Electrode Physio-Control Quik-Combo RTS | Gradient Technology and oval shape designed to reduce risk of skin irritation. Superior radiotransparency. Aggressive conductive hydrogel maximizes adhesion and electrical contact. Compatible with biphasic defibrillators. Complete line of adult and pediatric products. Medi-Trace Cadence electrodes connect directly to equipment to ensure a reliable connection. Compatibility to OEM equipment eliminates need for special adapters or cable manipulation. Color-coded packaging and connector illustrations for quick and easy identification of product. Extended two-year shelf life. | defibrillation-electrode-physio-control-quik-combo-rts-ac0.jpg
SKU: CAH22770R- | Cardinal Health Defibrillation Electrode Zoll | Gradient Technology and oval shape designed to reduce risk of skin irritation. Superior radiotransparency. Aggressive conductive hydrogel maximizes adhesion and electrical contact. Compatible with biphasic defibrillators. Complete line of adult and pediatric products. Medi-Trace Cadence electrodes connect directly to equipment to ensure a reliable connection. Compatibility to OEM equipment eliminates need for special adapters or cable manipulation. Color-coded packaging and connector illustrations for quick and easy identification of product. Extended two-year shelf life. | defibrillation-electrode-zoll-0f1.jpg
SKU: CAH22453- | Cardinal Health 453 Foam Electrode | High performance adults electrodes ideal for hospital-wide use. The thin foam substrate incorporates an aggressive adhesive, is fluid-resistant, flexible and conforms easily to patient skin. The patented conductive adhesive hydrogel provides additional adhesion, leaves no messy residue to clean up and stays fresh up to 45 days out of the package. They have a lift tab located on one edge to facilitate easy removal from the release liner as well as the patient. | 453-foam-electrode-7c0.jpg
SKU: CAH22455- | Cardinal Health 455 Foam Electrode | High performance adults electrodes ideal for hospital-wide use. The thin foam substrate incorporates an aggressive adhesive, is fluid-resistant, flexible and conforms easily to patient skin. The patented conductive adhesive hydrogel provides additional adhesion, leaves no messy residue to clean up and stays fresh up to 45 days out of the package. They have a lift tab located on one edge to facilitate easy removal from the release liner as well as the patient. | 455-foam-electrode-c02.jpg
SKU: KLLMU73495 | Covidien Soft Case for Tens Plus 9V Alk. Batleadwire Electrodes | Soft Case for Tens Plus 9V Alk. Batleadwire Electrodes | soft-case-for-tens-plus-9v-alk-batleadwire-electrodes--591.jpg
SKU: WA401394 | Welch Allyn CP100 And CP200 Hospital Cart No Cable Arm Shelf | High-resolution 15" TFT color display for easy patient data entry and waveform monitoring. | cp100-and-cp200-hospital-cart-no-cable-arm-shelf-74d.jpg
SKU: WA94018-0000 | Welch Allyn EKG Paper CP100 & CP200 | High-quality, heavy-weight thermal graph paper for use with Welch Allyn CP100 and CP200 EKG machines. | ekg-paper-cp100-cp200-72e.jpg
SKU: GE900179-202 | GE Healthcare CAM 14/ AM4/ AM5 Electrode Connector Set Mactrode AHA | This compatible electrode connector set connects to the leadwires for the CAM 14, AM4 or AM5 (LQB10-AD0). Set of 10 in your choice of Banana, Clip or Snap. | cam-14-am4-am5-electrode-connector-set-mactrode-aha-76f.jpeg
SKU: GE900178-102 | GE Healthcare CAM 14 AM4 AM5 Electrode Connector Set Mactrode IEC | trode Connector Set Mactrode IEC | cam-14-am4-am5-electrode-connector-set-mactrode-iec-a1d.jpg
SKU: GE900178-003 | GE Healthcare CAM 14/ AM4/ AM5 Electrode Connector Set, Grabber, AHA, 10/set | Easy twist off/on. Latex free. One year warranty. | cam-14-am4-am5-electrode-connector-set-grabber-aha-10-set-a20.jpg
SKU: GE9801-016 | GE Healthcare Thermal Paper, Burdick Equivalent 007961, Red Grid, Black Trace, 8 1/2" x 11", Z-Fold, For Burdick E500TW, E350, E-600 ECG Systems, 200 sheets/pk, 10 pk/cs | Consolidate recording paper purchases. Reduce time and expense to generate multiple purchase orders. | thermal-paper-burdick-equivalent-007961-red-grid-black-trace-8-1-2-x-11-z-fold-for-burdick-e500tw-e350-e-600-ecg-systems-200-sheets-pk-10-pk-cs-de5.jpg
SKU: GE9801-057 | GE Healthcare Thermal Paper, Hewlett-Packard Equivalent M2481A, Red Grid, Black Trace, 8 1/2" x 5.71", 8 pk/cs | Consolidate recording paper purchases. Reduce time and expense to generate multiple purchase orders. | thermal-paper-hewlett-packard-equivalent-m2481a-red-grid-black-trace-8-1-2-x-571-8-pk-cs-0b6.jpg
SKU: GE9801-002 | GE Healthcare Thermal Paper, Quinton Equivalent 15022-001, All White, Black Trace, 8 1/2" x 11", Queue Hole, Z-Fold, For Quinton Stress Systems Q3000, Q4000, 216 sheets/pk, 20 pk/cs | Consolidate recording paper purchases. Reduce time and expense to generate multiple purchase orders. | thermal-paper-quinton-equivalent-15022-001-all-white-black-trace-8-1-2-x-11-queue-hole-z-fold-for-quinton-stress-systems-q3000-q4000-216-sheets-pk-20--c5c.jpg
SKU: GE9801-003 | GE Healthcare Thermal Paper, Quinton Equivalent 16211-002, All White, Queue Mark, 8 1/2" x 11", Z-Fold, For Quinton Stress Systems Q5000 & QCATH, 200 sheets/pk, 20 pk/cs | Consolidate recording paper purchases. Reduce time and expense to generate multiple purchase orders. | thermal-paper-quinton-equivalent-16211-002-all-white-queue-mark-8-1-2-x-11-z-fold-for-quinton-stress-systems-q5000-qcath-200-sheets-pk-20-pk-cs-1f8.jpg
SKU: SCHMS-2010 | Schiller Cardiovit ECG with Touchscreen Technology | MS-2010 is designed for large volumes of work â€“ in hospitals where the ECG volume is high and speed and quality are paramount. Simply touch the large (10.4 in) high-resolution color display and you're in business â€“ recording, selecting and printing the highest quality ECGs faster than you can imagine. Since MS-2010 exports ECGs in XML, PDF and DICOM format, you can transmit recordings to any system that supports this industry standard. From accurate and complete data entries to comprehensive data fields that prompt users to collect required information, every detail of MS-2010 is designed to streamline ECG testing. And when you're responsible for hundreds of ECGs across miles of hospital terrain every day, attention to detail makes all the difference. | cardiovit-ecg-with-touchscreen-technology-652.jpg
SKU: MKS77114409 | McKesson Hoyer Patient Lift 700 lbs. Electric | Hoyer Patient Lift 700 lbs. Electric. | hoyer-patient-lift-700-lbs-electric-7ed.jpg
SKU: MKS14926400 | McKesson TUBING CPAP GRAY 9' 1/EA MCK BRAND | TUBING CPAP GRAY 9' 1/EA MCK BRAND | tubing-cpap-gray-9-1-ea-mck-brand-7ba.jpg
SKU: KLL3105C | Covidien Choice Cloth Stimulating Electrodes | Self-adhering and reusable stimulating electrodes for TENS/NMS/FES. | choice-cloth-stimulating-electrodes-bfd.jpg
SKU: KLL7022 | Covidien Self Adhering and Reusable Stimulating Electrode 2" x 2.25" | Uni-tab Electrodes Self-adhering And Conformable Thin And Flexible Low-profile Design. Designed Specifically For Clinical Applications To Promote Hygienic Treatment | self-adhering-and-reusable-stimulating-electrode-2-x-225--e5f.jpg
SKU: ROSCE1P2020WC2 | Roscoe Medical Reusable Electrode Square White Cloth | Square Electrode, White Cloth, Reusable, Poly Bag, 2"x 2", White Cloth, Japan Gel. | reusable-electrode-square-white-cloth-88f.jpg
SKU: BOVES09 | Bovie Medical Disposable LLETZ Loop Electrodes, 10mm X 10mm Loop | Disposable LLETZ Loop Electrodes, 10mm X 10mm Loop | disposable-lletz-loop-electrodes-10mm-x-10mm-loop-5fb.jpg
SKU: BOVES13 | Bovie Medical Disposable LLETZ Loop Electrodes, 20mm X 15mm Loop | Disposable LLETZ Loop Electrodes, 20mm X 15mm Loop | disposable-lletz-loop-electrodes-20mm-x-15mm-loop-e14.jpg
SKU: BOVES53 | Bovie Medical Disposable LLETZ Loop Electrodes, 15mm x 12mm Loop | Disposable LLETZ Loop Electrodes, 15mm x 12mm Loop | disposable-lletz-loop-electrodes-15mm-x-12mm-loop-8a8.jpg
SKU: BOVES60 | Bovie Medical SuperCut Tungsten Needles, Disposable, Super Fine 3CM | SuperCut Tungsten Needles, Disposable, Super Fine 3CM | supercut-tungsten-needles-disposable-super-fine-3cm-87d.jpg
SKU: BDICME203 | Bio-Detek Adult Multipurpose Silver ECG Monitoring Electrodes, 2" Round Clear Tape- Wet Gel | Adult Multipurpose Electrodes Are Designed For Use On All Adult Cardiac Monitoring And Diagnostic Procedures. | adult-multipurpose-silver-ecg-monitoring-electrodes-2-round-clear-tape-wet-gel-0f6.jpg
SKU: BDICME230 | Bio-Detek Adult Multipurpose Silver ECG Monitoring Electrodes, 2" Round Clear Tape- Wet Gel | Adult Multipurpose Electrodes Are Designed For Use On All Adult Cardiac Monitoring And Diagnostic Procedures. | adult-multipurpose-silver-ecg-monitoring-electrodes-2-round-clear-tape-wet-gel-f23.jpg
SKU: BDICME405 | Bio-Detek Adult Multipurpose Silver ECG Monitoring Electrodes, 2" Round Foam- Wet Gel | Adult Multipurpose Electrodes Are Designed For Use On All Adult Cardiac Monitoring And Diagnostic Procedures. | adult-multipurpose-silver-ecg-monitoring-electrodes-2-round-foam-wet-gel-359.jpg
SKU: BDICLT403 | Bio-Detek EMS ECG Electrodes, 1 1/2"X2" Rectangular Foam-Wet Gel | Specially Designed Electrodes For Use By Emergency Medical Services (Ems). | ems-ecg-electrodes-1-1-2x2-rectangular-foam-wet-gel-2d4.jpg
SKU: BDICLT405S | Bio-Detek Stress and Holter Silver ECG Medical Electrodes, 1 1/2" Round Foam-Wet Gel | Designed For Use During Stress Testing, Holter Testing And Other Diagnostic Applications. | stress-and-holter-silver-ecg-medical-electrodes-1-1-2-round-foam-wet-gel-0b7.jpg
SKU: CNMD711B | Conmed General Purpose Electrode 45Â° Angled 7/8" Electrode Overall 3" | Conmed 711b Hyfrecator General Purpose Electrode 45Â° Angled | general-purpose-electrode-45deg-angled-7-8quot-electrode-overall-3quot-c74.jpg
SKU: CNMD7-809-7 | Conmed Bipolar Forceps Electrode Adson Serrated Tips 5" Requires Foot Switch & 780911 Cord 1.5mm Tip Insulated | Conmed 7-809-7 Hyfrecator Bipolar Forcep Electrode Adson Tip | bipolar-forceps-electrode-adson-serrated-tips-5quot-requires-foot-switch-amp-780911-cord-15mm-tip-insulated-9db.jpg
SKU: CNMD7-809-8 | Conmed Bipolar Forceps Electrode Cushing Serrated Tips 7" Requires Foot Switch & 780911 Cord 1.5mm Tip Insulated | Conmed 7-809-8 Hyfrecator Bipolar Forcep Electrode Cushing Tip | bipolar-forceps-electrode-cushing-serrated-tips-7quot-requires-foot-switch-amp-780911-cord-15mm-tip-insulated-426.jpg
SKU: CNMD7-809-9 | Conmed Bipolar Forceps Electrode Cushing Serrated Tips Bayonet Style 7Â½" Requires Foot Switch & 780911 Cord 2mm Tip Insulated | Conmed 7-809-9 Hyfrecator Bipolar Forcep Electrode Cushing Tip | bipolar-forceps-electrode-cushing-serrated-tips-bayonet-style-7frac12quot-requires-foot-switch-amp-780911-cord-2mm-tip-insulated-73d.jpg
SKU: CNMD138001 | Conmed 7/8â€ Blade with Hex Hub, 15 degree angle | 7/8â€ Blade with Hex Hub, 15 degree angle | 7-8-blade-with-hex-hub-15-degree-angle-7ca.jpg
SKU: CNMD7-809-1 | Conmed Bipolar Forceps Electrode Jewelers Micro Tips 4" Requires Foot Switch & 780911 Cord | Conmed 7-809-1 Hyfrecator Bipolar Forcep Electrode Micro Tip | bipolar-forceps-electrode-jewelers-micro-tips-4quot-requires-foot-switch-amp-780911-cord-488.jpg
SKU: CNMD7-809-11 | Conmed Reusable 12 ft Bipolar Cord, Same as 135168 Hospital Cord, Autoclavable | Conmed 7-809-11 Hyfrecator Reusable 12 ft Bipolar Cord | reusable-12-ft-bipolar-cord-same-as-135168-hospital-cord-autoclavable-c71.jpg
SKU: CNMD7-809-2 | Conmed Bipolar Forceps Electrode Gerald Micro Tips 7" Requires Foot Switch & 780911 Cord 1mm Tip Insulated | ConMed Bipolar Forceps (Gerald Micro Tips) | bipolar-forceps-electrode-gerald-micro-tips-7quot-requires-foot-switch-amp-780911-cord-1mm-tip-insulated-589.jpg
SKU: CNMD7-809-3 | Conmed Bipolar Forceps Electrode Hardy Micro Tips Bayonet Style Stops 8Â¼" .5mm Tip Insulated Requires Foot Switch & 780911 Cord | ConMed Bipolar Forceps (Hardy Micro Tips) | bipolar-forceps-electrode-hardy-micro-tips-bayonet-style-stops-8frac14quot-5mm-tip-insulated-requires-foot-switch-amp-780911-cord-8ee.jpg
SKU: CNMD7-809-4 | Conmed Bipolar Forceps Electrode Adson Smooth Tips 5" Requires Foot Switch & 780911 Cord 1.5mm Tip Insulated | Conmed 7-809-4 Hyfrecator Bipolar Forcep Electrode Adson Smooth | bipolar-forceps-electrode-adson-smooth-tips-5quot-requires-foot-switch-amp-780911-cord-15mm-tip-insulated-b20.jpg
SKU: CNMD7-809-5 | Conmed Bipolar Forceps Electrode 1.5mm Tip Insulated Cushing Smooth Tips 7" Requires Foot Switch & 780911 Cord | Conmed 7-809-5 Hyfrecator Bipolar Forcep Electrode 1.5mm Tip | bipolar-forceps-electrode-15mm-tip-insulated-cushing-smooth-tips-7quot-requires-foot-switch-amp-780911-cord-11c.jpg
SKU: CNMD7-809-6 | Conmed Bipolar Forceps Electrode Cushing Smooth Tips Bayonet Style 7Â½" Requires Foot Switch & 780911 Cord 2mm Tip Insulated | ConMed Bipolar Forceps (Hardy Micro Tips) | bipolar-forceps-electrode-cushing-smooth-tips-bayonet-style-7frac12quot-requires-foot-switch-amp-780911-cord-2mm-tip-insulated-821.jpg
SKU: BOVES58T | Bovie Medical Resistick II Coated Blade Electrode, 2.5" | Resistick II Coated Blade Electrode, 2.5" (6.35 cm) | resistick-ii-coated-blade-electrode-25-aaf.jpg
SKU: CARE8500-EM1 | Burdick Cardiac Science ECG, Non-Interpretation, Ethernet Communications & 150 Storage Communications | Delivers the highest level of clinical accuracy. EMR connectivity via HeartCentrix by Cardiac Science. Multi-angle 7" widescreen color display for viewing continuous 3-, 6-, or 12-leads of data. Intuitive menus and on-screen QuickTip make it easy to use. Industry-leading data acquisition speed (64,000 sps) for pacemaker detection. Optional interpretation based on five clinically-significant patient-demographic criteria, including pediatric interpretations. Industry-leading four-year warranty. | ecg-non-interpretation-ethernet-communications-150-storage-communications-a87.jpg
SKU: CARV51-1G | Burdick Cardiac Science Burdick Vision Premier Holter Software, Card reader, English Language | High-quality ECG digital recording. 99.95% accuracy. EMR connectivity via HeartCentrix by Cardiac Science. Highlighted abnormalities presented in full disclosure. Patient-friendly, packet-sized digital recorder. Rapid return on your investment with an average two tests per week, system can be paid for within six months. Vision Premier offers advanced analysis, including expanded viewing choices, comprehensive list of diagnostic codes, and automatic categorization into unique morphology forms. | burdick-vision-premier-holter-software-card-reader-english-language-b0b.jpg
SKU: CARV53-1GI | Burdick Cardiac Science Burdick Vision Holter System Software, Card Reader, Pacemaker Analysis Software, English Language | High-quality ECG digital recording. 99.95% accuracy. EMR connectivity via HeartCentrix by Cardiac Science. Highlighted abnormalities presented in full disclosure. Patient-friendly, packet-sized digital recorder. Rapid return on your investment with an average two tests per week, system can be paid for within six months. Vision Premier offers advanced analysis, including expanded viewing choices, comprehensive list of diagnostic codes, and automatic categorization into unique morphology forms. | burdick-vision-holter-system-software-card-reader-pacemaker-analysis-software-english-language-0c9.jpg
SKU: CARV53-1GIJ | Burdick Cardiac Science Burdick Vision Holter System Software, Card Reader, Heart Rate Variability & Pacemaker Analysis Software, English Language | High-quality ECG digital recording. 99.95% accuracy. EMR connectivity via HeartCentrix by Cardiac Science. Highlighted abnormalities presented in full disclosure. Patient-friendly, packet-sized digital recorder. Rapid return on your investment with an average two tests per week, system can be paid for within six months. Vision Premier offers advanced analysis, including expanded viewing choices, comprehensive list of diagnostic codes, and automatic categorization into unique morphology forms. | burdick-vision-holter-system-software-card-reader-heart-rate-variability-pacemaker-analysis-software-english-language-a73.jpg
SKU: CAR037080-001 | Burdick Cardiac Science Accessories: Emergency Stop Option For TM55 & TM65 | Burdick/Cardiac Science - Accessories: Emergency Stop Option For TM55 & TM65 - Has fewer moving parts, which reduces wear and tear. Controlled "soft start" for patient safety. Accurate speed and grade, regardless of weight. | accessories-emergency-stop-option-for-tm55-tm65-29e.jpg
SKU: CAR43255 | Burdick Cardiac Science 2 Channel Lead Set For 92512/3 Holter Recorders | 2 Channel Lead Set For 92512/3 Holter Recorders. This product is sold by the: Individual product.. Stock items generally ship the same day. For emergency orders please call Savoy at 1-877-SAVOY-MED. | 2-channel-lead-set-for-92512-3-holter-recorders-df5.jpg
SKU: CAR43084 | Burdick Cardiac Science 2 Channel Cassette Prep Kit, 5 Holter Electrodes, 30/cs | Each kit contains: 1 Hook-Up Guide,1 Surgical Prep Razor, 1 Skin Prep Scrub, 3 Alcohol Prep Pads, 12 Stress Loop Tape, 1 60 Minute Audio Cassette, 1 9V Battery, 1 Patient Diary.Burdick Baseline Holter Cassette Prep Kit By Cardiac Science 43084; Each Kit Contains: 1 Hook-Up Guide,1 Surgical Prep Razor, 1 Skin Prep Scrub, 3 Alcohol Prep Pads, 12 Stress Loop Tape, 1 60 Minute Audio Cassette, 1 9V Battery, 1 Patient Diary; 2 Channel Cassette Prep Kit, 5 Holter Electrodes, 30/Cs | 2-channel-cassette-prep-kit-5-holter-electrodes-30-cs-5ea.jpg
SKU: CAR97008 | Burdick Cardiac Science Baseline Stress Prep Kit, 30/cs | Each kit contains: 10 Stress Electrodes, Foam, 1 Skin Scrub, 1 Instruction Sheet, 3 Alcohol Prep Pads, 1 Bacitracin Ointment, 1 Moist Wipe, 1 Surgical Prep Razor.Burdick Baseline Stress Prep Kit By Cardiac Science 97008; Each Kit Contains: 10 Stress Electrodes, Foam, 1 Skin Scrub, 1 Instruction Sheet, 3 Alcohol Prep Pads, 1 Bacitracin Ointment, 1 Moist Wipe, 1 Surgical Prep Razor; Baseline Stress Prep Kit, 30/Cs | baseline-stress-prep-kit-30-cs-e63.jpg
SKU: CAR862278 | Burdick Cardiac Science Battery Pack For ELITE, EK-10 | Medical Battery, 12 Volt fits Burdick Ek10/Elite | battery-pack-for-elite-ek-10-825.jpg
SKU: CAR086063 | Burdick Cardiac Science Accessories: Operators Manual For EK-10 | Combines the cost advantages of a single-channel electrocardiograph with the increased productivity of automatic operation. Features a thermal array printer, liquid crystal display, soft-touch membrane pad. Compact and portable. | accessories-operators-manual-for-ek-10-673.jpg
SKU: BDIC905 | Bio-Detek Long Term Medical Silver ECG Electrodes 1 1/8 " X2 .5" Rectangular Foam-Wet Gel | These ECG Electrodes Are Specially Designed For Use In ICU/CCU And Other Long Term Medical Applications. | long-term-medical-silver-ecg-electrodes-1-1-8-x2-5-rectangular-foam-wet-gel-22d.jpg
SKU: CAR7550 | Burdick Cardiac Science Adult Limb Plate Sensor, 4mm, Set of 4 | - | adult-limb-plate-sensor-4mm-set-of-4-4f1.jpg
SKU: CAR7697 | Burdick Cardiac Science Accessories: Elite II Factory Installed Fax Option | Simultaneously acquires 10 seconds of ECG data for all 12 leads. Menu displays guide user through all functions. Stores up to 30 ECGs in memory. Includes 10 lead accessory group and 12.5-V nickel cadmium battery. Compact and portable. A powerful interpretation algorithm based on five clinically significant criteria we well as pediatric analysis and pacemaker enhancement is also available. Internal fax and communication modem.Accessories: Elite II Factory Installed Fax Option. This product is sold by the: Individual product.. Stock items generally ship the same day. For emergency orders please call Savoy at 1-877-SAVOY-MED | accessories-elite-ii-factory-installed-fax-option-b1e.jpg
SKU: CAR043101 | Burdick Cardiac Science 2 Channel 6532 Prep Kit, 5 Holter Electrodes, 30/cs | Each kit contains: 1 Hook-Up Guide, 1 Surgical Prep Razor, 1 Skin Prep Scrub, 3 Alcohol Prep Pads, 12 Stress Loop Tape, 1 Patient Diary, 1 Patient ID Card, 2 9V BatteriesBurdick Baseline Holter Disc Prep Kit By Cardiac Science 43101; Each Kit Contains: 1 Hook-Up Guide, 1 Surgical Prep Razor, 1 Skin Prep Scrub, 3 Alcohol Prep Pads, 12 Stress Loop Tape, 1 Patient Diary, 1 Patient Id Card, 2 9V Batteries; 2 Channel 6532 Prep Kit, 5 Holter Electrodes, 30/Cs | 2-channel-6532-prep-kit-5-holter-electrodes-30-cs-2d1.jpg
SKU: CAR43104 | Burdick Cardiac Science 3 Channel 6532 Prep Kit, 7 Holter Electrodes, 30/cs | Each kit contains: 1 Hook-Up Guide, 1 Surgical Prep Razor, 1 Skin Prep Scrub, 3 Alcohol Prep Pads, 12 Stress Loop Tape, 1 Patient Diary, 1 Patient ID Card, 2 9V Batteries.Burdick Baseline Holter Disc Prep Kit By Cardiac Science 43104; Each Kit Contains: 1 Hook-Up Guide, 1 Surgical Prep Razor, 1 Skin Prep Scrub, 3 Alcohol Prep Pads, 12 Stress Loop Tape, 1 Patient Diary, 1 Patient Id Card, 2 9V Batteries; 3 Channel 6532 Prep Kit, 7 Holter Electrodes, 30/Cs | 3-channel-6532-prep-kit-7-holter-electrodes-30-cs-e21.jpg
SKU: CNMD714 | Conmed Epilation/ Telangiectasias Needle Set 30Â° Angled 3/8" Extra Fine Tungsten Needle Electrodes For Precise Procedures Overall 1Â¾" | ConMed Reusable Extra Fine Epilation Needle Electrode | epilation-telangiectasias-needle-set-30deg-angled-3-8quot-extra-fine-tungsten-needle-electrodes-for-precise-procedures-overall-1frac34quot-e4c.jpg
SKU: CNMD716 | Conmed Long Desiccation Needle, 3/8" Needle Electrode On Long Shaft, Overall 5" | Conmed 716 Hyfrecator Long Desiccation Needle | long-desiccation-needle-3-8-needle-electrode-on-long-shaft-overall-5-dbe.jpg
SKU: CARST956UTA1A | Burdick Cardiac Science Quinton Exercise Stress System 9550 | For hospitals and physician clinics challenged by a lack of space for diagnostic equipment, this system allows clinicians to perform stress testing conveniently and in a greater variety of settings. You'll love the unique design, compact footprint and wireless capabilities. Choose the 9500 Series for a unique wall mount or the 9550 series for a mobile cart with ample storage space. | quinton-exercise-stress-system-9550-e58.jpg
SKU: CARST956USA1A | Burdick Cardiac Science Quinton Exercise Stress System 9500 | For hospitals and physician clinics challenged by a lack of space for diagnostic equipment, this system allows clinicians to perform stress testing conveniently and in a greater variety of settings. You'll love the unique design, compact footprint and wireless capabilities. Choose the 9500 Series for a unique wall mount or the 9550 series for a mobile cart with ample storage space. | quinton-exercise-stress-system-9500-123.jpg
SKU: SCH9.020000C | Schiller AT-2 ECG with Interpretation | Value priced ECG. Includes Adult/Pediatric Interpretation. Full size reports. 6 or 12 channel user selectable output. Built-in battery & printer. Fully automatic. 1 Year Limited Warranty. | at-2-ecg-with-interpretation-57a.png
SKU: SCH9.025000C | Schiller CARDIOVIT AT-2 Plus 12-Channel Resting EKG Machine With Interpretation | The AT-2plus is a low cost ECG system with performance features previously only available in high priced systems. The AT-2plus provides A4 reports within seconds - at the touch of a button. All the features of the popular AT-2, PLUS a large, high resolution backlit monitor for easy preview of ECG quality, and full alphanumeric keyboard. | cardiovit-at-2-plus-12-channel-resting-ekg-machine-with-interpretation-775.png
SKU: SCH9.025000CS | Schiller AT-2 Plus Combo Interpretive Electrocardiograph & Spirometer | AT-2 Plus ECG and Spirometry Combo Unit; Includes PFT, Interpretation and Memory; Comes with a Calibration Syringe. Fully automatic, Microprocessor controlled. Resting ECG with built-in Myogram/Stabilizer Filters (SPF, SSF, SMF and SBS). Built-in Spirometer for Pulmonary Function Testing (FVC, SVC, MV and MVV). Includes Adult/Pediatric Interpretation. Full size reports (8.5" x 11" paper). Built-in battery & printer. 3 Year Limited Warranty. | at-2-plus-combo-interpretive-electrocardiograph-spirometer-941.png
SKU: SCH9.080000C | Schiller AT-101 ECG w/Memory & Interpretation, 8.5" x 11" Page | AT-101 Portable 3 Channel/12 Lead automatic electrocardiograph with Memory & Interpretation. The AT-101 is a portable and battery powered, microprocessor based automatic electrocardiograph. 12 lead /10-leadwire simultaneous acquisition with programmable lead configuration. Powerful and yet easy-to-use, advanced ECG technology with multiple ways to send (RS-232, LAN and Modem) and to store ECG data with built-in memory. With the AT-101 you can export ECG-Data to a third party EMR, HIS, and PACS systems via XML. Built-in 3.5" Thermal Printer or Full Page (8.5" x 11") print via External Printer option. 3 Year Limited Warranty. | at-101-ecg-w-memory-interpretation-85-x-11-page-9c4.jpg
SKU: SCH9.070000C | Schiller AT-102 ECG with Interpretation and Memory, 8 1/2" | AT-102 ECG with Interpretation and Memory (for Resting ECG), Full-page 8.5 in x 11in printout with built-in ECG waveform display and VGA Output port. Upgradeable to PFT and Stress. | at-102-ecg-with-interpretation-and-memory-8-1-2-9ae.jpg
SKU: SCH9.070000CS | Schiller AT-102 Combo ECG & Spirometer with VGA Output port | eedback by users from all over the world has been incorporated in the new AT-102 plus. The system offers an intuitive, easy-to-use interface, a bright colour display and options for individual configuration.AT-102 ECG with Interpretation and Memory, Full-page 8.5 in x 11in printout with built-in ECG waveform display and VGA Output port. Upgradeable to Stress. | at-102-combo-ecg-spirometer-with-vga-output-port-9d2.jpg
SKU: SCH9.173000C | Schiller AT-10 Plus ECG with Interpretation and Memory | AT-10 Plus ECG with Interpretation and Memory, Laptop design, built-in 8.5"x11" printer, built-in LAN and VGA Output ports. Upgradeable to PFT and Stress. | at-10-plus-ecg-with-interpretation-and-memory-367.png
SKU: SCH9.173000CS | Schiller AT-10 Plus Combo ECG & Spirometer with built-in 8.5"x11" printer | AT-10 Plus ECG and Spirometry Combo Unit; Includes PFT, Interpretation and Memory; Comes with a Calibration Syringe,Laptop design, built-in 8.5"x11" printer, built-in LAN and VGA Output ports. Upgradeable to Stress. | at-10-plus-combo-ecg-spirometer-with-built-in-85x11-printer-768.png
SKU: SCH9.040000C | Schiller AT-104 PC-Based ECG with Interpretation | AT-104 PC ECG with Interpretation. Upgradeable to PFT, Stress, Cardiopulmonary Exercise, Holter and PDF Output. Note: Does Not Include a Computer/Cart (Sold separately). | at-104-pc-based-ecg-with-interpretation-bef.png
SKU: SCH2.100941 | Schiller Patient gas measurement tube 3 m for Power Cube | Patient gas measurement tube 3 m for Power Cube. | patient-gas-measurement-tube-3-m-for-power-cube-d74.jpg
SKU: SCH2.100941 | Schiller Patient gas measurement tube 3 m for Power Cube | Patient gas measurement tube 3 m for Power Cube. | patient-gas-measurement-tube-3-m-for-power-cube-d74.jpg
SKU: SCH2.100944 | Schiller Tube for calibration gas | PVC tube for calibration gas for Power Cube. | tube-for-calibration-gas-029.jpg
SKU: SCH2.100914 | Schiller Ergo Sensor | Ergo-Spiro sensor. | ergo-sensor-b66.jpg
SKU: SCH2.100945L | Schiller O2 sensor cell | O2 sensor cell for Power Cube. | o2-sensor-cell-ce6.jpg
SKU: SCH2.100077 | Schiller Disposable Mouthpieces for SP-150/250 Flow Sensor Spirometer | Disposable Mouthpieces for Schiller SP-150/SP-250 Flow Sensor Spirometer. | disposable-mouthpieces-for-sp-150-250-flow-sensor-spirometer-770.jpg
SKU: SCH1.300011 | Schiller MT-101 3-Channel Holter Recorder | One of the smallest and lightest digital Holter recorders on the market todayVery easy to start a recording | mt-101-3-channel-holter-recorder-8db.jpg
SKU: SCH2.157005 | Schiller Paper for AT-6 and SP-200, Thermal | ECG Recording Paper for AT-6 and SP-200, 1 package, thermal (thermo-sensitive), Z-folded. | paper-for-at-6-and-sp-200-thermal-8f6.jpg
SKU: SCH2.157012 | Schiller ECG Recording Paper for AT-10 and SP-10 | ECG Recording Paper for AT-10 and SP-10 ECG/EKG and Spirometry units, thermal (thermo-sensitive), Z-folded. | ecg-recording-paper-for-at-10-and-sp-10-f60.png
SKU: SCH2.157014 | Schiller Thermal Chart Rcording Paper for AT-1 and SP-1 | Thermal chart recording paper for the Schiller AT-1 and SP-1, One (1) package, Z-Folded. | thermal-chart-rcording-paper-for-at-1-and-sp-1-2eb.png
SKU: SCH2400116S | Schiller 10 Lead Stress ECG/EKG Patient Cable Snap Clip Adapter type | Schiller brand 10-Lead Stress Patient Cable, Snap Clip Adapter type, 3.5 Meter, for use with an Exercise / Stress Schiller AT-10, AT-10 Plus, AT-60, AT-102, AT-104, AT-110, CS-100 and CS-200, AHA standard. | 10-lead-stress-ecg-ekg-patient-cable-snap-clip-adapter-type-e35.png
SKU: SCH2.400071E | Schiller Economy 10-Lead Resting ECG/EKG Patient Cable | Economy Schiller 10-Lead 2 Meter Resting Patient Cable with banana plugs for use with Schiller AT-1, AT-2, AT-2 light, AT-2 Plus, AT-10, AT-10 Plus, AT-60, AT-101, AT-102, AT-102 Plus, AT-104, AT-110, CS-100, CS-200, MS-2010 and MS-2015, Resting ECG. | economy-10-lead-resting-ecg-ekg-patient-cable-e62.png
SKU: SCH2.400071S | Schiller Resting ECG/EKG Patient Cable with Banana Plugs 10-Lead 2 meter | Schiller brand 10-Lead, 2 meter, Resting Patient Cable with banana plugs for use with Schiller AT-1, AT-2, AT-2 light, AT-2 Plus, AT-10, AT-10 Plus, AT-101, AT-102, AT-102 Plus, AT-104, AT-110, Resting ECG. | resting-ecg-ekg-patient-cable-with-banana-plugs-10-lead-2-meter--5f1.png
SKU: SCH2.300012 | Schiller Medical / Hospital Grade Power Cable, 115VAC, 8 Ft | Medical Equipment Power Cord/Cable; 115 Volts A/C, 8 Ft. Hospital and medical grade. | medical-hospital-grade-power-cable-115vac-8-ft-b4f.png
SKU: KLL658 | Covidien Electrode Re-Ply Reusable, 24" | Electrode Re-Ply Reusable 24" | electrode-re-ply-reusable-24-569.jpg
SKU: KLL2204 | Covidien Self-adhering and Reusable Stimulating Electrode for TENS/NMES/FES, 2" x 2" | The Classic electrodes incorporate a silver ink/carbon film conductive layer, proven to efficiently disperse electrical current over the entire surface of the electrode. Classic electrodes feature an intuitive lift tab for easy removal of the electrode after application. The hydrogel is formulated with pure aloe vera, known for its hydrating properties and natural moisturizing effects. A tinted double-coated liner makes storage easy as electrodes can be returned to either side. | self-adhering-and-reusable-stimulating-electrode-for-tens-nmes-fes-2-x-2-328.jpg
SKU: KLL7024 | Covidien Self-adhering and Reusable Stimulating Electrode for TENS/NMES/FES, 4" x 2.25" | Self-adhering and Reusable Stimulating Electrode for TENS/NMES/FES, 4" x 2.25" | self-adhering-and-reusable-stimulating-electrode-for-tens-nmes-fes-4-x-225-20e.jpg
SKU: KLL652 | Covidien Self-adhering and Reusable Stimulating Electrode for TENS/NMES/FES, 2", Round | Self-adhering and Reusable Stimulating Electrode for TENS/NMES/FES, 2", Round | self-adhering-and-reusable-stimulating-electrode-for-tens-nmes-fes-2-round-f0d.jpg
SKU: KLL2204 | Covidien Self-adhering and Reusable Stimulating Electrode for TENS/NMES/FES, 2" x 2" | The Classic electrodes incorporate a silver ink/carbon film conductive layer, proven to efficiently disperse electrical current over the entire surface of the electrode. Classic electrodes feature an intuitive lift tab for easy removal of the electrode after application. The hydrogel is formulated with pure aloe vera, known for its hydrating properties and natural moisturizing effects. A tinted double-coated liner makes storage easy as electrodes can be returned to either side. | self-adhering-and-reusable-stimulating-electrode-for-tens-nmes-fes-2-x-2-328.jpg
SKU: SUN99-0043-00 | SunTech Medical Tango+ Stress Test Blood Pressure Monitor | Specifically designed for use in treadmill, bicycle (ergometer), and pharmacological stress testing, the Tango+ reliably monitors blood pressure allowing you to focus on your patient. Tango+ comes with our patented Orbit-Kâ„¢ cuff (available in 4 different sizes), which was designed specifically for stress testing. Add the SpO2 measurement option to make your stress ECG system a complete and seamless diagnostic test center. When reliable automatic blood pressure is required, SunTech Medical delivers.SunTech's proprietary algorithms provide exceptional performance in this difficult environment. The hands-free interface makes Tango+ an indispensable part of stress testing. | tango-stress-test-blood-pressure-monitor--85e.jpg
SKU: SUN99-0042-00 | SunTech Medical Tango+ Stress Test Base Monitor | Specifically designed for use in treadmill, bicycle (ergometer), and pharmacological stress testing, the Tango+ reliably monitors blood pressure allowing you to focus on your patient. Tango+ comes with our patented Orbit-Kâ„¢ cuff (available in 4 different sizes), which was designed specifically for stress testing. Add the SpO2 measurement option to make your stress ECG system a complete and seamless diagnostic test center. When reliable automatic blood pressure is required, SunTech Medical delivers.SunTech's proprietary algorithms provide exceptional performance in this difficult environment. The hands-free interface makes Tango+ an indispensable part of stress testing. | tango-stress-test-base-monitor-7d5.jpg
SKU: 3M9642 | 3M Health Care Clear Plastic Monitoring Electrode, No Abrader, 5.1cm Dia | A tear-drop style monitoring electrode with clear plastic backing that is ideal for situations when immediate skin assessment is required without the need to remove the electrode. The gel's low chloride content minimizes skin irritation for increased patient comfort. | clear-plastic-monitoring-electrode-no-abrader-51cm-dia-af3.jpg
SKU: MIDIQECG | Midmark IQecg Digital | INTUITIVEAn intuitive user interface built on the Midmark IQconnectâ„¢ framework to reduce clicks and improve workflowEFFECTIVENew screen layouts and color scheme, electronic calipers, on-screen side-by-side comparison and editing tools with free-text fields deliver an improved workflow thatâ€™s still familiarUnlike typical ECG devices, instantly capture and analyze the 10 seconds of ECG seen onscreenSIMPLEWeâ€™ve made everything easier from accessing the patient chart, hooking up the patient, performing tests and seamlessly saving to the chartPHYSICAL CHARACTERISTICS:Weight: 10.2 oz. (without patient cableDimensions: 3.5" (88 mm) W x 5.7" (145 mm) L xÂ 1.2" (30 mm) HPower: USB portECG ACQUISITION:Impedance: >100 megohmsFrequency response: 0.05-150 Hz-3dBFilters: AC, Drift, MYO (muscle artifact)Sensitivity: 5, 10, 20 mm/mVDynamic range: Â± 10 mVADC resolution: 13 bits at 2.44 uV/bitElectrode offset: Â± 300 mV per AAMI andÂ EC11 specificationsAcquisition rate: 500 samples/sec | iqecg-digital-25c.png
SKU: NDCBUR250C | Mortara Instrument Burdick Eli 250c ECG | Compact and lightweight, the ELIâ„¢ 250c electrocardiograph provides comprehensive functionality, with 8.5 x 11" or A4 paper, in an easy-to-use, portable device. | burdick-eli-250c-ecg-905.jpg
SKU: NDCBUR230 | Burdick Cardiac Science 12-Lead Compact ECG System | The ELIâ„¢ 230 electrocardiograph provides complete functionality in a portable, compact device. Easy to use and feature rich, the ELI 230 offers a valuable solution with capabilities such as signal quality, accurate and reliable ECG interpretation, and full-size printouts. | 12-lead-compact-ecg-system-dc3.jpg
SKU: CAR010-1642-00 | Burdick Cardiac Science Holter Patient Cable 5 Lead | The Holter Patient Cable is a 5-lead replacement cable for Vision 5L and Burdick 5LR Holter recorders with press-fit connector block. | holter-patient-cable-5-lead-cfe.jpeg
SKU: SCH2.100940 | Schiller Nafion Tube 50cm | Nafion tube 50 cm for Power Cube. | nafion-tube-50cm-439.png
SKU: METL2023 | Mettler Electronics Pencil Electrode Set with Push Button Stimulation Control | Pencil electrode set with push button stimulation control, (includes handle, 4 different sizes of stainless steel spot electrode tips, and carrying case). The Pencil Electrode is used for manual stimulation procedures where pin-point control is required. It comes in its own carry case with four stainless steel tips from the size of a quarter down to a point. The Pencil Electrode has an On /Off switch so that stimulation can be turned on and off. It requires a banana type connector to be plugged into the electrode cable set. It is compatible with all Mettler stimulators. | pencil-electrode-set-with-push-button-stimulation-control-bcd.jpg
SKU: BDICLT403SG | Bio-Detek Long Term Medical Silver ECG Electrodes Rectangular Foam | These ECG Electrodes Are Specially Designed For Use In ICU/CCU And Other Long Term Medical Applications. | long-term-medical-silver-ecg-electrodes-rectangular-foam-be2.jpg
SKU: CARV51-1DG | Burdick Cardiac Science Vision Premier software with card reader and one Vision 5L recorder | Vision Premier is an advanced Holter data analysis tool for physician clinics and researchers. Itincludes everything our Vision product offers plus significant enhancements that do most of thecategorization for you and allow a more thorough analysis. | vision-premier-software-with-card-reader-and-one-vision-5l-recorder-b07.png
SKU: CARV51-1FG | Burdick Cardiac Science Vision Premier software with card reader and five Vision 5L recorders | Vision Premier is an advanced Holter data analysis tool for physician clinics and researchers.Itincludeseverything our Vision product offers plus significant enhancements that do most of the categorization for you and allow a more thorough analysis. | vision-premier-software-with-card-reader-and-five-vision-5l-recorders-c8e.png
SKU: CAR012-0844-01 | Burdick Cardiac Science ECG Patient Cable AHA 10 Non Replaceable Leads | Patient Cable, AHA, 10 Non-Replaceable Leads for EKG/ECG machines. | ecg-patient-cable-aha-10-non-replaceable-leads-6c7.jpg
SKU: SCH9.190000C | Schiller Cardiovit AT-1 ECG 3 Channel 12 Lead ECG System W/ Interpretation | The CARDIOVIT AT-1 performs quick and accurate 12-lead ECG analysis, in a three-channel format at the price for a one-channel system. With its compact, easy-to-use operation and built-in battery, the AT-1 is perfect for all applications including stationary practice use, hospital bedsides and ambulatory field work.3 channel representation of all 12 simultaneously acquired leads. Automatic and manual mode. Multiple report formats, copy function, various recording speeds. Integrated rechargeable battery and integrated power supply. One button operation. Built-in thermal printer. Lightweight (2.9 kg/6.7 lbs). 1 Year Limited Warranty. | cardiovit-at-1-ecg-3-channel-12-lead-ecg-system-w-interpretation-7ee.jpg
SKU: SMTH3406 | Smiths Medical Advisor 5-lead Cable For Vital Signs Monitor | 5-Lead ECG Cable | advisor-5-lead-cable-for-vital-signs-monitor-5e0.jpg
SKU: SCH9.028000C | Schiller AT-2 Light ECG Interp & Memory, 8.5" x 11" paper | Resting ECG with Interpretation and Memory. LCD Display is for Entry of Patient Data Only. Includes Adult/Pediatric Interpretation.Alphanumeric keyboard with rubber keys. Full size reports (8.5" x 11" paper). 6 or 12 channel user selectable printout format. Built-in battery & printer. Fully automatic. 3 Year Limited Warranty. | at-2-light-ecg-interp-memory-85-x-11-paper-2e2.jpg
SKU: NDU5520 | Nikomed U.S.A. Trace 1 Research Electrodes Foam Solid Gel 32 x 45mm | Foam, Multi-Snap, Specialty Dual Monitoring, One Sensing Area. | trace-1-research-electrodes-foam-solid-gel-32-x-45mm-44b.jpg
SKU: NDU2010 | Nikomed U.S.A. 20/30 Series Trace 1 ECG electrodes Foam Solid Gel 35 x 50mm | 20/30 Series Trace 1 ECG electrodes are each made with Silver/Silver Chloride (Ag/Ag Cl) for the clearest, most accurate recordings and come in a variety of shapes and sizes to allow for exact placement, maximum adhesive coverage, and patient-friendly, long-term monitoring. Our complete line is latex free and has a proven track record of excellence. | 20-30-series-trace-1-ecg-electrodes-foam-solid-gel-35-x-50mm-e32.jpg
SKU: NDU2002 | Nikomed U.S.A. 20 Series Trace 1 sleep Electrodes | Breathable, compact design provides fast and easy placement | 20-series-trace-1-sleep-electrodes-b49.jpg
SKU: NDU5535 | Nikomed U.S.A. Foam Resting Electrodes, 32 x 45mm | Designed with unique, easy-to-use receptor, allows direct connection without adapters. Patient-friendly adhesive for reliable contact and skin care. Type: Foam, Wet Gel. Silver/Silver Chloride (Ag/AgCl) for most accurate tracings. Latex free. | foam-resting-electrodes-32-x-45mm-6f2.png
SKU: NDU5560 | Nikomed U.S.A. Trace 1 ECG electrodes, Foam, Wet Gel, 38 x 60mm | Nikomedâ€™s Trace 1 kidney-shaped design allows electrodes to nest within each other, providing the fastest, easiest and most accurate lead placement. Reduction of raw material used, saves overall cost, and is environmentally friendly. Super-tack adhesive provides superior contact. | trace-1-ecg-electrodes-foam-wet-gel-38-x-60mm-d0d.jpg
SKU: MKS35902400 | McKesson Sterilization Pouch STER-ALL Performance 3.5 X 9 Inch Film - Polypropylene / Polyester Blend and Medical Grade Paper | Sterilization Pouch STER-ALL Performance 3.5 X 9 Inch Film - Polypropylene / Polyester Blend and Medical Grade Paper. | sterilization-pouch-ster-all-performance-35-x-9-inch-film-polypropylene-polyester-blend-and-medical-grade-paper-8fe.jpg
SKU: MKS79842500 | McKesson ECG Recording Paper Medi-Pak 216 mm | ECG Recording Paper Medi-Pak 216 mm. | ecg-recording-paper-medi-pak-216-mm-560.jpg
SKU: NDU5511 | Nikomed U.S.A. Trace 1 Wet Gel Electrodes Clear Tape 50mm | Nikomed's innovative Trace 1 product line features electrodes to fit every need. Our complete line includes Stress, Holter, EMS, Cardiac Cath, ICU, and Universal electrodes. They are each made with Silver/Silver Chloride (Ag/Ag Cl) for the clearest, most accurate recordings and come in a variety of shapes and sizes to allow for exact placement, maximum adhesive coverage, and patient-friendly, long-term monitoring. Our complete line is latex free and has a proven track record of excellence. | trace-1-wet-gel-electrodes-clear-tape-50mm-483.gif
SKU: METL2009 | Mettler Electronics 4 Electrode straps (48") | 4 Electrode straps (48"). | 4-electrode-straps-48-ce2.jpg
SKU: NEMABI-500CL | Newman Medical Automated ABI Vascular Doppler System | Uses the power of computers to produce the reimbursement reports you need quickly, easily and accurately. The easy to use PC-based systems' minimal learning curve makes it easy to begin performing exams. Automatic index calculations make the system make exams as easy as taking blood pressures. Print to any standard office printer or save and load directly to EMR. The diagnosis is made using the gold standard Doppler and simple pulse volume recording (PVR) waveforms. Full 2-year product warranty. | automated-abi-vascular-doppler-system-9cf.png
SKU: NEMDD-300-D5 | Newman Medical Non Display Digital Doppler with Vascular Probe | The DD-300 is an audio only vascular Doppler. The display indicates battery, volume, and signal strength status - DOES NOT display pulse rate. The powerful digital processor in the DigiDop utilizes Digital Signal Clarity - DSC to eliminate background noise and amplify a strong clear signal. | non-display-digital-doppler-with-vascular-probe-0f4.jpg
SKU: MDGN017101 | MedGyn Products Pocket Doppler with 2MHz Probe | MedGyn's Pocket Doppler combines reliable and accurate detection with an easy-to-use, light-weight design. Available with rechargeable batteries and probe frequency options. | pocket-doppler-with-2mhz-probe-b49.png
SKU: MDGN017127 | MedGyn Products Pocket Doppler Rechargeable w/3MHz Probe | MedGyn's Pocket Doppler combines reliable and accurate detection with an easy-to-use, light-weight design. Available with rechargeable batteries and probe frequency options. | pocket-doppler-rechargeable-w-3mhz-probe-67e.gif
SKU: MDGN017126 | MedGyn Products Pocket Doppler With 3MHz Probe | MedGyn's Pocket Doppler combines reliable and accurate detection with an easy-to-use, light-weight design. Available with rechargeable batteries and probe frequency options. | pocket-doppler-with-3mhz-probe-b0a.png
SKU: MDGN017150 | MedGyn Products SD5 Doppler w/2MHz wired probe | Our Table-Top Dopplers are an innovative addition to our Doppler category, in a portable, light-weight package. Available in both wireless/infrared and wired models. | sd5-doppler-w-2mhz-wired-probe-e0c.gif
SKU: MDGN017151 | MedGyn Products SD6 Doppler w/2MHz wireless probe | Our Table-Top Dopplers are an innovative addition to our Doppler category, in a portable, light-weight package. Available in both wireless/infrared and wired models. | sd6-doppler-w-2mhz-wireless-probe-dd4.gif
SKU: NEMABI-500 | Newman Medical ABI-500 simpleABI System | SimpleABI System+. Designed for ABI, TBI, and Segmental studies. Advanced Vascular Testing. PC based system- Includes: Netbook , roll stand, Doppler with 8MHz Probe, PVR, 8 arm/leg leg cuffs, PPG probe, 1 toe cuff, Powerflate aneroid. (NOPC excludes computer and stand) | abi-500-simpleabi-system-7bc.jpg
SKU: SDSG155 | Summit Doppler Aquasonic Clean Ultrasound Gel 250 Gram | A 250g bottle of Parker ultrasound gel for use with all of our Dopplers. | aquasonic-clean-ultrasound-gel-250-gram-48a.jpg
SKU: SDSG150 | Summit Doppler Aquasonic Clean Ultrasound Gel, 60 gm | A 60g bottle of Parker ultrasound gel for use with all of Summit Dopplers. | aquasonic-clean-ultrasound-gel-60-gm-e6c.jpg
SKU: PRKL38-01 | Parker Laboratories Eclipse Prove Cover-Latex-Free | A soft, latex-free, disposable probe cover for medical ultrasound probes/transducers, pre-gelled inside with Aquasonic 100 Ultrasound Transmission Gel. Fits most endocavity ultrasound probes. | eclipse-prove-cover-latex-free-098.jpg
SKU: PRKL38-01 | Parker Laboratories Eclipse Prove Cover-Latex-Free | A soft, latex-free, disposable probe cover for medical ultrasound probes/transducers, pre-gelled inside with Aquasonic 100 Ultrasound Transmission Gel. Fits most endocavity ultrasound probes. | eclipse-prove-cover-latex-free-098.jpg
SKU: SDSL150SD8 | Summit Doppler Non-Display Hand-Held Doppler with 8MHz Vascular Probe | The LifeDop L150 features a non-display, hand-held Doppler with superior sound quality, extended battery life, enhanced probe sensitivity, user replaceable probe cable, interchangeable probes and a full warranty. | non-display-hand-held-doppler-with-8mhz-vascular-probe-31b.jpg
SKU: SDSL150RSD8 | Summit Doppler LifeDop Non-Display Doppler with Rechargeable Batteries & 8 MHz Vascular Probe | Summit Doppler Systems offers a full line of Doppler systems with the sensitivity and performance you depend on. The LifeDop 150R non-display, hand-held Doppler with recharger has excellent sound quality and accepts the full line of non-directional probes for obstetrical or vascular applications. This system is ergonomically designed to fit in the palm of your hand with comfort and allows easy access to each control feature. Each system is individually tested and inspected to ensure the highest quality standards. | lifedop-non-display-doppler-with-rechargeable-batteries-8-mhz-vascular-probe-7cd.jpg
SKU: SDSL250ARSDW | Summit Doppler Display Doppler 2MHz waterproof Obstetrical Probe, Recharger & Audio Recorder | The LifeDop L250ARSDW features a display, hand-held Doppler, Recharger with superior sound quality, extended battery life, enhanced probe sensitivity, user replaceable probe cable, interchangeable probes and a full warranty. The large informative display shows battery life, signal quality and extended 50 to 220 bpm heart rate. Each Doppler comes with your choice of one probe. | display-doppler-2mhz-waterproof-obstetrical-probe-recharger-audio-recorder-4b8.jpeg
SKU: SDSL350RSD3 | Summit Doppler Table-Top Display Hand-Held Doppler, 3MHz Obstetrical Probe & Recharger | The L350R features a table-top display unit with superior sound quality, pc cable locking system, extended battery life, enhanced probe sensitivity, interchangeable probes, and a one-year full warranty. The large informative display shows battery life, signal quality, and extended 50 to 220 bpm heart rate. It includes a charging system where you don't have to worry about overcharging or draining the batteries. | table-top-display-hand-held-doppler-3mhz-obstetrical-probe-recharger-281.jpg
SKU: SDSL350RSD8 | Summit Doppler Table Top Display Doppler 8MHz Vascular Probe and Recharger | The L350R features a table-top display unit with superior sound quality, pc cable locking system, extended battery life, enhanced probe sensitivity, interchangeable probes, and a one-year full warranty. | table-top-display-doppler-8mhz-vascular-probe-and-recharger-4e5.jpg
SKU: SDSSD5 | Summit Doppler 5MHz Vascular Probe | All LifeDop non-directional probes are durable and interchangeable - accepted by all LifeDop non-directional dopplers. | 5mhz-vascular-probe-22d.jpg
SKU: SDSSD8 | Summit Doppler LifeDop Vascular Assessment Probes 8MHz | These handheld, non-display Dopplers for vascular assessment offer superior sound quality and function with the full line of non-directional LifeDopÂ® probes. | lifedop-vascular-assessment-probes-8mhz-4eb.jpg
SKU: SDSSD2 | Summit Doppler 2MHz Obstetrical Probe | All LifeDop non-directional probes are durable and interchangeable - accepted by all LifeDop non-directional dopplers. | 2mhz-obstetrical-probe-a42.jpg
SKU: SDSK160 | Summit Doppler ABI 2 Cuff Package: Trigger Release Aneroid, 1-10cm & 1-12cm Cuff | Feature The package includes 2 Cuffs (10 or 12cm) and an aneroid for vascular applications. | abi-2-cuff-package-trigger-release-aneroid-1-10cm-1-12cm-cuff-19e.jpg
SKU: NVIMJ300 | Nicolet Vascular Imex Pocket-Dop 3 Doppler System With 3 Mhz OB Probe | A valuable aid in detecting pregnancy and monitoring the fetal heartbeat. Features interchangeable probes: the 3 MHz probe is for early fetal heartbeat detection and the 2 MHz probe is for use in later pregnancy or with larger patients. Also features auto-correlation which is a pattern recognition technique that quickly acquires and accurately tracks the complex signal of the fetal heart rate. Comes with a convenient recharging stand to be placed on a counter or mounted to a wall. Covered by a 5-year parts and 1-year labor warranty. | imex-pocket-dop-3-doppler-system-with-3-mhz-ob-probe-f50.jpg
SKU: NVIMJ230 | Nicolet Vascular Imex Pocket Dop 3 with 2 And 3 MHz obstetric probes | Interchangeable, Convenient ProbesThe Imex Pocket-Dop 3 is a valuable aid in detecting pregnancy and monitoring the fetal heartbeat. The built-in speaker amplifies fetal heart sounds to reassure the expectant mother. The Pocket-Dop 3 features interchangeable probes: the 3 MHz probe is for early fetal heartbeat detection and the 2 MHz probe for use in later pregnancy or with larger patients. The small â€œfootprintâ€ of these probes enables them to be easily angled down behind the pubic bone for optimum detection of early fetal heartbeats. When not in use, the probe is attached to the side of the unit by a unique magnetic holder. Obstetric exams are quick, easy and reliable with the Pocket-Dop 3. | imex-pocket-dop-3-with-2-and-3-mhz-obstetric-probes-df4.jpg
SKU: NVIMP230 | Nicolet Vascular IMEX Pocket Dop II With 2 And 3 MHz Obstetric Probes | Obstetric and Vascular VersatilityPocket-Dop II is a full-featured Doppler with interchangeable obstetric and vascular probes. Use the 2 or 3 MHz obstetric probes to monitor the fetal heartbeat. Use the 5 or 8 MHz vascular probes to screen patients at risk for stroke, peripheral arterial disease and other occlusive vascular conditions or to monitor difficult pulses and obtain systolic blood pressures quickly and easily.Obstetric ExaminationThe Pocket-Dop II is a valuable aid in detecting pregnancy and monitoring the fetal heartbeat. The built-in speaker amplifies fetal sounds to reassure the expectant mother. A complete obstetric system should include a 3 MHz probe for early fetal heartbeat detection and a 2 MHz probe for use in later pregnancy or with larger patients. A 2 MHz waterproof probe is ideal for underwater labor or delivery. | imex-pocket-dop-ii-with-2-and-3-mhz-obstetric-probes-5a3.jpg
SKU: NVIMP250 | Nicolet Vascular IMEX Pocket Dop II With 2 Mhz Obstetric And 5 Mhz Vascular Probes | Obstetric and Vascular VersatilityPocket-Dop II is a full-featured Doppler with interchangeable obstetric and vascular probes. Use the 2 or 3 MHz obstetric probes to monitor the fetal heartbeat. Use the 5 or 8 MHz vascular probes to screen patients at risk for stroke, peripheral arterial disease and other occlusive vascular conditions or to monitor difficult pulses and obtain systolic blood pressures quickly and easily.Obstetric ExaminationThe Pocket-Dop II is a valuable aid in detecting pregnancy and monitoring the fetal heartbeat. The built-in speaker amplifies fetal sounds to reassure the expectant mother. A complete obstetric system should include a 3 MHz probe for early fetal heartbeat detection and a 2 MHz probe for use in later pregnancy or with larger patients. A 2 MHz waterproof probe is ideal for underwater labor or delivery. | imex-pocket-dop-ii-with-2-mhz-obstetric-and-5-mhz-vascular-probes-a0a.jpg
SKU: NVIMP350 | Nicolet Vascular IMEX Pocket-Dop II Doppler With 3 Mhz Obstetric And 5 Mhz Vascular Probes | Obstetric and Vascular VersatilityPocket-Dop II is a full-featured Doppler with interchangeable obstetric and vascular probes. Use the 2 or 3 MHz obstetric probes to monitor the fetal heartbeat. Use the 5 or 8 MHz vascular probes to screen patients at risk for stroke, peripheral arterial disease and other occlusive vascular conditions or to monitor difficult pulses and obtain systolic blood pressures quickly and easily.Obstetric ExaminationThe Pocket-Dop II is a valuable aid in detecting pregnancy and monitoring the fetal heartbeat. The built-in speaker amplifies fetal sounds to reassure the expectant mother. A complete obstetric system should include a 3 MHz probe for early fetal heartbeat detection and a 2 MHz probe for use in later pregnancy or with larger patients. A 2 MHz waterproof probe is ideal for underwater labor or delivery. | imex-pocket-dop-ii-doppler-with-3-mhz-obstetric-and-5-mhz-vascular-probes-bb8.jpg
SKU: NVIMP500 | Nicolet Vascular IMEX Pocket-Dop II Doppler With 5 Mhz Vascular Probe | Obstetric and Vascular VersatilityPocket-Dop II is a full-featured Doppler with interchangeable obstetric and vascular probes. Use the 2 or 3 MHz obstetric probes to monitor the fetal heartbeat. Use the 5 or 8 MHz vascular probes to screen patients at risk for stroke, peripheral arterial disease and other occlusive vascular conditions or to monitor difficult pulses and obtain systolic blood pressures quickly and easily.Obstetric ExaminationThe Pocket-Dop II is a valuable aid in detecting pregnancy and monitoring the fetal heartbeat. The built-in speaker amplifies fetal sounds to reassure the expectant mother. A complete obstetric system should include a 3 MHz probe for early fetal heartbeat detection and a 2 MHz probe for use in later pregnancy or with larger patients. A 2 MHz waterproof probe is ideal for underwater labor or delivery. | imex-pocket-dop-ii-doppler-with-5-mhz-vascular-probe-282.jpg
SKU: NVIMP580 | Nicolet Vascular IMEX Pocket-Dop II Doppler With 5 And 8 Mhz Vascular Probes | Obstetric and Vascular VersatilityPocket-Dop II is a full-featured Doppler with interchangeable obstetric and vascular probes. Use the 2 or 3 MHz obstetric probes to monitor the fetal heartbeat. Use the 5 or 8 MHz vascular probes to screen patients at risk for stroke, peripheral arterial disease and other occlusive vascular conditions or to monitor difficult pulses and obtain systolic blood pressures quickly and easily.Obstetric ExaminationThe Pocket-Dop II is a valuable aid in detecting pregnancy and monitoring the fetal heartbeat. The built-in speaker amplifies fetal sounds to reassure the expectant mother. A complete obstetric system should include a 3 MHz probe for early fetal heartbeat detection and a 2 MHz probe for use in later pregnancy or with larger patients. A 2 MHz waterproof probe is ideal for underwater labor or delivery. | imex-pocket-dop-ii-doppler-with-5-and-8-mhz-vascular-probes-dad.jpg
SKU: NVIMP2WP | Nicolet Vascular IMEX Pocket-Dop II Doppler With 2 MHz Waterproof OB Probe | Obstetric and Vascular VersatilityPocket-Dop II is a full-featured Doppler with interchangeable obstetric and vascular probes. Use the 2 or 3 MHz obstetric probes to monitor the fetal heartbeat. Use the 5 or 8 MHz vascular probes to screen patients at risk for stroke, peripheral arterial disease and other occlusive vascular conditions or to monitor difficult pulses and obtain systolic blood pressures quickly and easily.Obstetric ExaminationThe Pocket-Dop II is a valuable aid in detecting pregnancy and monitoring the fetal heartbeat. The built-in speaker amplifies fetal sounds to reassure the expectant mother. A complete obstetric system should include a 3 MHz probe for early fetal heartbeat detection and a 2 MHz probe for use in later pregnancy or with larger patients. A 2 MHz waterproof probe is ideal for underwater labor or delivery. | imex-pocket-dop-ii-doppler-with-2-mhz-waterproof-ob-probe-52a.jpg
SKU: NVIMPAD5 | Nicolet Vascular IMEX POCKET-DOP II(TM) DOPPLER SYSTEM-Unit, 5 MHz Probe & ABI Kit | Hand-held ultrasonic Doppler features interchangeable probes and built-in speaker for vascular and obstetrical applications. Supplied in soft sided case with 1 or 2 probes, recharger, walkman style headset, gel, batteries and CD ROM of pulse sounds. Includes a five-year parts and one-year labor warranty. | imex-pocket-dop-iitm-doppler-system-unit-5-mhz-probe-abi-kit-3af.jpg
SKU: NVIMJ200 | Nicolet Vascular Imex Pocket Dop 3 with 2 MHz Obstetric Probe | Interchangeable, Convenient ProbesThe Imex Pocket-Dop 3 is a valuable aid in detecting pregnancy and monitoring the fetal heartbeat. The built-in speaker amplifies fetal heart sounds to reassure the expectant mother. The Pocket-Dop 3 features interchangeable probes: the 3 MHz probe is for early fetal heartbeat detection and the 2 MHz probe for use in later pregnancy or with larger patients. The small â€œfootprintâ€ of these probes enables them to be easily angled down behind the pubic bone for optimum detection of early fetal heartbeats. When not in use, the probe is attached to the side of the unit by a unique magnetic holder. Obstetric exams are quick, easy and reliable with the Pocket-Dop 3. | imex-pocket-dop-3-with-2-mhz-obstetric-probe-7ce.jpg
SKU: NVIMP200 | Nicolet Vascular IMEX Pocket Dop II With 2 Mhz Obstetric Probe | Obstetric and Vascular VersatilityPocket-Dop II is a full-featured Doppler with interchangeable obstetric and vascular probes. Use the 2 or 3 MHz obstetric probes to monitor the fetal heartbeat. Use the 5 or 8 MHz vascular probes to screen patients at risk for stroke, peripheral arterial disease and other occlusive vascular conditions or to monitor difficult pulses and obtain systolic blood pressures quickly and easily.Obstetric ExaminationThe Pocket-Dop II is a valuable aid in detecting pregnancy and monitoring the fetal heartbeat. The built-in speaker amplifies fetal sounds to reassure the expectant mother. A complete obstetric system should include a 3 MHz probe for early fetal heartbeat detection and a 2 MHz probe for use in later pregnancy or with larger patients. A 2 MHz waterproof probe is ideal for underwater labor or delivery. | imex-pocket-dop-ii-with-2-mhz-obstetric-probe-08f.jpg
SKU: NVIMP280 | Nicolet Vascular IMEX Pocket Dop II With 2 Mhz Obstetric And 8 Mhz Vascular Probes | Obstetric and Vascular VersatilityPocket-Dop II is a full-featured Doppler with interchangeable obstetric and vascular probes. Use the 2 or 3 MHz obstetric probes to monitor the fetal heartbeat. Use the 5 or 8 MHz vascular probes to screen patients at risk for stroke, peripheral arterial disease and other occlusive vascular conditions or to monitor difficult pulses and obtain systolic blood pressures quickly and easily.Obstetric ExaminationThe Pocket-Dop II is a valuable aid in detecting pregnancy and monitoring the fetal heartbeat. The built-in speaker amplifies fetal sounds to reassure the expectant mother. A complete obstetric system should include a 3 MHz probe for early fetal heartbeat detection and a 2 MHz probe for use in later pregnancy or with larger patients. A 2 MHz waterproof probe is ideal for underwater labor or delivery. | imex-pocket-dop-ii-with-2-mhz-obstetric-and-8-mhz-vascular-probes-539.jpg
SKU: NVIMP300 | Nicolet Vascular Imex Pocket-Dop II With 3 MHz OB Probe | Pocket-Dopâ„¢ II is a full-featured Doppler with interchangeable obstetric and vascular probes. Use the 2 or 3 MHz obstetric probes to monitor the fetal heartbeat. Use the 5 or 8 MHz vascular probes to screen patients at risk for stroke, peripheral arterial disease and other occlusive vascular conditions or to monitor difficult pulses and obtain systolic blood pressures quickly and easily.Obstetric and Vascular Versatility:Pocket-Dop II is a full-featured Doppler with interchangeable obstetricand vascular probes. Use the 2 or 3 MHz OB probes to monitor theÂ fetal heartbeat. Use the 5 or 8 MHz vascular probes to screen patientsÂ at risk for stroke, peripheral arterial disease and other occlusive vascularconditions or to monitor difficult pulses and obtain systolic bloodpressures quickly and easily.Obstetric Examination:The Pocket-Dop II is a valuable aid in detecting pregnancy andmonitoring the fetal heartbeat. The built-in speaker ampliï¬es fetalsounds to reassure the expectant mother. A complete obstetric systemshould include a 3 MHz probe for early fetal heartbeat detection and aÂ 2 MHz probe for use in later pregnancy or with larger patients.A 2 MHz waterproof probe is ideal for underwater labor or delivery.Vascular Applications:Use the Pocket-Dop II to compare simple Doppler blood pressuresÂ in the arm and ankle to help diagnose arterial disease in the lowerextremities. Or quickly screen for lower extremity vascular conditionssuch as valvular incompetence.Emergencies and Challenging Clinical Situations:The Pocket-Dop II can be used to accurately monitor pulses and systolicblood pressures, even in the noisiest environments; conï¬rm blood ï¬‚owto wound sites, locate vessels for catheterization, withdrawal, injection orIV therapy; clearly hear low systolic blood pressures with patients whoare diabetic, elderly or in shock | imex-pocket-dop-ii-with-3-mhz-ob-probe-6e2.jpg
SKU: NVIMP380 | Nicolet Vascular IMEX Pocket-Dop II Doppler With 3 Mhz Obstetric And 8 Mhz Vascular Probes | Obstetric and Vascular VersatilityPocket-Dop II is a full-featured Doppler with interchangeable obstetric and vascular probes. Use the 2 or 3 MHz obstetric probes to monitor the fetal heartbeat. Use the 5 or 8 MHz vascular probes to screen patients at risk for stroke, peripheral arterial disease and other occlusive vascular conditions or to monitor difficult pulses and obtain systolic blood pressures quickly and easily.Obstetric ExaminationThe Pocket-Dop II is a valuable aid in detecting pregnancy and monitoring the fetal heartbeat. The built-in speaker amplifies fetal sounds to reassure the expectant mother. A complete obstetric system should include a 3 MHz probe for early fetal heartbeat detection and a 2 MHz probe for use in later pregnancy or with larger patients. A 2 MHz waterproof probe is ideal for underwater labor or delivery. | imex-pocket-dop-ii-doppler-with-3-mhz-obstetric-and-8-mhz-vascular-probes-a3e.jpg
SKU: NVIMP800 | Nicolet Vascular Imex Pocket-Dop II Doppler with 8 MHz Vascular Probe | Obstetric and Vascular VersatilityPocket-Dop II is a full-featured Doppler with interchangeable obstetric and vascular probes. Use the 2 or 3 MHz obstetric probes to monitor the fetal heartbeat. Use the 5 or 8 MHz vascular probes to screen patients at risk for stroke, peripheral arterial disease and other occlusive vascular conditions or to monitor difficult pulses and obtain systolic blood pressures quickly and easily.Obstetric ExaminationThe Pocket-Dop II is a valuable aid in detecting pregnancy and monitoring the fetal heartbeat. The built-in speaker amplifies fetal sounds to reassure the expectant mother. A complete obstetric system should include a 3 MHz probe for early fetal heartbeat detection and a 2 MHz probe for use in later pregnancy or with larger patients. A 2 MHz waterproof probe is ideal for underwater labor or delivery. | imex-pocket-dop-ii-doppler-with-8-mhz-vascular-probe-7d2.jpg
SKU: NVIMPAD8 | Nicolet Vascular IMEX POCKET-DOP II(TM) DOPPLER SYSTEM-Unit, 8 MHz Probe & ABI Kit | Hand-held ultrasonic Doppler features interchangeable probes and built-in speaker for vascular and obstetrical applications. Supplied in soft sided case with 1 or 2 probes, recharger, walkman style headset, gel, batteries and CD ROM of pulse sounds. Includes a five-year parts and one-year labor warranty. | imex-pocket-dop-iitm-doppler-system-unit-8-mhz-probe-abi-kit-d2a.jpg
SKU: HHHIFD2PUSA/VP4HS | Huntleigh Healthcare Fetal DopplexÂ® II, 4 MHz Probe | Advanced pocket Doppler offers three Fetal Heart Rate (FHR) modes, LCD display, auto-correlation, active noise reduction, digital interface to Dopplex Printa to produce FHR tracings. Supplied with one transducer of choice. | fetal-dopplexreg-ii-4-mhz-probe-8f2.jpg
SKU: HHHIFD1+-P-USA | Huntleigh Healthcare Fetal Dopplex I Plus Doppler | Featuring a high-sensitivity, water-resistant 2MHz fixed probe, this unit offers the traditional features of an obstetric Doppler combined with advanced auto-correlation fetal heart rate and digital display. This allows the clinician to detect fetal heart sounds quickly and easily from early gestation through labor and delivery.Includes built-in loudspeaker, audio output for headphones, noise reduction feature and 10-min. auto shutoff. Supplied with gel, soft carrying pouch, user manual and 9V battery | fetal-dopplex-i-plus-doppler-137.jpg
SKU: HHHIFD2PUSA/OP2HS | Huntleigh Healthcare Fetal DopplexÂ® II, 2 MHz Probe | Advanced pocket Doppler offers three Fetal Heart Rate (FHR) modes, LCD display, auto-correlation, active noise reduction, digital interface to Dopplex Printa to produce FHR tracings. Supplied with one transducer of choice. | fetal-dopplexreg-ii-2-mhz-probe-def.jpg
SKU: HHHIFD2PUSA/OP3HS | Huntleigh Healthcare Fetal DopplexÂ® II, 3 MHz Probe | Advanced pocket Doppler offers three Fetal Heart Rate (FHR) modes, LCD display, auto-correlation, active noise reduction, digital interface to Dopplex Printa to produce FHR tracings. Supplied with one transducer of choice. | fetal-dopplexreg-ii-3-mhz-probe-81d.jpg
SKU: HHHIFD2PUSA/VP5HS | Huntleigh Healthcare Fetal DopplexÂ® II, 5 MHz Probe | Advanced pocket Doppler offers three Fetal Heart Rate (FHR) modes, LCD display, auto-correlation, active noise reduction, digital interface to Dopplex Printa to produce FHR tracings. Supplied with one transducer of choice. | fetal-dopplexreg-ii-5-mhz-probe-53b.jpg
SKU: HHHIFD2PUSA/VP8HS | Huntleigh Healthcare Fetal DopplexÂ® II, 8 MHz Probe | Advanced pocket Doppler offers three Fetal Heart Rate (FHR) modes, LCD display, auto-correlation, active noise reduction, digital interface to Dopplex Printa to produce FHR tracings. Supplied with one transducer of choice. | fetal-dopplexreg-ii-8-mhz-probe-d33.jpg
SKU: HHHIFD2PUSA/VP10HS | Huntleigh Healthcare Fetal DopplexÂ® II, 10 MHz Probe | Advanced pocket Doppler offers three Fetal Heart Rate (FHR) modes, LCD display, auto-correlation, active noise reduction, digital interface to Dopplex Printa to produce FHR tracings. Supplied with one transducer of choice. | fetal-dopplexreg-ii-10-mhz-probe-a00.jpg
SKU: HHHIDP100 | Huntleigh Healthcare DopplexÂ® Stand To Help Prevent The Doppler From Being Mishandled, Dropped or Stolen | Feature Dopplex Stand To Help Prevent The Doppler From Being Mishandled, Dropped or Stolen | dopplexreg-stand-to-help-prevent-the-doppler-from-being-mishandled-dropped-or-stolen-cfc.jpg
SKU: HHHID930-P-USA | Huntleigh Healthcare Flexi DopplexÂ® | Dedicated fetal Doppler with fixed 3 MHz transducer and integral loudspeaker. Waterproof. Includes carry case, headphones, alkaline battery (9V) and gel. | flexi-dopplexreg-cde.jpg
SKU: HHHID900USA/EZ8 | Huntleigh Healthcare Mini Dopplex, EZ8 Widebeam Probe | Non-directional pocket Doppler with internal loudspeaker. Supplied with one transducer of choice, carry case, headphones, alkaline battery (9V), gel and operating instructions. | mini-dopplex-ez8-widebeam-probe-c14.jpg
SKU: HHHID920-P-USA | Huntleigh Healthcare Audio DopplexÂ®, No Display | Dedicated fetal Doppler with fixed 2 MHz transducer and internal loudspeaker. Waterproof. Includes carry case, headphones, alkaline battery (9V) and gel. | audio-dopplexreg-no-display-6db.jpg
SKU: HHHIDR3 | Huntleigh Healthcare DopplexÂ® Reporterâ„¢ | Software program designed to run on the Windows operating system. The upper/lower limb program enables complete arterial and venous assessment documentation and data storage. Interfaces with MD2 Doppler only. | dopplexreg-reportertrade-e4d.jpg
SKU: NVIMFR20 | Nicolet Vascular IMEX FreeDop Doppler with 2 MHz Obstetrical Probe | Doppler FreedomHigh quality speakers, Convenient on/off and volume controls on the probe. You're free to use your other hand to take a blood pressure, locate the fetus or comfort the patient, Cordless- move anywhere in the room with no restrictions, A unique array of multiple infrared transmissions provide a clear, continuous Doppler sound as you move about, Easy-to-read, large digital display with autocorrelation.Advanced TechnologyThe cordless FreeDop includes features usually available only on large systems, such as high-quality dual speakers andautocorrelation. Four FreeDop probe frequencies are available for superior flexibility. The very high-frequency infrared systemproduces Doppler sounds that are clear and free of distortion. | imex-freedop-doppler-with-2-mhz-obstetrical-probe-7a1.jpg
SKU: NVIMFR50 | Nicolet Vascular IMEX FreeDop Doppler with 5 MHz Vascular Probe | Doppler FreedomHigh quality speakers, Convenient on/off and volume controls on the probe. You're free to use your other hand to take a blood pressure, locate the fetus or comfort the patient, Cordless- move anywhere in the room with no restrictions, A unique array of multiple infrared transmissions provide a clear, continuous Doppler sound as you move about, Easy-to-read, large digital display with autocorrelation.Advanced TechnologyThe cordless FreeDop includes features usually available only on large systems, such as high-quality dual speakers andautocorrelation. Four FreeDop probe frequencies are available for superior flexibility. The very high-frequency infrared systemproduces Doppler sounds that are clear and free of distortion. | imex-freedop-doppler-with-5-mhz-vascular-probe-451.jpg
SKU: NVIMFR25 | Nicolet Vascular IMEX FreeDop Doppler with 2 & 5 MHz Obstetric And Vascular Probes | Doppler FreedomHigh quality speakers, Convenient on/off and volume controls on the probe. You're free to use your other hand to take a blood pressure, locate the fetus or comfort the patient, Cordless- move anywhere in the room with no restrictions, A unique array of multiple infrared transmissions provide a clear, continuous Doppler sound as you move about, Easy-to-read, large digital display with autocorrelation.Advanced TechnologyThe cordless FreeDop includes features usually available only on large systems, such as high-quality dual speakers andautocorrelation. Four FreeDop probe frequencies are available for superior flexibility. The very high-frequency infrared systemproduces Doppler sounds that are clear and free of distortion. | imex-freedop-doppler-with-2-5-mhz-obstetric-and-vascular-probes-445.jpg
SKU: NVIMFR28 | Nicolet Vascular IMEX FreeDop Doppler with 2 And 8 MHz Obstetric And Vascular Probes | Doppler FreedomHigh quality speakers, Convenient on/off and volume controls on the probe. You're free to use your other hand to take a blood pressure, locate the fetus or comfort the patient, Cordless- move anywhere in the room with no restrictions, A unique array of multiple infrared transmissions provide a clear, continuous Doppler sound as you move about, Easy-to-read, large digital display with autocorrelation.Advanced TechnologyThe cordless FreeDop includes features usually available only on large systems, such as high-quality dual speakers andautocorrelation. Four FreeDop probe frequencies are available for superior flexibility. The very high-frequency infrared systemproduces Doppler sounds that are clear and free of distortion. | imex-freedop-doppler-with-2-and-8-mhz-obstetric-and-vascular-probes-e06.jpg
SKU: NVIMFR35 | Nicolet Vascular IMEX FreeDop Doppler With 3 And 5 MHz Obstetric And Vascular Probes | Doppler FreedomHigh quality speakers, Convenient on/off and volume controls on the probe. You're free to use your other hand to take a blood pressure, locate the fetus or comfort the patient, Cordless- move anywhere in the room with no restrictions, A unique array of multiple infrared transmissions provide a clear, continuous Doppler sound as you move about, Easy-to-read, large digital display with autocorrelation.Advanced TechnologyThe cordless FreeDop includes features usually available only on large systems, such as high-quality dual speakers andautocorrelation. Four FreeDop probe frequencies are available for superior flexibility. The very high-frequency infrared systemproduces Doppler sounds that are clear and free of distortion. | imex-freedop-doppler-with-3-and-5-mhz-obstetric-and-vascular-probes-cfb.jpg
SKU: NVIMVLL40 | Nicolet Vascular VersaLab LE with 4 MHz Probe | The Perfect Portable SolutionThe Nicolet VersaLab LE & SE are portable, battery or line-operated Doppler systems for evaluation of the peripheral vasculature. Crisp, clear Doppler sound is now complemented with a display and printout to make documentation for reimbursement fast and convenient.Compact, Economical and VersatileThe VersaLab LE & SE lets you perform basic vascular testing. This bi-directional Doppler has a built-in printer for fast and easy documentation. And best of all, the compact VersaLab LE & SE is loaded with diagnostic features at a value-added price.Bi-DirectionalThe VersaLab LE & SE is available with bi-directional 4 or 8 MHz frequency, continuous wave Doppler transducers. You can select the optimum frequency for the peripheral application of your choice.Documentation for ReimbursementNow you can hear and see the results from your Doppler testing procedures. The VersaLab LE & SE's built-in printer provides fast, complete and accurate documentation. A unique image scrolling feature allows you to review up to 50 seconds of data and choose the ideal waveforms to document the patient's condition. Other portable systems don't always offer the lexibility to preview the printout helping to eliminate wasted time and paper.Pertinent information appears on the printout: date, time, probe frequency and settings, velocity and various calculations. Documentation is complete with room for examiner's comments. This comprehensive documentation aids in reimbursement, allows for placement in the patient's chart and makes repeat studies for follow-up or research purposes easier. | versalab-le-with-4-mhz-probe-b32.jpg
SKU: NVIMVLS80 | Nicolet Vascular VersaLab SE with 8 MHz Probe | The Perfect Portable SolutionThe Nicolet VersaLab LE & SE are portable, battery or line-operated Doppler systems for evaluation of the peripheral vasculature. Crisp, clear Doppler sound is now complemented with a display and printout to make documentation for reimbursement fast and convenient.Compact, Economical and VersatileThe VersaLab LE & SE lets you perform basic vascular testing. This bi-directional Doppler has a built-in printer for fast and easy documentation. And best of all, the compact VersaLab LE & SE is loaded with diagnostic features at a value-added price.Bi-DirectionalThe VersaLab LE & SE is available with bi-directional 4 or 8 MHz frequency, continuous wave Doppler transducers. You can select the optimum frequency for the peripheral application of your choice.Documentation for ReimbursementNow you can hear and see the results from your Doppler testing procedures. The VersaLab LE & SE's built-in printer provides fast, complete and accurate documentation. A unique image scrolling feature allows you to review up to 50 seconds of data and choose the ideal waveforms to document the patient's condition. Other portable systems don't always offer the lexibility to preview the printout helping to eliminate wasted time and paper.Pertinent information appears on the printout: date, time, probe frequency and settings, velocity and various calculations. Documentation is complete with room for examiner's comments. This comprehensive documentation aids in reimbursement, allows for placement in the patient's chart and makes repeat studies for follow-up or research purposes easier. | versalab-se-with-8-mhz-probe-382.jpg
SKU: NVIMVLS48 | Nicolet Vascular VersaLab SE 4 & 8 MHz Probe | The Perfect Portable SolutionThe Nicolet VersaLab LE & SE are portable, battery or line-operated Doppler systems for evaluation of the peripheral vasculature. Crisp, clear Doppler sound is now complemented with a display and printout to make documentation for reimbursement fast and convenient.Compact, Economical and VersatileThe VersaLab LE & SE lets you perform basic vascular testing. This bi-directional Doppler has a built-in printer for fast and easy documentation. And best of all, the compact VersaLab LE & SE is loaded with diagnostic features at a value-added price.Bi-DirectionalThe VersaLab LE & SE is available with bi-directional 4 or 8 MHz frequency, continuous wave Doppler transducers. You can select the optimum frequency for the peripheral application of your choice.Documentation for ReimbursementNow you can hear and see the results from your Doppler testing procedures. The VersaLab LE & SE's built-in printer provides fast, complete and accurate documentation. A unique image scrolling feature allows you to review up to 50 seconds of data and choose the ideal waveforms to document the patient's condition. Other portable systems don't always offer the flexibility to preview the printout helping to eliminate wasted time and paper.Pertinent information appears on the printout: date, time, probe frequency and settings, velocity and various calculations. Documentation is complete with room for examiner's comments. This comprehensive documentation aids in reimbursement, allows for placement in the patient's chart and makes repeat studies for follow-up or research purposes easier. | versalab-se-4-8-mhz-probe-e7b.jpg
SKU: NVIMCT20+ | Nicolet Vascular IMEXDOP CT+ with 2 MHz Obstetric Probe | Proven PerformanceOnce you use the IMEXDOP CT+, you'll understand why Nicolet is known for giving you more features for your investment. From the easy-to-use touch controls to the unique smart-charging stand, we included all of the features our customers asked for in a Doppler system. The durable design, reliability and performance of the IMEXDOP CT+ has been proven with years of experience and thousands of units in use.Exceptional FeaturesBuilt-in, dual speakers provide superb sound quality, even in the noisiest environments. The unit is larger than our pocket style Dopplers, to ensure it does not get misplaced or stolen, yet it is lightweight at 2.7 lbs. The â€œOn/Offâ€ and volume controls are easily accessible. An LED display shows whether the system is turned on, charging or has low batteries. An automatic â€œOffâ€ circuit conserves battery life when not on the charging stand. | imexdop-ct-with-2-mhz-obstetric-probe-235.jpg
SKU: NVIMCT50+ | Nicolet Vascular IMEXDOP CT+ with 5 MHz vascular probe | Proven PerformanceOnce you use the IMEXDOP CT+, you'll understand why Nicolet is known for giving you more features for your investment. From the easy-to-use touch controls to the unique smart-charging stand, we included all of the features our customers asked for in a Doppler system. The durable design, reliability and performance of the IMEXDOP CT+ has been proven with years of experience and thousands of units in use.Exceptional FeaturesBuilt-in, dual speakers provide superb sound quality, even in the noisiest environments. The unit is larger than our pocket style Dopplers, to ensure it does not get misplaced or stolen, yet it is lightweight at 2.7 lbs. The â€œOn/Offâ€ and volume controls are easily accessible. An LED display shows whether the system is turned on, charging or has low batteries. An automatic â€œOffâ€ circuit conserves battery life when not on the charging stand. | imexdop-ct-with-5-mhz-vascular-probe-818.jpg
SKU: NVIMCT25+ | Nicolet Vascular IMEXDOP CT+ with 2 MHz obstetric & 5 MHz Vascular Probes | Proven PerformanceOnce you use the IMEXDOP CT+, you'll understand why Nicolet is known for giving you more features for your investment. From the easy-to-use touch controls to the unique smart-charging stand, we included all of the features our customers asked for in a Doppler system. The durable design, reliability and performance of the IMEXDOP CT+ has been proven with years of experience and thousands of units in use.Exceptional FeaturesBuilt-in, dual speakers provide superb sound quality, even in the noisiest environments. The unit is larger than our pocket style Dopplers, to ensure it does not get misplaced or stolen, yet it is lightweight at 2.7 lbs. The â€œOn/Offâ€ and volume controls are easily accessible. An LED display shows whether the system is turned on, charging or has low batteries. An automatic â€œOffâ€ circuit conserves battery life when not on the charging stand. | imexdop-ct-with-2-mhz-obstetric-5-mhz-vascular-probes-28c.jpg
SKU: NVIMCT38+ | Nicolet Vascular IMEXDOP CT+ with 3 MHz obstetric and 8 MHz vascular probes | Proven PerformanceOnce you use the IMEXDOP CT+, you'll understand why Nicolet is known for giving you more features for your investment. From the easy-to-use touch controls to the unique smart-charging stand, we included all of the features our customers asked for in a Doppler system. The durable design, reliability and performance of the IMEXDOP CT+ has been proven with years of experience and thousands of units in use.Exceptional FeaturesBuilt-in, dual speakers provide superb sound quality, even in the noisiest environments. The unit is larger than our pocket style Dopplers, to ensure it does not get misplaced or stolen, yet it is lightweight at 2.7 lbs. The â€œOn/Offâ€ and volume controls are easily accessible. An LED display shows whether the system is turned on, charging or has low batteries. An automatic â€œOffâ€ circuit conserves battery life when not on the charging stand. | imexdop-ct-with-3-mhz-obstetric-and-8-mhz-vascular-probes-517.jpg
SKU: NVIMCT58+ | Nicolet Vascular IMEXDOP CT+ with 5 and 8 MHz vascular probes | Proven PerformanceOnce you use the IMEXDOP CT+, you'll understand why Nicolet is known for giving you more features for your investment. From the easy-to-use touch controls to the unique smart-charging stand, we included all of the features our customers asked for in a Doppler system. The durable design, reliability and performance of the IMEXDOP CT+ has been proven with years of experience and thousands of units in use.Exceptional FeaturesBuilt-in, dual speakers provide superb sound quality, even in the noisiest environments. The unit is larger than our pocket style Dopplers, to ensure it does not get misplaced or stolen, yet it is lightweight at 2.7 lbs. The â€œOn/Offâ€ and volume controls are easily accessible. An LED display shows whether the system is turned on, charging or has low batteries. An automatic â€œOffâ€ circuit conserves battery life when not on the charging stand. | imexdop-ct-with-5-and-8-mhz-vascular-probes-db4.jpg
SKU: NVIMVLL80 | Nicolet Vascular VersaLab LE with 8 MHz Probe | The Perfect Portable SolutionThe Nicolet VersaLab LE & SE are portable, battery or line-operated Doppler systems for evaluation of the peripheral vasculature. Crisp, clear Doppler sound is now complemented with a display and printout to make documentation for reimbursement fast and convenient.Compact, Economical and VersatileThe VersaLab LE & SE lets you perform basic vascular testing. This bi-directional Doppler has a built-in printer for fast and easy documentation. And best of all, the compact VersaLab LE & SE is loaded with diagnostic features at a value-added price.Bi-DirectionalThe VersaLab LE & SE is available with bi-directional 4 or 8 MHz frequency, continuous wave Doppler transducers. You can select the optimum frequency for the peripheral application of your choice.Documentation for ReimbursementNow you can hear and see the results from your Doppler testing procedures. The VersaLab LE & SE's built-in printer provides fast, complete and accurate documentation. A unique image scrolling feature allows you to review up to 50 seconds of data and choose the ideal waveforms to document the patient's condition. Other portable systems don't always offer the lexibility to preview the printout helping to eliminate wasted time and paper.Pertinent information appears on the printout: date, time, probe frequency and settings, velocity and various calculations. Documentation is complete with room for examiner's comments. This comprehensive documentation aids in reimbursement, allows for placement in the patient's chart and makes repeat studies for follow-up or research purposes easier. | versalab-le-with-8-mhz-probe-d54.jpg
SKU: NVIMVLL48 | Nicolet Vascular VersaLab LE with 4 & 8 MHz Probe | The Perfect Portable SolutionThe Nicolet VersaLab LE & SE are portable, battery or line-operated Doppler systems for evaluation of the peripheral vasculature. Crisp, clear Doppler sound is now complemented with a display and printout to make documentation for reimbursement fast and convenient.Compact, Economical and VersatileThe VersaLab LE & SE lets you perform basic vascular testing. This bi-directional Doppler has a built-in printer for fast and easy documentation. And best of all, the compact VersaLab LE & SE is loaded with diagnostic features at a value-added price.Bi-DirectionalThe VersaLab LE & SE is available with bi-directional 4 or 8 MHz frequency, continuous wave Doppler transducers. You can select the optimum frequency for the peripheral application of your choice.Documentation for ReimbursementNow you can hear and see the results from your Doppler testing procedures. The VersaLab LE & SE's built-in printer provides fast, complete and accurate documentation. A unique image scrolling feature allows you to review up to 50 seconds of data and choose the ideal waveforms to document the patient's condition. Other portable systems don't always offer the flexibility to preview the printout helping to eliminate wasted time and paper.Pertinent information appears on the printout: date, time, probe frequency and settings, velocity and various calculations. Documentation is complete with room for examiner's comments. This comprehensive documentation aids in reimbursement, allows for placement in the patient's chart and makes repeat studies for follow-up or research purposes easier. | versalab-le-with-4-8-mhz-probe-e06.jpg
SKU: NVIMVLS40 | Nicolet Vascular VersaLab SE with 4 MHz Probe | The Perfect Portable SolutionThe Nicolet VersaLab LE & SE are portable, battery or line-operated Doppler systems for evaluation of the peripheral vasculature. Crisp, clear Doppler sound is now complemented with a display and printout to make documentation for reimbursement fast and convenient.Compact, Economical and VersatileThe VersaLab LE & SE lets you perform basic vascular testing. This bi-directional Doppler has a built-in printer for fast and easy documentation. And best of all, the compact VersaLab LE & SE is loaded with diagnostic features at a value-added price.Bi-DirectionalThe VersaLab LE & SE is available with bi-directional 4 or 8 MHz frequency, continuous wave Doppler transducers. You can select the optimum frequency for the peripheral application of your choice.Documentation for ReimbursementNow you can hear and see the results from your Doppler testing procedures. The VersaLab LE & SE's built-in printer provides fast, complete and accurate documentation. A unique image scrolling feature allows you to review up to 50 seconds of data and choose the ideal waveforms to document the patient's condition. Other portable systems don't always offer the flexibility to preview the printout helping to eliminate wasted time and paper.Pertinent information appears on the printout: date, time, probe frequency and settings, velocity and various calculations. Documentation is complete with room for examiner's comments. This comprehensive documentation aids in reimbursement, allows for placement in the patient's chart and makes repeat studies for follow-up or research purposes easier. | versalab-se-with-4-mhz-probe-147.jpg
SKU: NVIMCT30+ | Nicolet Vascular IMEXDOP CT+ with 3 MHz obstetric probe | Proven PerformanceOnce you use the IMEXDOP CT+, you'll understand why Nicolet is known for giving you more features for your investment. From the easy-to-use touch controls to the unique smart-charging stand, we included all of the features our customers asked for in a Doppler system. The durable design, reliability and performance of the IMEXDOP CT+ has been proven with years of experience and thousands of units in use.Exceptional FeaturesBuilt-in, dual speakers provide superb sound quality, even in the noisiest environments. The unit is larger than our pocket style Dopplers, to ensure it does not get misplaced or stolen, yet it is lightweight at 2.7 lbs. The â€œOn/Offâ€ and volume controls are easily accessible. An LED display shows whether the system is turned on, charging or has low batteries. An automatic â€œOffâ€ circuit conserves battery life when not on the charging stand. | imexdop-ct-with-3-mhz-obstetric-probe-c51.jpg
SKU: NVIMCT80+ | Nicolet Vascular IMEXDOP CT+ with 8 MHz vascular probe | Proven PerformanceOnce you use the IMEXDOP CT+, you'll understand why Nicolet is known for giving you more features for your investment. From the easy-to-use touch controls to the unique smart-charging stand, we included all of the features our customers asked for in a Doppler system. The durable design, reliability and performance of the IMEXDOP CT+ has been proven with years of experience and thousands of units in use.Exceptional FeaturesBuilt-in, dual speakers provide superb sound quality, even in the noisiest environments. The unit is larger than our pocket style Dopplers, to ensure it does not get misplaced or stolen, yet it is lightweight at 2.7 lbs. The â€œOn/Offâ€ and volume controls are easily accessible. An LED display shows whether the system is turned on, charging or has low batteries. An automatic â€œOffâ€ circuit conserves battery life when not on the charging stand. | imexdop-ct-with-8-mhz-vascular-probe-ef9.jpg
SKU: NVIMCT23+ | Nicolet Vascular IMEXDOP CT+ with 2 & 3 MHz Obstetric Probes | Proven PerformanceOnce you use the IMEXDOP CT+, you'll understand why Nicolet is known for giving you more features for your investment. From the easy-to-use touch controls to the unique smart-charging stand, we included all of the features our customers asked for in a Doppler system. The durable design, reliability and performance of the IMEXDOP CT+ has been proven with years of experience and thousands of units in use.Exceptional FeaturesBuilt-in, dual speakers provide superb sound quality, even in the noisiest environments. The unit is larger than our pocket style Dopplers, to ensure it does not get misplaced or stolen, yet it is lightweight at 2.7 lbs. The â€œOn/Offâ€ and volume controls are easily accessible. An LED display shows whether the system is turned on, charging or has low batteries. An automatic â€œOffâ€ circuit conserves battery life when not on the charging stand. | imexdop-ct-with-2-3-mhz-obstetric-probes-e17.jpg
SKU: NVIMCT28+ | Nicolet Vascular IMEXDOP CT+ with 2 MHz obstetric & 8 MHz Vascular Probes | Proven PerformanceOnce you use the IMEXDOP CT+, you'll understand why Nicolet is known for giving you more features for your investment. From the easy-to-use touch controls to the unique smart-charging stand, we included all of the features our customers asked for in a Doppler system. The durable design, reliability and performance of the IMEXDOP CT+ has been proven with years of experience and thousands of units in use.Exceptional FeaturesBuilt-in, dual speakers provide superb sound quality, even in the noisiest environments. The unit is larger than our pocket style Dopplers, to ensure it does not get misplaced or stolen, yet it is lightweight at 2.7 lbs. The â€œOn/Offâ€ and volume controls are easily accessible. An LED display shows whether the system is turned on, charging or has low batteries. An automatic â€œOffâ€ circuit conserves battery life when not on the charging stand. | imexdop-ct-with-2-mhz-obstetric-8-mhz-vascular-probes--c83.jpg
SKU: NVIMCT35+ | Nicolet Vascular IMEXDOP CT+ with 3 MHz obstetric and 5 MHz vascular probes | Proven PerformanceOnce you use the IMEXDOP CT+, you'll understand why Nicolet is known for giving you more features for your investment. From the easy-to-use touch controls to the unique smart-charging stand, we included all of the features our customers asked for in a Doppler system. The durable design, reliability and performance of the IMEXDOP CT+ has been proven with years of experience and thousands of units in use.Exceptional FeaturesBuilt-in, dual speakers provide superb sound quality, even in the noisiest environments. The unit is larger than our pocket style Dopplers, to ensure it does not get misplaced or stolen, yet it is lightweight at 2.7 lbs. The â€œOn/Offâ€ and volume controls are easily accessible. An LED display shows whether the system is turned on, charging or has low batteries. An automatic â€œOffâ€ circuit conserves battery life when not on the charging stand. | imexdop-ct-with-3-mhz-obstetric-and-5-mhz-vascular-probes-cb5.jpg
SKU: NVIMCTWP | Nicolet Vascular Unit 2 MHz Waterproof OB Probe | The IMEXDOP CT+ is a larger unit with dual speakers and a large, easy-to-read display. This unit's smart charging stand can be mounted to the wall, counter or IV pole. It is surprisingly lightweight, but large enough not to be lost or taken. Built-in dual speakers offer superb sound quality. Patient and others can hear fetal heart beat. One system can be used for both obstetrical and vascular applications due to the interchangeable probes.Counter top/wall mount Doppler designed for hospitals, clinics and heavy volume offices. Features interchangeable probes, convenient recharging stand and a fetal heart rate display in easy-to-read digital numbers. Supplied with recharging stand, gel, battery pack, monaural earphone and mounting kit. Includes a five-year parts, one-year labor warranty against manufacture defects. | unit-2-mhz-waterproof-ob-probe-044.jpg
SKU: NVIMFR30 | Nicolet Vascular IMEX FreeDop Doppler with 3 MHz Obstetrical Probe | Doppler FreedomHigh quality speakers, Convenient on/off and volume controls on the probe. You're free to use your other hand to take a blood pressure, locate the fetus or comfort the patient, Cordless- move anywhere in the room with no restrictions, A unique array of multiple infrared transmissions provide a clear, continuous Doppler sound as you move about, Easy-to-read, large digital display with autocorrelation.Advanced TechnologyThe cordless FreeDop includes features usually available only on large systems, such as high-quality dual speakers andautocorrelation. Four FreeDop probe frequencies are available for superior flexibility. The very high-frequency infrared systemproduces Doppler sounds that are clear and free of distortion. | imex-freedop-doppler-with-3-mhz-obstetrical-probe-320.jpg
SKU: NVIMFR80 | Nicolet Vascular IMEX FreeDop Doppler with 8 MHz Vascular Probe | Doppler FreedomHigh quality speakers, Convenient on/off and volume controls on the probe. You're free to use your other hand to take a blood pressure, locate the fetus or comfort the patient, Cordless- move anywhere in the room with no restrictions, A unique array of multiple infrared transmissions provide a clear, continuous Doppler sound as you move about, Easy-to-read, large digital display with autocorrelation.Advanced TechnologyThe cordless FreeDop includes features usually available only on large systems, such as high-quality dual speakers andautocorrelation. Four FreeDop probe frequencies are available for superior flexibility. The very high-frequency infrared systemproduces Doppler sounds that are clear and free of distortion. | imex-freedop-doppler-with-8-mhz-vascular-probe-9bf.jpg
SKU: NVIMFR23 | Nicolet Vascular Imex Freedop With 2 & 3 Mhz Obstetric Probes | Doppler FreedomHigh quality speakers, Convenient on/off and volume controls on the probe. You're free to use your other hand to take a blood pressure, locate the fetus or comfort the patient, Cordless- move anywhere in the room with no restrictions, A unique array of multiple infrared transmissions provide a clear, continuous Doppler sound as you move about, Easy-to-read, large digital display with autocorrelation.Advanced TechnologyThe cordless FreeDop includes features usually available only on large systems, such as high-quality dual speakers andautocorrelation. Four FreeDop probe frequencies are available for superior flexibility. The very high-frequency infrared systemproduces Doppler sounds that are clear and free of distortion. | imex-freedop-with-2-3-mhz-obstetric-probes-ac3.jpg
SKU: NVIMFR38 | Nicolet Vascular IMEX FreeDop Doppler With 3 Mhz Obstetric And 8 Mhz Vascular Probes | Doppler FreedomHigh quality speakers, Convenient on/off and volume controls on the probe. You're free to use your other hand to take a blood pressure, locate the fetus or comfort the patient, Cordless- move anywhere in the room with no restrictions, A unique array of multiple infrared transmissions provide a clear, continuous Doppler sound as you move about, Easy-to-read, large digital display with autocorrelation.Advanced TechnologyThe cordless FreeDop includes features usually available only on large systems, such as high-quality dual speakers andautocorrelation. Four FreeDop probe frequencies are available for superior flexibility. The very high-frequency infrared systemproduces Doppler sounds that are clear and free of distortion. | imex-freedop-doppler-with-3-mhz-obstetric-and-8-mhz-vascular-probes-6cf.jpg
SKU: NVIMFR58 | Nicolet Vascular IMEX FreeDop Doppler With 5 And 8 MHz Vascular Probes | Doppler FreedomHigh quality speakers, Convenient on/off and volume controls on the probe. You're free to use your other hand to take a blood pressure, locate the fetus or comfort the patient, Cordless- move anywhere in the room with no restrictions, A unique array of multiple infrared transmissions provide a clear, continuous Doppler sound as you move about, Easy-to-read, large digital display with autocorrelation.Advanced TechnologyThe cordless FreeDop includes features usually available only on large systems, such as high-quality dual speakers andautocorrelation. Four FreeDop probe frequencies are available for superior flexibility. The very high-frequency infrared systemproduces Doppler sounds that are clear and free of distortion. | imex-freedop-doppler-with-5-and-8-mhz-vascular-probes-408.jpg
SKU: HHHIISP3-MD2 | Huntleigh Healthcare Multi-Dopplex II MD2 Intraoperative Probe Starter Pack | Provides confirmation of blood flow following vascular reconstructive procedures. Potential post-operative complications can be minimized by confirming blood flow prior to closing, including the need for re-opening the surgical site. Sterilizable by Autoclave or Ethylene Oxide. Audible confirmation of blood flow; visual and hardcopy confirmation depending on Dopplex system used. 8MHz operation for reliable flow detection in native vessels and some prosthetic grafts. Simple operation - special electronic adaptor resists diathermy interference and allows connection to any Vascular Dopplex Advanced Pocket Doppler. A unique easy clean connector system. Bi-directional velocity waveform printouts - when used with the Multi Dopplex II and the Dopplex Printa II or Dopplex Reporter software package. A Dopplex main unit and Adaptor are required to operate your Intraoperative Probe. | multi-dopplex-ii-md2-intraoperative-probe-starter-pack-62d.jpg
SKU: HHHIDFK2-USA-D900 | Huntleigh Healthcare Dopplex Diabetic Foot Assessment Kit with Mini Dopplex Dopplex D900 | Measure the ankle brachial index (abi), measure toe pressures tbi, detect neuropathy, and record doppler waveforms. | dopplex-diabetic-foot-assessment-kit-with-mini-dopplex-dopplex-d900-6a2.jpg
SKU: HHHIEZ8-HS | Huntleigh Healthcare EZ8 Widebeam Probe | EZ8 Widebeam Probe For FD2, MD2, SD2, and D900. | ez8-widebeam-probe-b5e.jpg
SKU: NVIMA100 | Nicolet Vascular Aquasonic Gel, 2 oz Tubes, 12/bx | CF A100 CareFusion Ultrasound gel tubes, 2 oz., 12 tubes/case. | aquasonic-gel-2-oz-tubes-12-bx-046.jpg
SKU: NVIMC610 | Nicolet Vascular Imex Pocket Dop Chargers For Pocket Dop II 110 volt | Imex Pocket-Dop Chargers For Pocket-Dop II, 110 volt. | imex-pocket-dop-chargers-for-pocket-dop-ii-110-volt-a77.jpg
SKU: NVIMC620 | Nicolet Vascular Pocket-Dop II with Rechargeable Battery | Pocket-Dop II with Rechargeable Battery. | pocket-dop-ii-with-rechargeable-battery-54f.jpg
SKU: NVIMC622 | Nicolet Vascular Imex Pocket Dop Battery For Pocket Dop 3 | Nicolet Vascular C622 Vascular Elite 100R, Elite 200R and Pocket-Dop 3, 9 V NiMH. | imex-pocket-dop-battery-for-pocket-dop-3-643.JPG
SKU: NVIMH200 | Nicolet Vascular Imex Pocket-Dop 3 with 2 MHz Obstetric Probe | Imex Pocket-Dop 3 with 2 MHz obstetric probe. | imex-pocket-dop-3-with-2-mhz-obstetric-probe-e67.jpg
SKU: NVIMH300 | Nicolet Vascular Imex Pocket-Dop 3 with 3 MHz Obstetric Probe | Imex Pocket-Dop 3 with 3 MHz Obstetric Probe. | imex-pocket-dop-3-with-3-mhz-obstetric-probe-cec.jpg
SKU: NVIMT200 | Nicolet Vascular Imex Pocket-Dop II with 2 MHz Obstetric Probe | Imex Pocket-Dop II with 2 MHz obstetric probe. | imex-pocket-dop-ii-with-2-mhz-obstetric-probe-7ed.jpg
SKU: NVIMT300 | Nicolet Vascular Imex Pocket-Dop II with 3 MHz Obstetric Probe | Imex Pocket-Dop II with 3 MHz Obstetric Probe. | imex-pocket-dop-ii-with-3-mhz-obstetric-probe-d9c.jpg
SKU: NVIMT500 | Nicolet Vascular Vascular Probe, 5 MHz, For Pocket-Dop II, OB & CT+ | Vascular Probe, 5 MHz, For Pocket-Dop II, OB & CT+ | vascular-probe-5-mhz-for-pocket-dop-ii-ob-ct-b96.jpg
SKU: NVIMT800 | Nicolet Vascular Pocket-Dop II with Vascular Probe, 8 MHz | Pocket-Dop II with Vascular Probe, 8 MHz. | pocket-dop-ii-with-vascular-probe-8-mhz-ac3.jpg
SKU: NVIMF200 | Nicolet Vascular Imex FreeDop with 2 MHz Obstetric Probe | Imex FreeDop with 2 MHz obstetric probe. | imex-freedop-with-2-mhz-obstetric-probe-9f8.jpg
SKU: NVIMF300 | Nicolet Vascular Imex FreeDop with 3 MHz Obstetric Probe | Imex FreeDop with 3 MHz Obstetric Probe. | imex-freedop-with-3-mhz-obstetric-probe-4ed.jpg
SKU: NVIMF500 | Nicolet Vascular Imex FreeDop For Vascular Probe, 5 MHz | Imex FreeDop For Vascular Probe, 5 MHz. | imex-freedop-for-vascular-probe-5-mhz-0e8.jpg
SKU: NVIMF800 | Nicolet Vascular Imex FreeDop For Vascular Probe, 8 MHz | Imex FreeDop For Vascular Probe, 8 MHz. | imex-freedop-for-vascular-probe-8-mhz-026.jpg
SKU: NVIMC640 | Nicolet Vascular Pocket-Dop 3 & Elite For Replacement Charger , 110 volt | Pocket-Dop 3 & Elite For Replacement Charger , 110 volt. | pocket-dop-3-elite-for-replacement-charger-110-volt-798.jpg
SKU: NVIMV100 | Nicolet Vascular IMEXDOP CT+ IV Pole Roll Stand Mount Kit | IMEXDOP CT+ IV Pole/Roll Stand mount kit. | imexdop-ct-iv-pole-roll-stand-mount-kit-ace.jpg
SKU: NVIMS100 | Nicolet Vascular Doppler Sheaths, Non-Sterile | Non-Sterile Doppler Sheaths. This product is sold by the: Case. Stock items generally ship the same day. For emergency orders please call Savoy at 1-877-SAVOY-MED. | doppler-sheaths-non-sterile-c56.jpg
SKU: NVIMA210 | Nicolet Vascular Elite Personal "Walkman Style" Headset | Elite Personal "Walkman Style" Headset. | elite-personal-walkman-style-headset-a85.jpg
SKU: NVIMA420 | Nicolet Vascular Elite Batteries For Soft-Sided Carrying Case | Elite Batteries For Soft-Sided Carrying Case. | elite-batteries-for-soft-sided-carrying-case-09e.jpg
SKU: NVIMN300 | Nicolet Vascular Elite Probes with 3 MHz Obstetric Probe | Elite Probes with 3 MHz obstetric probe. | elite-probes-with-3-mhz-obstetric-probe-254.jpg
SKU: NVIMWP20 | Nicolet Vascular Pocket-Dop II with Waterproof Probe, 2 MHz | Pocket-Dop II with Waterproof Probe, 2 MHz. | pocket-dop-ii-with-waterproof-probe-2-mhz-a08.jpg
SKU: NVIMN800 | Nicolet Vascular Elite Pointed Vascular Probe, 8 MHz | Elite Pointed Vascular Probe, 8 MHz. | elite-pointed-vascular-probe-8-mhz-556.jpg
SKU: NVIMN500 | Nicolet Vascular Imex CareDop & Elite For Vascular Probe, 5 MHz | Imex CareDop & Elite For Vascular Probe, 5 MHz. | imex-caredop-elite-for-vascular-probe-5-mhz-a9f.jpg
SKU: NVIMN200 | Nicolet Vascular Elite Probes with 2 MHz Obstetric Probe | Elite Probes with 2 MHz obstetric probe. | elite-probes-with-2-mhz-obstetric-probe-42b.jpg
SKU: NVIMNW20 | Nicolet Vascular CareDop & Elite For Waterproof Probe, 2 MHz | CareDop & Elite For Waterproof Probe, 2 MHz. | caredop-elite-for-waterproof-probe-2-mhz-3ac.jpg
SKU: NVIMC619 | Nicolet Vascular 220V Battery Charger (Pocket-Dop OB & II) | CF C619 CareFusion Pocket-Dop II charger. | 220v-battery-charger-pocket-dop-ob-ii-05c.jpg
SKU: NVIMC640I | Nicolet Vascular Imex Pocket-Dop Chargers, 220 volt | Imex Pocket-Dop Chargers, 220 volt. | imex-pocket-dop-chargers-220-volt-981.jpg
SKU: NVIMJ220 | Nicolet Vascular Imex Pocket Dop 3 With Two 2 Mhz Obstetric Probes | Interchangeable, Convenient ProbesThe Imex Pocket-Dop 3 is a valuable aid in detecting pregnancy and monitoring the fetal heartbeat. The built-in speaker amplifies fetal heart sounds to reassure the expectant mother. The Pocket-Dop 3 features interchangeable probes: the 3 MHz probe is for early fetal heartbeat detection and the 2 MHz probe for use in later pregnancy or with larger patients. The small â€œfootprintâ€ of these probes enables them to be easily angled down behind the pubic bone for optimum detection of early fetal heartbeats. When not in use, the probe is attached to the side of the unit by a unique magnetic holder. Obstetric exams are quick, easy and reliable with the Pocket-Dop 3. | imex-pocket-dop-3-with-two-2-mhz-obstetric-probes-923.jpg
SKU: NVIMJ330 | Nicolet Vascular Imex Pocket Dop 3 With Two 3 Mhz Obstetric Probes | Interchangeable, Convenient ProbesThe Imex Pocket-Dop 3 is a valuable aid in detecting pregnancy and monitoring the fetal heartbeat. The built-in speaker amplifies fetal heart sounds to reassure the expectant mother. The Pocket-Dop 3 features interchangeable probes: the 3 MHz probe is for early fetal heartbeat detection and the 2 MHz probe for use in later pregnancy or with larger patients. The small â€œfootprintâ€ of these probes enables them to be easily angled down behind the pubic bone for optimum detection of early fetal heartbeats. When not in use, the probe is attached to the side of the unit by a unique magnetic holder. Obstetric exams are quick, easy and reliable with the Pocket-Dop 3. | imex-pocket-dop-3-with-two-3-mhz-obstetric-probes-fc4.jpg
SKU: NVIMVLL80A | Nicolet Vascular VersaLab LE with 8 MHz probe & ABIV Cuff Kit | The Perfect Portable SolutionThe Nicolet VersaLab LE & SE are portable, battery or line-operated Doppler systems for evaluation of the peripheral vasculature. Crisp, clear Doppler sound is now complemented with a display and printout to make documentation for reimbursement fast and convenient.Compact, Economical and VersatileThe VersaLab LE & SE lets you perform basic vascular testing. This bi-directional Doppler has a built-in printer for fast and easy documentation. And best of all, the compact VersaLab LE & SE is loaded with diagnostic features at a value-added price.Bi-DirectionalThe VersaLab LE & SE is available with bi-directional 4 or 8 MHz frequency, continuous wave Doppler transducers. You can select the optimum frequency for the peripheral application of your choice.Documentation for ReimbursementNow you can hear and see the results from your Doppler testing procedures. The VersaLab LE & SE's built-in printer provides fast, complete and accurate documentation. A unique image scrolling feature allows you to review up to 50 seconds of data and choose the ideal waveforms to document the patient's condition. Other portable systems don't always offer the lexibility to preview the printout helping to eliminate wasted time and paper.Pertinent information appears on the printout: date, time, probe frequency and settings, velocity and various calculations. Documentation is complete with room for examiner's comments. This comprehensive documentation aids in reimbursement, allows for placement in the patient's chart and makes repeat studies for follow-up or research purposes easier. | versalab-le-with-8-mhz-probe-abiv-cuff-kit-b22.jpg
SKU: NVIMVLL80AS | Nicolet Vascular VersaLab LE with 8 MHz probe, ABIV Cuff Kit, V200 Mounting Bracket & ST3 Roll Stand | The Perfect Portable SolutionThe Nicolet VersaLab LE & SE are portable, battery or line-operated Doppler systems for evaluation of the peripheral vasculature. Crisp, clear Doppler sound is now complemented with a display and printout to make documentation for reimbursement fast and convenient.Compact, Economical and VersatileThe VersaLab LE & SE lets you perform basic vascular testing. This bi-directional Doppler has a built-in printer for fast and easy documentation. And best of all, the compact VersaLab LE & SE is loaded with diagnostic features at a value-added price.Bi-DirectionalThe VersaLab LE & SE is available with bi-directional 4 or 8 MHz frequency, continuous wave Doppler transducers. You can select the optimum frequency for the peripheral application of your choice.Documentation for ReimbursementNow you can hear and see the results from your Doppler testing procedures. The VersaLab LE & SE's built-in printer provides fast, complete and accurate documentation. A unique image scrolling feature allows you to review up to 50 seconds of data and choose the ideal waveforms to document the patient's condition. Other portable systems don't always offer the lexibility to preview the printout helping to eliminate wasted time and paper.Pertinent information appears on the printout: date, time, probe frequency and settings, velocity and various calculations. Documentation is complete with room for examiner's comments. This comprehensive documentation aids in reimbursement, allows for placement in the patient's chart and makes repeat studies for follow-up or research purposes easier. | versalab-le-with-8-mhz-probe-abiv-cuff-kit-v200-mounting-bracket-st3-roll-stand-5b6.jpg
SKU: NVIMVLL80S | Nicolet Vascular VersaLab LE with 8 MHz probe, V200 Mounting Bracket & ST3 Roll Stand | The Perfect Portable SolutionThe Nicolet VersaLab LE & SE are portable, battery or line-operated Doppler systems for evaluation of the peripheral vasculature. Crisp, clear Doppler sound is now complemented with a display and printout to make documentation for reimbursement fast and convenient.Compact, Economical and VersatileThe VersaLab LE & SE lets you perform basic vascular testing. This bi-directional Doppler has a built-in printer for fast and easy documentation. And best of all, the compact VersaLab LE & SE is loaded with diagnostic features at a value-added price.Bi-DirectionalThe VersaLab LE & SE is available with bi-directional 4 or 8 MHz frequency, continuous wave Doppler transducers. You can select the optimum frequency for the peripheral application of your choice.Documentation for ReimbursementNow you can hear and see the results from your Doppler testing procedures. The VersaLab LE & SE's built-in printer provides fast, complete and accurate documentation. A unique image scrolling feature allows you to review up to 50 seconds of data and choose the ideal waveforms to document the patient's condition. Other portable systems don't always offer the lexibility to preview the printout helping to eliminate wasted time and paper.Pertinent information appears on the printout: date, time, probe frequency and settings, velocity and various calculations. Documentation is complete with room for examiner's comments. This comprehensive documentation aids in reimbursement, allows for placement in the patient's chart and makes repeat studies for follow-up or research purposes easier. | versalab-le-with-8-mhz-probe-v200-mounting-bracket-st3-roll-stand-889.jpg
SKU: NVIMST1 | Nicolet Vascular Rollstand with Bracket for the Pocket Doppler | Nicolet Vascular's Rollstand with Bracket for the Pocket Doppler is high quality and convenient. | rollstand-with-bracket-for-the-pocket-doppler-99c.png
SKU: NVIMST2 | Nicolet Vascular Rollstand with Bracket and Storage Basket for the Pocket Doppler | Nicolet Vascular's Rollstand with Bracket and Storage Basket is high quality and convenient. | rollstand-with-bracket-and-storage-basket-for-the-pocket-doppler-8f9.jpg
SKU: NVIMCB0046 | Nicolet Vascular Elite Coiled Cord For Batteries | Elite Coiled Cord For Batteries. | elite-coiled-cord-for-batteries-308.jpg
SKU: NVIMCT22+ | Nicolet Vascular IMEXDOP CT+ with Two 2 MHz obstetric probes | Proven PerformanceOnce you use the IMEXDOP CT+, you'll understand why Nicolet is known for giving you more features for your investment. From the easy-to-use touch controls to the unique smart-charging stand, we included all of the features our customers asked for in a Doppler system. The durable design, reliability and performance of the IMEXDOP CT+ has been proven with years of experience and thousands of units in use.Exceptional FeaturesBuilt-in, dual speakers provide superb sound quality, even in the noisiest environments. The unit is larger than our pocket style Dopplers, to ensure it does not get misplaced or stolen, yet it is lightweight at 2.7 lbs. The â€œOn/Offâ€ and volume controls are easily accessible. An LED display shows whether the system is turned on, charging or has low batteries. An automatic â€œOffâ€ circuit conserves battery life when not on the charging stand. | imexdop-ct-with-two-2-mhz-obstetric-probes-9b3.jpg
SKU: NVIMCT33+ | Nicolet Vascular IMEXDOP CT+ with Two 3 MHz obstetric probes | Proven PerformanceOnce you use the IMEXDOP CT+, you'll understand why Nicolet is known for giving you more features for your investment. From the easy-to-use touch controls to the unique smart-charging stand, we included all of the features our customers asked for in a Doppler system. The durable design, reliability and performance of the IMEXDOP CT+ has been proven with years of experience and thousands of units in use.Exceptional FeaturesBuilt-in, dual speakers provide superb sound quality, even in the noisiest environments. The unit is larger than our pocket style Dopplers, to ensure it does not get misplaced or stolen, yet it is lightweight at 2.7 lbs. The â€œOn/Offâ€ and volume controls are easily accessible. An LED display shows whether the system is turned on, charging or has low batteries. An automatic â€œOffâ€ circuit conserves battery life when not on the charging stand. | imexdop-ct-with-two-3-mhz-obstetric-probes--ac1.jpg
SKU: NVIMCT55+ | Nicolet Vascular IMEXDOP CT+ with Two 5 MHz vascular probes | Proven PerformanceOnce you use the IMEXDOP CT+, you'll understand why Nicolet is known for giving you more features for your investment. From the easy-to-use touch controls to the unique smart-charging stand, we included all of the features our customers asked for in a Doppler system. The durable design, reliability and performance of the IMEXDOP CT+ has been proven with years of experience and thousands of units in use.Exceptional FeaturesBuilt-in, dual speakers provide superb sound quality, even in the noisiest environments. The unit is larger than our pocket style Dopplers, to ensure it does not get misplaced or stolen, yet it is lightweight at 2.7 lbs. The â€œOn/Offâ€ and volume controls are easily accessible. An LED display shows whether the system is turned on, charging or has low batteries. An automatic â€œOffâ€ circuit conserves battery life when not on the charging stand. | imexdop-ct-with-two-5-mhz-vascular-probes--7e7.jpg
SKU: NVIMCTX0+ | Nicolet Vascular IMEXDOP CT+ with No probe | Proven PerformanceOnce you use the IMEXDOP CT+, you'll understand why Nicolet is known for giving you more features for your investment. From the easy-to-use touch controls to the unique smart-charging stand, we included all of the features our customers asked for in a Doppler system. The durable design, reliability and performance of the IMEXDOP CT+ has been proven with years of experience and thousands of units in use.Exceptional FeaturesBuilt-in, dual speakers provide superb sound quality, even in the noisiest environments. The unit is larger than our pocket style Dopplers, to ensure it does not get misplaced or stolen, yet it is lightweight at 2.7 lbs. The â€œOn/Offâ€ and volume controls are easily accessible. An LED display shows whether the system is turned on, charging or has low batteries. An automatic â€œOffâ€ circuit conserves battery life when not on the charging stand. | imexdop-ct-with-no-probe-853.jpg
SKU: NVIMP330 | Nicolet Vascular Imex Pocket-Dop II With Two 3 Mhz Obstetric Probes | Obstetric and Vascular VersatilityPocket-Dop II is a full-featured Doppler with interchangeable obstetric and vascular probes. Use the 2 or 3 MHz obstetric probes to monitor the fetal heartbeat. Use the 5 or 8 MHz vascular probes to screen patients at risk for stroke, peripheral arterial disease and other occlusive vascular conditions or to monitor difficult pulses and obtain systolic blood pressures quickly and easily.Obstetric ExaminationThe Pocket-Dop II is a valuable aid in detecting pregnancy and monitoring the fetal heartbeat. The built-in speaker amplifies fetal sounds to reassure the expectant mother. A complete obstetric system should include a 3 MHz probe for early fetal heartbeat detection and a 2 MHz probe for use in later pregnancy or with larger patients. A 2 MHz waterproof probe is ideal for underwater labor or delivery. | imex-pocket-dop-ii-with-two-3-mhz-obstetric-probes-e44.jpg
SKU: NVIMP550 | Nicolet Vascular Imex Pocket Dop II With Two 5 Mhz Vascular Probes | The Pocket-Dop II has been leading the industry in hand-held Doppler technology for more than 30 years. Interchangeable obstetric and vascular probes allow flexibility to configure the Doppler to specific needs. Use the 2 MHz or 3 MHz obstetric probes to hear the fetal heartbeat. Use the 5 MHz or 8 MHz vascular probes to screen patients at risk for stroke, peripheral arterial disease, deep vein thrombosis and other occlusive vascular conditions or to monitor difficult pulses and obtain systolic blood pressures quickly and easily. | imex-pocket-dop-ii-with-two-5-mhz-vascular-probes-2a0.jpg
SKU: NVIMP880 | Nicolet Vascular Imex Pocket-Dop II With Two 8 MHz vascular probes | Obstetric and Vascular VersatilityPocket-Dop II is a full-featured Doppler with interchangeable obstetric and vascular probes. Use the 2 or 3 MHz obstetric probes to monitor the fetal heartbeat. Use the 5 or 8 MHz vascular probes to screen patients at risk for stroke, peripheral arterial disease and other occlusive vascular conditions or to monitor difficult pulses and obtain systolic blood pressures quickly and easily.Obstetric ExaminationThe Pocket-Dop II is a valuable aid in detecting pregnancy and monitoring the fetal heartbeat. The built-in speaker amplifies fetal sounds to reassure the expectant mother. A complete obstetric system should include a 3 MHz probe for early fetal heartbeat detection and a 2 MHz probe for use in later pregnancy or with larger patients. A 2 MHz waterproof probe is ideal for underwater labor or delivery. | imex-pocket-dop-ii-with-two-8-mhz-vascular-probes--91a.jpg
SKU: SDSC250CV | Summit Doppler LifeDop Vascular Combination Doppler With 5 MHz Vascular and 8 MHz Vascular Probe | Summit Doppler Systems offers convenient combination Doppler systems for specific needs with the sensitivity and performance you depend on. The LifeDop Vascular Combination includes large display, hand-held Doppler has excellent sound quality, a 5 and 8 MHz probe for vascular applications. This system is ergonomically designed to fit in the palm of your hand with comfort and allows easy access to each control feature. Each system is individually tested and inspected to ensure the highest quality standards. | lifedop-vascular-combination-doppler-with-5-mhz-vascular-and-8-mhz-vascular-probe-945.jpg
SKU: SDSC250CC | Summit Doppler LifeDop 250 Display Doppler Combination System with 3 MHz & 8 MHz Probes | Summit Doppler Systems offers convenient combination Doppler systems for specific needs with the sensitivity and performance you depend on. The LifeDop Obstetrical & Vascular Combination includeslarge display, hand-held Doppler has excellent sound quality, a 3 and 8 MHz probe for obstetrical and vascular applications. This system is ergonomically designed to fit in the palm of your hand with comfort and allows easy access to each control feature. Each system is individually tested and inspected to ensure the highest quality standards. | lifedop-250-display-doppler-combination-system-with-3-mhz-8-mhz-probes-47c.jpg
SKU: NEMABI-110 | Newman Medical ABI Suport Materials | Includes: 1 Flyer Stand, 200 Patient Flyers & 2 Exam Room Posters For simple ABI & DigiDop. | abi-suport-materials-fa6.png
SKU: NEMABI-300 | Newman Medical ABI-300 simpleABI System | simpleABI System. Designed for basic ABI Studies. PC based system - Includes: Netbook, roll stand, Doppler with 8MHz probe, PVR, 4 arm/leg cuffs, Powerflate aneroid. | abi-300-simpleabi-system-14f.jpg
SKU: NEMACC-140 | Newman Medical DigiDop Recharger, Domestic | Recharger for DigiDop 301 and 701. | digidop-recharger-domestic-09f.jpg
SKU: NVIMS300 | Nicolet Vascular Doppler Sheaths, Sterile | Doppler Sheaths, Sterile. | doppler-sheaths-sterile-6dc.jpg
SKU: NVIMP220 | Nicolet Vascular Imex Pocket-Dop II With Two 2 Mhz Obstetric Probes | Obstetric and Vascular VersatilityPocket-Dop II is a full-featured Doppler with interchangeable obstetric and vascular probes. Use the 2 or 3 MHz obstetric probes to monitor the fetal heartbeat. Use the 5 or 8 MHz vascular probes to screen patients at risk for stroke, peripheral arterial disease and other occlusive vascular conditions or to monitor difficult pulses and obtain systolic blood pressures quickly and easily.Obstetric ExaminationThe Pocket-Dop II is a valuable aid in detecting pregnancy and monitoring the fetal heartbeat. The built-in speaker amplifies fetal sounds to reassure the expectant mother. A complete obstetric system should include a 3 MHz probe for early fetal heartbeat detection and a 2 MHz probe for use in later pregnancy or with larger patients. A 2 MHz waterproof probe is ideal for underwater labor or delivery. | imex-pocket-dop-ii-with-two-2-mhz-obstetric-probes-241.jpg
SKU: NVIMC632 | Nicolet Vascular Imex FreeDop For Replacement Probe Battery | Imex FreeDop For Replacement Probe Battery. | imex-freedop-for-replacement-probe-battery-63a.jpg
SKU: HHHI6AH104-1 | ArjoHuntleigh PS800 Cable For Fetal Doppler | The Dopplex MD2 is one of the most advanced pocket Dopplers on the market. It provides the ability for high level vascular assessment, and is ideal for the detection of peripheral arterial disease. When used with the high sensitivity vascular probes it provides quality bi-directional blood flow information. It can be linked to the Dopplex Reporter software package for high quality waveform reports or the Dopplex Printa for single waveform recordings. | ps800-cable-for-fetal-doppler-03e.jpg
SKU: HHHIACC3 | ArjoHuntleigh Aquasonic Gel 8.5 oz | Aquasonic Gel 8.5 oz | aquasonic-gel-85-oz-dac.jpg
SKU: HHHIACC66 | ArjoHuntleigh Paper for Baby Dopplex Twins | ArjohuntleighDoppler Accessories | paper-for-baby-dopplex-twins-4ce.jpg
SKU: SDSL300AC | Summit Doppler LifeDop 300 ABI System | The LifeDop 250 ABI System meets Medicare reimbursement criteria and is economical and portable. The hand-held doppler and 8 MHz bi-directional doppler probe with accompanying printer for fast, bi-directional waveform printout on adhesive-backed label paper for easy placement on report forms. | lifedop-300-abi-system-9c3.jpg
SKU: CMEN23 | Apex Medical Lamp Switch Enlarger | Our enlarger fits right over the existing switch to provide an easy, stress free grasp. No electrical connections required. | lamp-switch-enlarger-217.jpg
SKU: NEMABI-450CL | Newman Medical Automated System for ABI TBI and Stress Test Studies | Uses the power of computers to produce the reimbursement reports you need quickly, easily and accurately. The easy to use PC-based systems' minimal learning curve makes it easy to begin performing exams. Automatic index calculations make the system make exams as easy as taking blood pressures. Print to any standard office printer or save and load directly to EMR. The diagnosis is made using the gold standard Doppler and simple pulse volume recording (PVR) waveforms. Full 2-year product warranty. | automated-system-for-abi-tbi-and-stress-test-studies--3de.png
SKU: NEMDD-990R-D2W | Newman Medical Table Top Digital Doppler with 2 MHz Waterproof Obstetrical Probe | Table Top Digital Doppler (DD-990R) & 2 MHz Waterproof Obstetrical Probe (DROP SHIP ONLY) | table-top-digital-doppler-with-2-mhz-waterproof-obstetrical-probe--a6c.jpg
SKU: NEMDD-990R-D3W | Newman Medical Table Top Digital Doppler & 3 MHz Waterproof Obstetrical Probe | Table Top Digital Doppler (DD-990R) & 3 MHz Waterproof Obstetrical Probe (DROP SHIP ONLY) | table-top-digital-doppler-amp-3-mhz-waterproof-obstetrical-probe--4ed.jpg
SKU: NEMDD-990R-D3 | Newman Medical Table Top Digital Doppler & 3 MHz Obstetrical Probe | Table Top Digital Doppler (DD-990R) & 3 MHz Obstetrical Probe (DROP SHIP ONLY) | table-top-digital-doppler-amp-3-mhz-obstetrical-probe--ecd.jpg
SKU: NEMDD-990R-D2 | Newman Medical Table Top Digital Doppler & 2 MHz Obstetrical Probe | Table Top Digital Doppler (DD-990R) & 2 MHz Obstetrical Probe (DROP SHIP ONLY) | table-top-digital-doppler-amp-2-mhz-obstetrical-probe--fb5.jpg
SKU: MDGN017156 | MedGyn Products 2MHz wireless probe for SD6, Ultrasonic Table-Top Doppler | Our Table-Top Dopplers are an innovative addition to our Doppler category, in a portable, light-weight package. Available in both wireless/infrared and wired models. | 2mhz-wireless-probe-for-sd6-ultrasonic-table-top-doppler-cf1.gif
SKU: MDGN017157 | MedGyn Products 3MHz wired probe for SD5, Ultrasonic Table-Top Doppler | Our Table-Top Dopplers are an innovative addition to our Doppler category, in a portable, light-weight package. Available in both wireless/infrared and wired models. | 3mhz-wired-probe-for-sd5-ultrasonic-table-top-doppler-93d.gif
SKU: MDGN017159 | MedGyn Products Carry Bag for Ultrasonic Table-Top Doppler | Our Table-Top Dopplers are an innovative addition to our Doppler category, in a portable, light-weight package. Available in both wireless/infrared and wired models. | carry-bag-for-ultrasonic-table-top-doppler-803.gif
SKU: MDGN017102 | MedGyn Products Pocket Doppler Rechargeable w/2MHz Probe | MedGyn's Pocket Doppler combines reliable and accurate detection with an easy-to-use, light-weight design. Available with rechargeable batteries and probe frequency options. | pocket-doppler-rechargeable-w-2mhz-probe-433.gif
SKU: MDGN017160 | MedGyn Products Rolling Stand for Ultrasonic Table-Top Doppler | Our Table-Top Dopplers are an innovative addition to our Doppler category, in a portable, light-weight package. Available in both wireless/infrared and wired models. | rolling-stand-for-ultrasonic-table-top-doppler-24c.gif
SKU: MDGN017161 | MedGyn Products Ultrasonic Table-Top Doppler Security Lock | Our Table-Top Dopplers are an innovative addition to our Doppler category, in a portable, light-weight package. Available in both wireless/infrared and wired models. | ultrasonic-table-top-doppler-security-lock-abc.jpg
SKU: RLL151114 | Rice Lake Body Composition Analyzer D1000-1 Lower Body | The D1000-1 is a single-frequency, foot-to-foot body composition analyzer. Foot electrodes located on the scale use single frequency bio-electrical impedance analysis (BIA) to obtain lower body composition for analysis of water, muscle, and body fat ratios.This feature-rich analyzer includes a weight scale with a 440 pound capacity and internal printer for a custom report of classic body composition ratios and advanced analysis options. These advanced options include Goal Setter and Wrestling modes, ideal for use in clinics, hospitals, fitness/wellness centers, weight rooms, rehabilitation facilities and athletic departments. | body-composition-analyzer-d1000-1-lower-body-fc9.png
SKU: RLL151115 | Rice Lake Body Composition Analyzer D1000-2 Upper Body | The D1000-2 is a single-frequency, hand-to-hand body composition analyzer. Two hand-held electrodes use single frequency bio-electrical impedance analysis (BIA) to obtain upper body composition for analysis of water, muscle and fat ratios.The D1000-2 includes a weight scale with a 440 pound capacity and internal printer for a custom report of classic body composition ratios and advanced analysis options such as Goal Setter and Wrestling modes. The Competitor Series body composition analyzer is ideal for use in clinics, hospitals, fitness/wellness centers, weight rooms, rehabilitation facilities and athletic departments. | body-composition-analyzer-d1000-2-upper-body-530.png
SKU: RCL151116 | Rice Lake Body Composition Analyzer D1000-3 Full Body | The D1000-3 is a full-body, multi-frequency segmental body composition analyzer (BCA). Through advanced technology and provided personal data, scale-base and hand-held electrodes use bio-electrical impedance analysis (BIA) to obtain multi-frequency segmental body composition of water, muscle and body fat ratios. Tailored analysis can be provided based on specific modes such as Wrestling or Goal-Setter. The Competitor Series BCA will enhance any medical or weight loss practice and is well-suited for athletic or fitness facilities, instantly complement existing client programs. Multi-frequency analysis is the most accurate BIA technology available, giving providers information needed to dramatically improve outcomes over single frequency analysis.What is segmental analysis?Segmental analysis offers an in-depth analysis of lean body mass distribution in five body segments, which enhances the ability to prescribe effective diet and exercise programs. Segmental analysis also allows professionals to gauge the effectiveness of prescribed exercises. For example, workouts focusing on arms, legs, or trunk can be proven effective by providing composition analysis of those areas over time. Improved outcomes lead to satisfied clients and cost-saving efficiencies. Bio-electrical impedance analysis is performed simultaneously through both handheld monitors and scale-base electrodes. This multi-frequency method allows for improved cellular penetration, superior accuracy and the ultimate in data collection. | body-composition-analyzer-d1000-3-full-body-b14.png
SKU: RLL152984 | Rice Lake Column for Body Composition Analyzer Scale All Models | Column for D1000 Body Composition Analyzers | column-for-body-composition-analyzer-scale-all-models-af7.jpg
SKU: RLL169660 | Rice Lake Body Composition Analyzer X-Scan Plus 950 Scale Only | Amplified results, communications and patient display advance the X-Scan Plus 950 to the professional class while still utilizing the most advanced bio-electrical impedance analysis (BIA) technology to provide accurate and dependable results, validated to gold standards including isotope dilution and DEXA analysis.Operator navigability is easy and intuitive with a large 8.4-inch color LCD touchscreen and added keypad. The large BCA base is durable and offers a 600 pound capacity. The X-Scan Plus 950 provides a total picture of health for all body types. Six frequency ranges from low to high allow better cell membrane penetration for a more in-depth analysis. The detailed analysis breakdown includes a segmental ratio of extra cellular water to total body water. Eight previous analysis measurements of E.C.W./T.B.W., P.B.F., S.L.M., and weight are used to track progress. Bring your practice to the next level with accurate results and advanced features from the professional X-Scan Plus 950. | body-composition-analyzer-x-scan-plus-950-scale-only-ab5.png
SKU: BLB47760 | Bulbtronics Lamp 6V 4.5A G40 E14 Incandescent Higuchi HS-1008 | Bulbtronics Lamp 6V 4.5A G40 E14 Incandescent Higuchi MFR# HS-1008 | lamp-6v-45a-g40-e14-incandescent-higuchi-hs-1008-de0.jpg
SKU: WA92821 | Welch Allyn 2.5v PocketScope Portable Diagnostic Set | This set includes our PocketScope Ophthalmoscope and Otoscope along with a PocketScope AA alkaline battery handle for each instrument. | 25v-pocketscope-portable-diagnostic-set-c71.jpg
SKU: HAU2216-927 | Hausmann Industries Laminate Foot Stools | Laminate foot stools Heavy duty, laminate wood construction in 346 Oak or 927 Folkstone Gray. | laminate-foot-stools-a00.jpg
SKU: BLB0000986 | Bulbtronics Philips 7388 20W 6V Halogen Lamps | Halogen Lamps. | philips-7388-20w-6v-halogen-lamps--9cd.jpg
SKU: BUM0009824PK | Philips Burton Philips Burton Epic Replacement Bulbs | Philips Burton Epic Replacement Bulbs | philips-burton-epic-replacement-bulbs--051.jpg
SKU: WA38700 | Welch Allyn Fiber Optic Light Carrier | Speculum attaches to fiber optic light head; no delicate or protruding light carriers to obstruct vision. Brilliant distal illumination is shadow free, without color distortion.For use with any Welch Allyn 3.5V or 2.5V power source and handle adapter or 6.5V handle and transformer. | fiber-optic-light-carrier-d09.jpg
SKU: WA23900-10 | Welch Allyn Accessories Replacement USB Cable 10 ft | Accessories: Replacement USB Cable, 10 ft. | accessories-replacement-usb-cable-10-ft-1ab.jpg
SKU: MDGN010199 | MedGyn Products Binocular Colposcopes | MedGyn's basic stereoscopic colposcopes have become the industry standard by combining high quality lens systems with easy maneuverability at a very attractive price. | binocular-colposcopes-656.gif
SKU: MDGN010200 | MedGyn Products AL-102 Colposcope | MedGyn's basic stereoscopic colposcopes have become the industry standard by combining high quality lens systems with easy maneuverability at a very attractive price. | al-102-colposcope-5d3.gif
SKU: MDGN010400 | MedGyn Products AL-104 Colposcope | The AL-104 colposcope is a high-resolution, stereoscopic colposcope designed for routine gynecologicalexaminations, teaching and research. The scope is equipped with five different magnifications, fiber opticillumination and a built-in beam splitter. | al-104-colposcope-6d7.gif
SKU: MDGN010401 | MedGyn Products Laser Adaptable Colposcope | The AL-104 colposcope is a high-resolution, stereoscopic colposcope designed for routine gynecologicalexaminations, teaching and research. The scope is equipped with five different magnifications, fiber opticillumination and a built-in beam splitter. | laser-adaptable-colposcope-e1c.gif
SKU: MDGN010500 | MedGyn Products 5-Step Colposcope | The AL-105 colposcope is a high-resolution, stereoscopic colposcope designed for routine gynecologicalexaminations, teaching and research. The scope is equipped with five different magnifications, fiber opticillumination and a built-in beam splitter | 5-step-colposcope-077.gif
SKU: MDGN010505 | MedGyn Products 5-Step Colposcope with Swing-Arm | The AL-105 colposcope is a high-resolution, stereoscopic colposcope designed for routine gynecologicalexaminations, teaching and research. The scope is equipped with five different magnifications, fiber opticillumination and a built-in beam splitter. | 5-step-colposcope-with-swing-arm-5a1.gif
SKU: MDGN010466 | MedGyn Products Digital Video Colposcope | Different from the traditional optical colposcope, this colposcope's innovative LED light source ensures high brightness with a long-life cycle. Its light spot subtraction technology and unique CCD/optics design provide high-definition images and improved viewing of blood vessels, capturing every meticulous detail. | digital-video-colposcope-7ec.gif
SKU: MDGN010467 | MedGyn Products Digital Video Colposcope w/ Image and Management System | Different from traditional optical colposcopes, the AL-106 is digitial and has an innovative LEDlight source that ensures high brightness with a long life cycle. Its spot-on-spot subtraction technology and unique CCD/optics design provide high-definition images and improved viewing ofblood vessels, capturing every meticulous detail. | digital-video-colposcope-w-image-and-management-system-a5e.jpg
SKU: LWSR3M-B04A-DAL3 | LW Scientific Revelation lll LED Microscope | The Revelation III professional-grade microscope is a best-seller into physician and veterinarian clinics, as well as universities and medical schools. New for 2013, the Revelation lll now comes with LED illumination, for daylight color, low heat, low power consumption, and super-long bulb life (30,000). Equipped for performance, its features include titanium-finished DIN achromatic or DIN Plan optics and a 30-year anti-fungal coating. The Revelation III is the choice for superior performance at a great value! | revelation-lll-led-microscope-3e2.jpg
SKU: RLMZRYB100 | ReliaMed Yankauer Handle Bulb Tip Sterile | ReliaMed Yankauer handle, bulb tip. Side eyes reduce traumatic tissue grab. Sterile, Each | yankauer-handle-bulb-tip-sterile-16b.jpg
SKU: MDGN010467SA | MedGyn Products Digital Video Colposcope w/ Swing Arm & Image and Management System | Different from traditional optical colposcopes, the AL-106 is digitial and has an innovative LEDlight source that ensures high brightness with a long life cycle. Its spot-on-spot subtraction technology and unique CCD/optics design provide high-definition images and improved viewing ofblood vessels, capturing every meticulous detail. | digital-video-colposcope-w-swing-arm-image-and-management-system-d6c.jpg
SKU: MDGN010466SA | MedGyn Products Digitial Video Colposcope with Swing Arm | Different from traditional optical colposcopes, the AL-106 is digitial and has an innovative LEDlight source that ensures high brightness with a long life cycle. Its spot-on-spot subtraction technology and unique CCD/optics design provide high-definition images and improved viewing ofblood vessels, capturing every meticulous detail. | digitial-video-colposcope-with-swing-arm-b27.jpg
SKU: LKS4908 | Lakeside Step Stools Without Handrail | Reaching for things on your tiptoes or standing on a chair is the surest way to a mishap. | step-stools-without-handrail-12d.jpg
SKU: METL2030 | Mettler Electronics Bifurcation Cable, Red/Black | Bifurcation Cable Set, 2 Cables, One Red And One Black, Pin Termination. | bifurcation-cable-red-black-14b.jpg
SKU: LKS4910 | Lakeside Chrome Step Stool with 7/8" chrome Plated Steel Hard Rail | Better to be safe than sorry. Reaching for things on your tiptoes or standing on a chair is the surest way to a mishap. Play it safe and keep these handy step stools in every room where items are stored in cabinets or shelves higher than 60 - 72" from the floor. Step surface is slip-resistant rubber. Handrail provides additional safety and facilitates moving. Packed two per carton. | chrome-step-stool-with-7-8-chrome-plated-steel-hard-rail-640.jpg
SKU: SLIIQ-ENT2 | Seiler Instruments Seiler Iq Wall Mount | The Seiler iQ will add optical intelligence to your practice by allowing you to see it and believe it. High quality German Optics and the brightest standard light source on the market make the Seiler iQ the perfect addition to any operatory. The IQ is also the most affordable high quality 3 step microscope on the market offering all of the accessories of the Evolution Model, including Live Video Options, Documentation set ups and many other accessories. Try the iQ in your office and see the Seiler Precision Difference. | seiler-iq-wall-mount-c21.jpg
SKU: SLI202-001-D | Seiler Instruments Ssi-202-Ent Microscope, Floor Model | Seiler 202/402â€²s Available at a great price! They come equipped with Halogen Illumination System, 200mm Objective Lens, 10x Eyepieces, Straight Binocular Head, Counterbalanced Pantographic Arm, and 3 Levels of Magnification. | ssi-202-ent-microscope-floor-model-786.jpg
SKU: SLIMLX817 | Seiler Instruments Microlux IV Microscope | The Microlux IV is our most versatile compound microscope with optional video or digital configurations as well as Phase Contrast, LED, Simple Polarization, and MOHâ€™s for Dermatology procedures. The Microlux comes with five Infinity Corrected Plan Objectives: 4x, 10x, 20x, 40x, 100x for sharper images and virtually no aberrations. Several Objective configurations are also available for different magnification needs. | microlux-iv-microscope-f98.jpeg
SKU: WA703419 | Welch Allyn Disposable Transducer Flow Tubes | The Welch Allyn line of Disposable Transducer Flow Tubes are designed for use with various Welch Allyn equipment such as the CP 200 Resting Electrocardiograph with Optional Spirometry, the CP 200 Resting Electrocardiograph with Optional Spirometry, and the CP 200 Resting Electrocardiograph. | disposable-transducer-flow-tubes-dc5.jpg
SKU: NDDM2700-3K | Ndd Medical Easy on-PC Spirometry Kit | For those searching for a fully-integrated PC-driven spirometer, the Easy on-PC is a clinically proven solution. The Easy-on PC leverages our trusted TrueFlowâ„¢ technology that delivers unprecedented accuracy and reliable results without needing calibration. Real-time graphs and animated incentive screens enhance the user experience, encouraging child and adult patients to help them achieve optimal results. | easy-on-pc-spirometry-kit-04d.jpg
SKU: MIRR911080 | Medical International Research Spirolab Spirometer and Bluetooth | All in one portable Desktop Spirometer with Oximetry option. Fast and intuitive for modern professionals. Each function can be activated by a simple touch on the intuitive bar menu always present on the screen. | spirolab-spirometer-and-bluetooth-9b6.jpg
SKU: MIRR911000 | Medical International Research Minispir Spirometer | MinispirÂ® New Computerâ€“based Spirometer | minispir-spirometer-92c.png
SKU: SDID29-5300 | SDI Diagnostics Astra 300 Multifunction Spirometer | The Astra 300 puts the sophistication and simplicity of a touch screen in the palm of your hand. Enter data, test patients, and send and print reports with precision and ease. Easily report your choice of up to 40 spirometry test parameters, all measured accurately and precisely. The touchscreen makes it easy; SDI makes it accurate. | astra-300-multifunction-spirometer-0ea.jpg
SKU: SCH2.100022K | Schiller Spirometry Upgrade Kit with AT-2 plus, AT-10 plus and AT-102 | Spirovit SP-250 RS-232 Upgrade Kit: Flow Sensor and Calibration Syringe. For use with AT-2 plus, AT-10 plus and AT-102. Includes SP-250 Spirometry Handheld Flow Sensor and Calibration Syringe; With a 10-pack of disposable Flow tube filters. | spirometry-upgrade-kit-with-at-2-plus-at-10-plus-and-at-102-58a.jpg
SKU: MIDIQSPIRO | Midmark Midmark IQspiro | The speed, accuracy and ease of use of the Midmark IQspiroÂ® make it a cost-effective device for detecting and managing pulmonary disease â€“ but the benefits don't end there. Talk to a Midmark representative today to see how effective and economical it can be to add spirometry testing to any patient care strategy whether a single practitioner or a large physician group | midmark-iqspiro-89f.jpg
SKU: SCH9.540000K | Schiller Spirovit SP-1 Spirometry System | Spirovit SP-1 Standard Spirometer, includes Memory for MVV, FVC, SVC and MV PFT testing. Now Includes: Calibration Syringe | spirovit-sp-1-spirometry-system-256.jpg
SKU: FAB12-1710 | Baseline Windmill Type Spirometer | Compact, lightweight spirometer for screening large populations. Subject blows into disposable mouthpiece. Indicator registers forced vital lung capacity up to 7 liters. Comes with 50 plastic mouth pieces. | windmill-type-spirometer-966.jpg
SKU: WXY16411 | Wolf X-Ray Deka Rak Apparel Rack | Designed with the busy Radiology department in mind, the Deca-Rak has 10 pivoted arms that fan out to 180 deg. | deka-rak-apparel-rack--82a.jpg
SKU: WXY75500-23 | Wolf X-Ray Gonad Shields 0.5 mm Beige Only | Specifically to protect the genital area, the Gonad Shield comes with straps to hold it in place. | gonad-shields-05-mm-beige-only-76b.jpg
SKU: WXY65021 | Wolf X-Ray Easy Wrap Apron Standard Lead without Collar Medium | Our Easy Wrap Apron is the professional standard. | easy-wrap-apron-standard-lead-without-collar-medium-b4b.jpg
SKU: WXY75070-XX | Wolf X-Ray Softex Thyroid Collar | Wolf's new Sof-T Thyroid Collar provides the wearer the ultimate in protection and comfort. By combining an outer shell of soft, stain resistant nylon and a super pliable, lightweight lead equivalency protective core material, Wolf's Sof-T Collar is a unique addition to it's extensive line of protective apparel. | softex-thyroid-collar-b05.jpg
SKU: WXY56610 | Wolf X-Ray Mobile Adjustable Height Clear PB Barrier | The Adjustable Height Barrier is a high quality and reliable barrier. The product allows the user to position the clear lead at any height level between 45 Â¼" and 74". By use of an internal counter-balancing mechanism, the clear lead can be moved up or down with minimal effort. The overall width of the base is 31 inches and provides 1.0mm lead equivalent protection. The upper 28-inch wide clear lead provides 0.5mm equivalency protection.This strong yet lightweight barrier is convenient to use for dozens of applications.The 7â€ legs and casters facilitate easy transport ensuring you will get maximum usage from it. When completely closed, the barrier is easy to store. | mobile-adjustable-height-clear-pb-barrier-436.png
SKU: WXY65026TC-XX | Wolf X-Ray Apron Lightweight Lead Thyroid Collar | The Easy Wrap Apron is now available with the attached Thyroid Collar. | apron-lightweight-lead-thyroid-collar--55f.jpg
SKU: WXY14113 | Wolf X-Ray Wrap Around Eyeglasses | Wrap-around protection with the same .75mm Pb equivalency shielding, comfort and high quality lenses of our Standard models. Made of nylon and weighs 99 grams. Available with plain lenses as well as single and bifocal prescriptions. Color: Tortoise | wrap-around-eyeglasses-74f.jpg
SKU: WXY75060-XX | Wolf X-Ray Thyroid Collar 5" x 27" 0.5mm | The Wolf X-Ray 75060 Protective Thyroid Collar provides all around 0.5mm lead protection for the neck. The Thyroid Collar is equipped with a sturdy hook and loop fastener. The X-Ray Protection Thyroid Collar is 27 x 5 inches and available in a variety of colors and patterns. Easy to clean and maintain, the Thyroid Collar is made of stain resistant, water repellent material. Wolf Thyroid Collars are proudly made in the USA. | thyroid-collar-5-x-27-05mm-434.jpg
SKU: WXY65023 | Wolf X-Ray Easy Wrap Apron Standard Lead Large | Our Easy wrap Apron is the professional standard. The two side closures allow you to custom fit the shoulder weight distribution. | easy-wrap-apron-standard-lead-large-bec.jpg
SKU: WXY75501-22 | Wolf X-Ray Gonad Shields Navy Only | Lead equivalent protective values are approximate at 80 kvp. | gonad-shields-navy-only--fb9.jpg
SKU: WXY75080-22 | Wolf X-Ray PRO-TEK-TOâ„¢ Pad: Sole Breast/Scoliosis Protection: 0.5mm | Lead equivalent protective values are approximate at 80 kvp. Wolf protective aprons are now available in 18 new fashionable colors and 2 choices of protection! Now you can match almost any decor, and create a more relaxing atmosphere for your patients and yourself. All aprons are now available in the new no-lead featherlight material! Our Featherlite Aprons are approximately 25% lighter than traditional Lead Aprons. Featherlite Aprons provide comparable lead equivalency protection as our standard Lead Aprons. Lead free is made from a unique composite material that absorbs X-Ray photons better than regular lead vinyl.*Note: please place the color number (from the color choices listed below) after the apron stock number when ordering.Rose Pink: 11, Purple: 12, Teal: 14, Powder Blue: 15, Medium Blue: 16, Burgundy: 18, Grey: 19, Royal Blue: 20, Navy Blue: 22, Beige: 23, Black: 25, Tye Dye: 30, Tropical: 31, Hawaiian: 32, Camouflage: 33, Dog Paw: 34, Red: 35, Hunter Green: 36 | pro-tek-totrade-pad-sole-breast-scoliosis-protection-05mm--f8f.jpg
SKU: WXY12419 | Wolf X-Ray Superflex Protective Gloves Regular | Wolf gloves are a five finger molded lead glove covered in resilient brown Naugahyde and are supple enough to pick up small objects. | superflex-protective-gloves-regular-bfc.jpg
SKU: WXY12422 | Wolf X-Ray Protective Gloves, 15", .5mm | The softest, most flexible lead gloves you can buy. Five-finger molded lead glove covered in resilient Naugahyde. Duoflex made with 1/2 mm protective equivalency. | protective-gloves-15-5mm-ec4.jpg
SKU: WXY80-035 | Wolf X-Ray Cassette Holder CR Plate Holder Table Top | The Wolf CR Plate/Cassette Holder is designed to slide under a patient or pad. | cassette-holder-cr-plate-holder-table-top-5f6.jpg
SKU: WXY41012 | Wolf X-Ray Ultra-Thin 103 Line Grid 6:1 Ratio 11" x 14" Focus 34-44" | Grids clean up scatter radiation for a sharper, clearer image. | ultra-thin-103-line-grid-61-ratio-11-x-14-focus-34-44-371.jpg
SKU: WXY41041 | Wolf X-Ray ULTRA-THIN 103 Line Grid, 8:1 Ratio, 14" x 17", Focus 34-44" | Grids clean up scatter radiation for a sharper, clearer image. Choose from an assortment of sizes and styles. | ultra-thin-103-line-grid-81-ratio-14-x-17-focus-34-44-26d.jpg
SKU: WXY21603 | Wolf X-Ray Screen Cleaner | The ideal cleaning solution for removing dirt, dust and fingerprints, increasing and intensifying screen efficiency, and prolonging screen life. It is antistatic,works as well on cassettes and illuminators and comes in a large economical 12 oz. plastic squeeze bottle. | screen-cleaner-764.jpg
SKU: TIDI950221 | TIDI Products X Ray Storage Envelopes 10.5" x 12.5" | X Ray Storage Envelopes | x-ray-storage-envelopes-105-x-125--7dc.jpg
SKU: WXY15111 | Wolf X-Ray Film Filing Envelopes, 8" x 10" | Manufactured from extra heavy duty Envelope Kraft, Wolf's wide range of Film Filing Envelope sizes feature printed identification Data spaces at both the upper left and right corners. They're tough enough to withstand use and prevent x-ray curling, yet flexible enough to fit in the typewriter. Contains 500/box | film-filing-envelopes-8-x-10-399.jpg
SKU: WXY15113 | Wolf X-Ray Film Filing Envelopes, 10" x 12" | Manufactured from extra heavy duty Envelope Kraft, Wolf's wide range of Film Filing Envelope sizes feature printed identification Data spaces at both the upper left and right corners. They're tough enough to withstand use and prevent x-ray curling, yet flexible enough to fit in the typewriter. Contains 500/box | film-filing-envelopes-10-x-12-65c.jpg
SKU: WXY16400 | Wolf X-Ray Tri-Rak Apparel Rack (Cap, 1 Apron, Pair of Gloves) | Our wall mounted Tri-Rak holds a protective apron and a pair of protective gloves. Specifications: 16â€ H x 28â€ W x 8â€ D. Approximate shipping weight: 9 lbs. | tri-rak-apparel-rack-cap-1-apron-pair-of-gloves-25e.jpg
SKU: WXY23314 | Wolf X-Ray Film Blocker 8Â½" x 14" Fit 14" x 17" Lengthwise | The Wolf Half-Film Blockers are designed for making more than one exposure on the same film. | film-blocker-8frac12quot-x-14quot-fit-14quot-x-17quot-lengthwise-0b9.jpg
SKU: CVN30751534 | Covidien Sony Digital Imaging Media, Black and White | Sony Print Media for Sony video and digital printers.Sony UPP-110S/5 Black and White Digital Imaging Media. | sony-digital-imaging-media-black-and-white-2f0.jpg
SKU: CVN31422945 | Covidien UPP-210HD High Density 210mm x 25m For Use With UP-910 UP-930 UP-960 UP-980 | Complete line of medical imaging media for all applications. Designed to provide optimal image quality when used with Sony digital and video printers. High density films feature dense blacks, bright whites and a full 256 shades of gray with a high gloss finish. Sony media has a built-in ant-static layer to minimize build-up of electrostatic energy during printing process. Excellent archival properties. | upp-210hd-high-density-210mm-x-25m-for-use-with-up-910-up-930-up-960-up-980-571.jpg
SKU: WXY10007 | Wolf X-Ray Commode Seat Pads | Action Commode Seat Pads provide comfort and relief from pressure and shear. Hook and loop make pads easy to attach. | commode-seat-pads-a52.jpg
SKU: WXY29501 | Wolf X-Ray Standard Trimline Basic Illuminator 14" x 17" | The Trimline Plus Basic Illuminator is the â€œmeat and potatoesâ€ version of our Trimline Series. You don't get an automatic film activator. What you do get is Wolf quality and dependability. The Trimline Basic is a 2 bulb illuminator (2200 Candela per square meter) that is available in 12 sizes. Standard features include a baked-on white polyester powder finish, a roller grip film retainer, an 8' cord, and cluster switches on 2 over 2 units and up. Best of all, the Trimline Basic can be combined with our Trimline, Trimline Plus and Trimline Plus Hi Lo illuminators to give you the most versatile (and economic) viewing environment available. | standard-trimline-basic-illuminator-14-x-17-825.jpg
SKU: WXY21506-N | Wolf X-Ray Podo Lite Illuminator | The Podo Lite can be desk mounted, wall hung or recessed in the wall. The Podo Lite features steel construction, a white baked-on enamel finish, Magic Grip film retainer, two fluorescent lamps (20 watts each) a rocker switch and a 6â€™ power cord with 3-prong plug. | podo-lite-illuminator-38b.jpg
SKU: WXY21803 | Wolf X-Ray MG 7 Illuminator 4 in 1 Horizontal Viewing Area 56" x 17" | The MG-7 is designed to give the private practitioner decades of reliable use. Easily wall surface mounted, the MG-7's five inch depth also makes it ideal for desk top use. | mg-7-illuminator-4-in-1-horizontal-viewing-area-56-x-17-22b.jpg
SKU: WXY27506 | Wolf X-Ray Recess Kit Frame for 21506-N | Recess Kit Frame for Podo Lite Illuminator. | recess-kit-frame-for-21506-n-574.jpg
SKU: WXY21295 | Wolf X-Ray Intensi-Spot Illuminator for Over Exposed Film | The Intensi-SpotÂ provides a concentrated light source for viewing sections of an overexposed film. Utilizing a 75-watt lamp, shielded by an octagon mask for light concentration, the Intensi-Spot can be tilted to any angle.Â The Intensi-Spot includes a handy foot switch that can vary the light's intensity. The unit comes in a baked-on white polyester powder finish, with holes in the base for wall mounting, and a 6' power cord with 3 prong plug. | intensi-spot-illuminator-for-over-exposed-film-a25.jpg
SKU: WXY28001 | Wolf X-Ray VuPlus Single Bank Illuminator 2 Film Viewing | VuPlus Single Bank Illuminator 2 Film Viewing | vuplus-single-bank-illuminator-2-film-viewing-19a.jpg
SKU: WXY29280 | Wolf X-Ray Trimline Illuminator Spinal 36" | The Trimline Spinal 36 features a full 14â€ x 36â€ plexiglass viewing area, 3 bulbs (30 watts each) illumination, roller grip film retainer. | trimline-illuminator-spinal-36--ba0.jpg
SKU: BRA49351 | Brandt Industries Economy X-Ray Illuminator Full Spine Illuminator | Full spine X-Ray illuminator. 2 30W fluorescent tuibes. | economy-x-ray-illuminator-full-spine-illuminator-831.jpg
SKU: LWSLMO-020X-DADR | LW Scientific 20X Universal Objective Illuminator | To be used with Lumin Universal Illuminator.. 20X Universal Lumin objective. | 20x-universal-objective-illuminator-9a8.jpg
SKU: LWSLMO-040X-DADR | LW Scientific 40X Universal Objective Illuminator | To be used with Lumin Universal Illuminator. 40X Universal Lumin objective. | 40x-universal-objective-illuminator-68e.jpg
SKU: LWSLMO-100X-DAOL | LW Scientific 100X Universal Objective Illuminator | To be used with Lumin Universal Illuminator. 100X (oil) Universal Lumin objective. | 100x-universal-objective-illuminator-d08.jpg
SKU: WXY18904 | Wolf X-Ray Glass Thermometer Floating | Our Glass Thermometer floats in the developing tank. | glass-thermometer-floating-9a3.jpg
SKU: WXY17104 | Wolf X-Ray ID Printer Manual | The Wolf â€œAuto ID Printerâ€ has an adjustable exposure timer. Set the timer, insert ID card and press the exposure plate. It's ideal as a testing device for exposure and developing procedures. With the Wolf "Manual ID Printer," just insert the film and ID card, then hold down the exposure plate. Both are compatible with Kodak and Wolf ID cards. | id-printer-manual-9bb.jpg
SKU: WXY18106 | Johnson & Johnson Aluminum Caliper, Inches & Centimeters | Calibrated in inches and centimeters and aids in determining body mass/x-ray dosage calibration. | aluminum-caliper-inches-centimeters-748.jpg
SKU: WXY50134A | Wolf X-Ray Moldette Mountings 1/8" 3/16" Â¼" Single Letter | Identifier Words are available in 3/8" or 1/2". Please specify size when ordering. Markers are sealed and words are formed from individual letters. | moldette-mountings-1-8quot-3-16quot-frac14quot-single-letter-5db.jpg
SKU: WXY21612R | Wolf X-Ray Pro-Pel Skin Marking Pencil & Clip, Red | Wolf's PRO-PEL Wax Pencils for marking film, glass and metal. Specify Black or Red, 1 each per package. | pro-pel-skin-marking-pencil-clip-red-810.jpg
SKU: WXY14107 | Wolf X-Ray Compression Paddle | Designed for applying compression during G.I. series, ourÂ Wolf Compression PaddleÂ is ideal for displacing barium, deflecting an intestinal loop, or applying compression for similar reasons.Â The Paddle features a rubber compression bladder, easily inflated by means of a built-in Baumanometer bulb. A metal circle in the bladder ring fluoroscopically indicates the area under compression. Wall mounting bracket is included. | compression-paddle-1e2.jpg
SKU: WXY15602 | Wolf X-Ray Barium Paper Cups, | Wolf's Barium Paper Cups are 14-ounce paper cups that feature printed mixing scales of 0 to 14 ounces and 0 to 40 cc's. Cups are packed 100/sleeve and are available in quantities of 100, 1,000, 5,000 and 10,000 | barium-paper-cups--cad.jpg
SKU: WXY50150 | Wolf X-Ray Marker Clip | Marker Clip | marker-clip-b3a.jpg
SKU: WXY15100 | Wolf X-Ray Standard Imprint ID Cards 3" x 5" | Wolf ID Printer Cards, our 3" x 5" cards are made of a special card stock designed for imprinting. | standard-imprint-id-cards-3-x-5--230.jpg
SKU: ADC351 | ADC Adlite Disposable Penlight | Adlite Disposable Penlight | adlite-disposable-penlight-c32.jpg
SKU: ADC355BK | ADC Adlite Pro Physician's Penlight | ADC's finest pocket light, the Adlite Proâ„¢ is the physicianâ€™s choice for evaluation of the pupillary reflex. | adlite-pro-physicians-penlight-588.jpg
SKU: ADC352 | ADC Metalite Reuseable Penlight | A dependable reusable diagnostic penlight with aluminum body and plunger switch. | metalite-reuseable-penlight-f66.jpg
SKU: ADC354 | ADC Adlite II Reuseable Penlight | Plastic housing for lightweight comfort. | adlite-ii-reuseable-penlight-6e6.jpg
SKU: ADC356RB | ADC ADLITE Plus Disp Penlight Royal Blue | Sealed concentric beam, disposable diagnostic penlight | adlite-plus-disp-penlight-royal-blue-5dc.jpg
SKU: ADC351 | ADC Adlite Disposable Penlight | Adlite Disposable Penlight | adlite-disposable-penlight-c32.jpg
SKU: GF1290 B | Grafco Reusable Penlight Black | Reusable penlight, black | reusable-penlight-black-437.jpg
SKU: GF1290 S | Grafco Reusable Penlight, Silver | Reusable penlight, silver | reusable-penlight-silver-41d.jpg
SKU: ADC351 | ADC Adlite Disposable Penlight | Adlite Disposable Penlight | adlite-disposable-penlight-c32.jpg
SKU: ADC352Q | ADC Reusable Penlights (Metalitetm Reusable Penlight, Silver) | Two distinctly different models to suit your personal preferences.Brushed aluminum housingLocking push toggle activatedMeasures 5 1.4" long by 1/2" diameterTwo "AAA" batteries includedMETALITETM Reusable Penlight, Silver | reusable-penlights-metalitetm-reusable-penlight-silver-8d6.jpg
SKU: SAMP927021 | Sammons Preston 6-Pack Disposable Pocket Penlights | High intensity with focused beam lens-end lamp, with convenient clip to prevent accidental discharge of the three AAA batteries (included) when carried in the pocket. Includes pupil gauge. Measures 5"L x 1"W (13 x 2.4cm.) Weighs less than one ounce. Set of six. Latex free. | 6-pack-disposable-pocket-penlights-545.jpg
SKU: BRW31220 | Brewer Heavy Duty Two Step Step Stool Handrail | Ideally suited for exam rooms, X-ray, patient rooms or any area where sturdy support is required. | heavy-duty-two-step-step-stool-handrail-e45.jpg
SKU: SAMP561360 | Sammons Preston Footstool with Handrail | All welded steel construction with silver vein powder-coating. Stepping surface platform is 10" x 15" with nonskid rubber tread. | footstool-with-handrail-3c8.jpg
SKU: BALY725 | Bailey Interlocking Stack Stool Set | Multi-Purpose step stool with wide low base for stability. Non-Skid rubber matting provides an extra measure of safety. | interlocking-stack-stool-set-b9e.jpg
SKU: BALY726 | Bailey Radiology Platform Stool | Bailey's Radiology Platform Stool is a convenient, easy to use and high quality platform. | radiology-platform-stool-c00.gif
SKU: DRVMS-0015N | Drive Medical Low Base for MSS Tilt & Recline | Low Base for MSS Tilt & Recline | low-base-for-mss-tilt-recline-9d9.jpg
SKU: DRVMS 3000N | Drive Medical MSS Tilt and Recline Seating System | The MSS Tilt and Recline seating system is designed for children with moderate to severe physical involvement. This multiple support chair has a hydraulic actuator that activates the tilt-in-space feature for a variety of sitting positions including up to a 45 deg tilt and recline (orientation in space) from 80 deg to 140 deg. The reclining seating system can be removed for use as an insert with regular chairs. MSS standard equipment includes: Hi or Low Base, Pelvic Strap, Trunk Harness, Lateral Supports, Abduction Wedge, Removable Headrest and Footrests with Toe Loops. Cushion covers are removable and washable. | mss-tilt-and-recline-seating-system-af5.jpg
SKU: BRDA785 | Broda Seating Elite 785 Tilt Recliner Canada and GSA Only | The Elite Tilt Recliner provides exceptional comfort and range of tilt for individuals requiring long-term care. Brodaâ€™s unique Comfort Tension SeatingÂ® system provides pressure redistribution and air flow for increased sitting comfort and support. Featuring up to 40Â° of infinitely adjustable seat tilt, the Elite Tilt Chair provides safe and comfortable positioning, decreasing the need for restraints.Optional rear mount mag wheels facilitate hand propulsion allowing patients to socialize and engage with their surroundings. With industry-leading features and functionality such as 40Ëš of adjustable tilt-in-space seating and height adjustable arms the Elite Tilt Recliner aids in treating multiple conditions for varying levels of care. Adjustable, removable upper lateral supports combined with tilt-in-space seating provide exceptional positioning and support decreasing postural deviations such as head drop, lateral lean and slumping as well as decreasing falls.The Elite Tilt Recliner provides a 350 lbs weight capacity and industry-leading Life Time Warranty on side frames and cross members. Understanding the complex seating needs of your patients, customizations are available. | elite-785-tilt-recliner-canada-and-gsa-only-ca5.jpg
SKU: BRDAMID | Broda Seating Midline Full Recliner | The Midline Tilt Recliner offers full tilt and recline with key features that accommodate varying levels of care. With up to 38Ëš of adjustable tilt-in-space and up to 90Ëš of adjustable back recline, the Midline Tilt Recliner provides therapeutic pressure relief aiding in the treatment of conditions such as pressure ulcers, pressure injuries, edema and postural deviations. Brodaâ€™s unique Comfort Tension SeatingÂ® system provides pressure redistribution and air flow for increased sitting comfort and support.The Midlineâ€™s adjustable floor to seat height paired with our front pivot point provides proper foot on floor placement which enables individuals to be placed in an ergonomically correct position for self-propulsion. Optional front or rear mount mag wheels facilitate hand propulsion allowing patients to socialize and engage with their surroundings.With industry-leading features and functionality such as 38Ëš of adjustable tilt-in-space seating, 90Ëš of adjustable back recline, height adjustable arms and Trendelenburg capability, the Midline Tilt Recliner aids in treating multiple conditions for varying levels of care. Adjustable, removable upper lateral supports combined with tilt and recline provide exceptional positioning and support decreasing postural deviations such as head drop, lateral lean and slumping as well as decreasing falls. | midline-full-recliner-27c.jpg
SKU: BRDA30VT | Broda Seating Centric Tilt Semi Recliner | Offering tilt-in-space seating and positioning, the Centric Tilt Semi-Recliner provides therapeutic pressure redistribution and key features to accommodate multiple levels of care. With 25Ëš of adjustable tilt-in-space and 45Ëš of adjustable back recline, the Centric Tilt Semi-Recliner accommodates varying needs such as hip flexion limitations, complex seating and positioning needs and knee contractures with the addition of the Contracture Sling. Optional front or rear mount mag wheels facilitate hand propulsion allowing patients to socialize and engage with their surroundings.With industry-leading features and functionality such as 25Ëš of adjustable tilt-in-space seating, 45Ëš of adjustable back recline, height adjustable arms, the Centric Tilt Semi-Recliner aids in treating multiple conditions for varying levels of care. Adjustable, removable upper lateral supports combined with tilt and recline provide exceptional positioning and support decreasing postural deviations such as head drop, lateral lean and slumping as well as decreasing falls. | centric-tilt-semi-recliner-207.jpg
SKU: BRDALT | Broda Seating LT Tilt Chair | The NEW LT is the ideal alternative to a geri chair or traditional high back recliner! A cost-effective chair, the LT offers streamlined features focusing on BRODA's core elements. Offering excellent benefits for both patients and caregivers, the LT helps with improved posture, breathing and overall comfort. | lt-tilt-chair-cfb.jpg
SKU: BRDAV4 | Broda Seating Synthesis Tilt Recliner V4 | The Synthesis Tilt Recliner builds upon Brodaâ€™s legacy of comfort and reliability to provide the fullest range of positioning features in a more progressive design. New aesthetic and styling options suit a variety of preferences and fit the facilities of today and tomorrow.New adjustable wings provide individualized upper lateral support. Brodaâ€™s unique Comfort Tension SeatingÂ® system provides pressure redistribution and air flow for increased sitting comfort and support.Featuring up to 40Â° of infinitely adjustable seat tilt and up to 90Â° of infinitely adjustable back recline, as well as Trendelenburg positioning, the Synthesis provides safe and comfortable positioning without the use of restraints. Front pivot seat tilt helps maintain a forward line of sight, enhancing socialization and engagement.Upgrade to the Synthesis Transport Chair to provide comfortable and safe patient transportation between facilities in an WC19 certified wheelchair transport version of the Synthesis. | synthesis-tilt-recliner-v4-8a4.jpg
SKU: MCM12RMA | MedCare Reclining Treatment Chair with Traveling Arms | This unique reclining chair allows the arms to travel back with the patient as they are reclined. | reclining-treatment-chair-with-traveling-arms-9a3.jpg
SKU: MID630 | Midmark Humanform Procedures Table | Welcome to the new age of clinician-inspired, patient-focused design. The Midmark 630 HUMANFORMâ„¢ procedures table is the first of its kind. Designed to complement the human body with more natural movement and endless positioning capabilities â€“ it is the new benchmark in patient and provider-centered performance with exclusive features, | humanform-procedures-table-39c.jpg
SKU: WIN5580 | Winco Cozy Comfort Premier Recliner 3 Positions No Tray No Position Lock | Our popular and stylish urethane arm recliners are available in a version suitable for patient rooms as companion chairs, in waiting areas, in the home environment or anywhere a higher style comfortable and durable chair is desired. Model 5580 is a 3-position recliner without the locking bar feature.Model 5584 substitutes Pedestal Feet for an even more home-like appeal.Standard black armrests are made of soft, durable urethane or choose from available armrest options in two different widths of beautiful contoured wood arms. The wood arms are available in warm shades of honey or walnut to complement the vinyl color or room decor as desired.These Winco recliners feature the function, durability, cleanability and most of all the unmatched comfort you have come to expect from Winco in a beautiful look and design you'll be proud to place anywhere, including your living room. | cozy-comfort-premier-recliner-3-positions-no-tray-no-position-lock-fc3.jpg
SKU: NKMRC300-S | NKM Novum Medical Recliner Chair, Swing Arms, 3 Position, 3" Casters | Recliner Chair, Swing Arms, 3 Position, 3" Casters | recliner-chair-swing-arms-3-position-3-casters-f67.jpg
SKU: WIN5001 | Winco Augustine Treatment Recliner | The Augustine was developed to be 100% patient-centric; to be comfortable and help put the patient at ease. The result is an attractive and inviting, clinically preferred recliner, with unique solutions for enhanced clinical utility.Developed in conjunction with Oncology clinics, Augustine is also ideally suited for use in infusion centers, patient rooms, recovery, and long term care. Augustine demonstrates Winco's commitment to developing products that meet the needs of the people that receive treatment and in and interact with the recliners on a daily basis.Developed in conjunction with Oncology clinics, Augustine is also ideally suited for use in infusion centers, patient rooms, recovery, and long term care. Augustine demonstrates Winco's commitment to developing products that meet the needs of the people that receive treatment and in and interact with the recliners on a daily basis. | augustine-treatment-recliner-994.jpg
SKU: NKMRC300 | NKM Novum Medical Medical Recliner with 3" European casters, Weight Capacity 300 lbs | Economy unit arrives assembled with 3â€ European casters,3 Position Recliner, Pressure reduction & temperature smart foam in the seat and back, Bacteria and stain resistant vinyl (CAL 117 Fire Code), Frame constructed of heavy gauge reinforced steel for long-term use, Removable seat, 3" European casters, 2 with brakes. | medical-recliner-with-3-european-casters-weight-capacity-300-lbs-a1f.jpg
SKU: INVIH6077A/IH61 | Invacare Clinical Three-Position Recliner Blueridge | The Invacare Clinical Three-Position Recliner offers three positions so users can sit comfortably for prolonged periods of time. Features such as Trendelenburg positioning capability and two trays for prep materials make it an ideal choice for healthcare settings. | clinical-three-position-recliner-blueridge-b9d.jpg
SKU: NKMRC250 | NKM Novum Medical Recliner Chair, Stationary | Recliner Chair, Stationary | recliner-chair-stationary-a2e.jpg
SKU: MJM518-PL | MJM International Multi Position Geri-Chair 18" | Healthcare Grade, Reinforced At All Stress Related Areas. | multi-position-geri-chair-18-343.png
SKU: MJM530-S | MJM International Three Position Geri-Chair/Bariatric, Capacity: 700 lbs | Three Position Geri-Chair/Bariatric, Capacity: 700 lbs. Internal Width: 30". External Width: 34". | three-position-geri-chair-bariatric-capacity-700-lbs-f2f.jpg
SKU: NKMRC301-S | NKM Novum Medical Transporter, 2 Swing Arms, Push Bar & Side Table | Transporter, 2 Swing Arms, Push Bar & Side Table | transporter-2-swing-arms-push-bar-side-table-254.jpg
SKU: NKMRC301 | NKM Novum Medical Medical Recliner/Transporter with 5" casters, side table, push bar and foot rest, 220 lbs | 3 Position Recliner, Pressure reduction & temperature smart foam in the seat and back, Bacteria and stain resistant vinyl (CAL 117 Fire Code), Frame constructed of heavy gauge reinforced steel for long-term use, Removable seat, 3" European casters, 2 with brakes. | medical-recliner-transporter-with-5-casters-side-table-push-bar-and-foot-rest-220-lbs-17f.jpg
SKU: BRDA48R | Broda Seating Latitude Pedal Rocker | Ergonomically designed, the Latitude Pedal Rocker enables patients to gently rock and self-propel increasing mobility and independence.Brodaâ€™s combination of Comfort Tension SeatingÂ®, up to 33Ëš of adjustable Tilt-in-Space seating and unique feature set, provides therapeutic pressure relief aiding in the treatment of pressure ulcers, edema and pain management improving patient outcomes and quality of life.The Latitudeâ€™s adjustable Hemi style floor to seat height paired with our front pivot point provides proper foot on floor placement which enables individuals to be placed in an ergonomically correct position for self-propulsion. Caregiver activated rocking helps calm and soothe agitation providing contentment for improved quality of life.With industry-leading features and functionality such as 33Ëš of adjustable tilt-in-space seating, height adjustable arms and optional swing away footrest, the Latitude Pedal Rocker aids in treating multiple conditions for varying levels of care. Adjustable, removable upper lateral supports combined with tilt provide exceptional positioning and support decreasing postural deviations such as head drop, lateral lean and slumping as well as decreasing falls. | latitude-pedal-rocker-a0c.jpg
SKU: BRDA100-15AL | Broda Seating Tranquille Auto Locking Glider Adult Low Back | The Tranquille Auto-Locking Glider provides exceptional comfort and safety for individuals requiring long term care. The Tranquille provides a gentle gliding action to help create a calming, soothing effect for agitated individuals. The gliding action is excellent for Alzheimerâ€™s and Dementia as it helps reduce the need for wandering.BRODAâ€™s unique Comfort Tension SeatingÂ® system provides pressure redistribution and air flow for increased sitting comfort and support.Designed for Fall Prevention, the Tranquille Auto-Locking Glider begins to glide once the resident sits in the chair, and stops gliding once the resident begins to vacate the chair. It also features a caregiver lock to prevent unwanted gliding. | tranquille-auto-locking-glider-adult-low-back-e84.jpg
SKU: BRDA100-10AL | Broda Seating Auto Locking Glider Small Low Back | BRODA's Auto-Locking Glider provides exceptional comfort and safety for individuals requiring long term care. The Auto-Locking Glider provides a gentle gliding action to help create a calming, soothing effect for agitated individuals. The gliding action is excellent for Alzheimer's and Dementia as it helps reduce the need for wandering. BRODA's unique Comfort Tension SeatingÂ® system provides pressure redistribution and air flow for increased sitting comfort and support. | auto-locking-glider-small-low-back-39c.jpg
SKU: BRDA100-20AL | Broda Seating Auto Locking Glider High Back | BRODA's Auto-Locking Glider provides exceptional comfort and safety for individuals requiring long term care. The Auto-Locking Glider provides a gentle gliding action to help create a calming, soothing effect for agitated individuals. The gliding action is excellent for Alzheimer's and Dementia as it helps reduce the need for wandering. BRODA's unique Comfort Tension SeatingÂ® system provides pressure redistribution and air flow for increased sitting comfort and support. | auto-locking-glider-high-back-3b5.png
SKU: NKM1003 | NKM Novum Medical Glider Rockers Bow Back | The perfect seating solution providing soothing, continuous passive motion for mothers and the newborns, as well as the senior population. Available in various fabric options and wood frame finishes. | glider-rockers-bow-back-847.jpg
SKU: NKM1004 | NKM Novum Medical Glider Rockers | The perfect seating solution providing soothing, continuous passive motion for mothers and the newborns, as well as the senior population. Available in various fabric options and wood frame finishes. | glider-rockers-c77.jpg
SKU: NKM1005 | NKM Novum Medical Glider Rocker Sleigh Back | The perfect seating solution providing soothing, continuous passive motion for mothers and the newborns, as well as the senior population. Available in various fabric options and wood frame finishes. | glider-rocker-sleigh-back-d7a.jpg
SKU: MCM12CPA | MedCare Hydraulically Adjustable Blood Drawing Chair | Hydraulically adjustable chair height from 20â€-27â€ allows for patient safety and technician's comfort. The molded seat is easy to clean. | hydraulically-adjustable-blood-drawing-chair-998.jpg
SKU: MCM12CPA | MedCare Hydraulically Adjustable Blood Drawing Chair | Hydraulically adjustable chair height from 20â€-27â€ allows for patient safety and technician's comfort. The molded seat is easy to clean. | hydraulically-adjustable-blood-drawing-chair-998.jpg
SKU: MCM12CUSX | MedCare X-Wide Standard Height Blood Drawing Chair | Feature Extra wide, standard height and two flip-up arms will be a welcome to mom and child as well as larger patients. The blood draw chair come standard with fully adjustable wide padded arm pads. The padded flip-up arm protects your patient and makes drawing blood easier for the technician. With 20 vinyl colors to choose from you are sure to match any decor. All welded steel construction. Optional straight arms available. 500 lbs. weight capacity. 5 year warranty. | x-wide-standard-height-blood-drawing-chair-eea.jpg
SKU: CLI6088 | Clinton Industries Wheelchair Blood Drawing Station | Wheelchair Blood Drawing Station wall-mounted for secure dependable performance. | wheelchair-blood-drawing-station-f0c.jpg
SKU: BRA20700 | Brandt Industries Blood Drawing Chair | Feature Comfortable, efficient means of collecting blood from ambulatory patients. Two full length, height adjustable armrests support the arm in the optimum position for venipuncture and prevent back bending of the elbow and subsequent flattening of the vein Armrests are interchangeable, left to right. The drawer may be placed at either side of the chair and the moveable portion angled to either side | blood-drawing-chair-a85.jpg
SKU: BRA20710 | Brandt Industries Blood Drawing Chair upholstered Seat with Drawer | Blood drawing chair upholstered seat with drawer | blood-drawing-chair-upholstered-seat-with-drawer-51a.jpg
SKU: BRA20711 | Brandt Industries Blood Drawing Chair with Upholstered Seat | Blood drawing chair with upholstered seat | blood-drawing-chair-with-upholstered-seat-22a.jpg
SKU: BRA23700 | Brandt Industries Blood Drawing Chair with Drawer Hydraulic Adjustable | Blood drawing chair with drawer. Two full length, height adjustable armrests support the arm in the optimum position for venipuncture and prevent back bending of the elbow and subsequent flattening of the vein. | blood-drawing-chair-with-drawer-hydraulic-adjustable-f7c.jpg
SKU: BRA23701 | Brandt Industries Blood Drawing Chair with Hydraulic Adjustable Base | Blood drawing chair with hydraulic adjustable base | blood-drawing-chair-with-hydraulic-adjustable-base-d34.jpeg
SKU: DRV17100-BV | Drive Medical Hip High Chair with Padded Seat | Post-hip surgery residents won't be forced to bend at the hip with this Deluxe Hip-High Chair by Drive Medical, which provides sitting without having to bend at the hips and a comfortable padded seat. Contoured armrests, which are covered in the same soft, attractive vinyl as the seat and backrest, allow you to sit and stand safely. The product is constructed from strong and durable steel in an attractive brown vein finish. The product includes a limited lifetime warranty on the frame and 1 year limited warranty on the upholstery. | hip-high-chair-with-padded-seat-52c.jpg
SKU: MCM12CPS | MedCare Standard Height Blood Drawing Chair | Feature The molded seat provides comfort as well as durability and easy cleaning on this standard height chair. The blood draw chair come standard with fully adjustable wide padded arm pads. The padded flip-up arm protects your patient and makes drawing blood easier for the technician. With 20 vinyl colors to choose from you are sure to match any decor. All welded steel construction. Optional straight arms and drawer/tray assembly available. 300 lbs. weight capacity. 5 year warranty. | standard-height-blood-drawing-chair-cf8.jpg
SKU: MCM12CPT | MedCare Tall Height Blood Drawing Chair | Feature The molded seat provides comfort as well as durability and easy cleaning on this tall height chair. The blood draw chair come standard with fully adjustable wide padded arm pads. The padded flip-up arm protects your patient and makes drawing blood easier for the technician. With 20 vinyl colors to choose from you are sure to match any decor. All welded steel construction. Optional straight arms and drawer/tray assembly available. 300 lbs. weight capacity. 5 year warranty. | tall-height-blood-drawing-chair-732.jpg
SKU: MCM12CUS | MedCare Fully Upholstered Blood Drawing Chair | Our blood draw chairs are ideal for clinics, labs, outpatient centers, hospitals or anywhere you need to draw blood. Optimum vein puncture level and patient comfort can be achieved with the infinite adjustable armrests. The flip-up padded arm helps protect your patient in the event they slump forward or faint. The fully welded steel frame is epoxy coated and has a 5 year warranty. | fully-upholstered-blood-drawing-chair-0f7.jpg
SKU: MCM12CUTX | MedCare X-Wide Tall Height Blood Drawing Chair | Feature Extra wide, tall height and two flip-up arms will be a welcome to mom and child as well as larger patients. The blood draw chair come standard with fully adjustable wide padded arm pads. The padded flip-up arm protects your patient and makes drawing blood easier for the technician. With 20 vinyl colors to choose from you are sure to match any decor. All welded steel construction. Optional straight arms available. 500 lbs. weight capacity. 5 year warranty. | x-wide-tall-height-blood-drawing-chair-064.jpg
SKU: MCM12CUTXX | MedCare XX-Wide Tall Height Blood Drawing Chair | Feature Comfortably and safely seat largest patients. The blood draw chair come standard with fully adjustable wide padded arm pads. The padded flip-up arm protects your patient and makes drawing blood easier for the technician. With 20 vinyl colors to choose from you are sure to match any decor. All welded steel construction. Optional straight arms available. 1000 lbs. weight capacity. 5 year warranty. | xx-wide-tall-height-blood-drawing-chair-728.jpg
SKU: BRW1500-SP | Brewer Blood Drawing Chair, Cat 133 | Comfortable, erogonomic armrests make this everyday process easier for the healthcare professional and more comfortable for the patient. Plus, the Blood Draw Chair includes standard customizable work surfaces that include a bacteriological, chemical, and fungal resistance material to provide a cleaner and safer work surface. 5 yr. warranty | blood-drawing-chair-cat-133-6df.jpg
SKU: BRW101059 | Brewer Brewer Blood Drawing Chair Drawer | Work Surface Drawer For Brewer 1500 Blood Drawing Chair. | brewer-blood-drawing-chair-drawer-aa9.png
SKU: CLI66022 | Clinton Industries Lab X Series Extra Tall Blood Drawing Chair with Padded Flip Arm and Drawer | Lab X Series Extra Tall Blood Drawing Chair with Padded Flip Arm and Drawer. | lab-x-series-extra-tall-blood-drawing-chair-with-padded-flip-arm-and-drawer-b27.jpg
SKU: CLI6810 | Clinton Industries Recliner Series Hi-Lo Blood Drawing Chair | Optimal height and the correct position of the patient are easy with Clinton 6810 Recliner Series Blood Drawing Chair. The chair features a height travel range of 8" and reclining positions for upper body and legs to accommodate different procedures. IMPORTANT NOTE: Clinton Blood Drawing Chairs are not engineered to restrain a fainting or falling occupant. The chairâ€™s occupant should NEVER be left unattended. All blood drawing products are non-returnable unless they are unused in unopened, original packaging. | recliner-series-hi-lo-blood-drawing-chair-5da.jpg
SKU: HHHIBIB2003-01 | ArjoHuntleigh Carendo Multipurpose Hygiene Chair | A multipurpose hygiene chair for more dependent residents/patients. Reduces static load and saves time for the caregiver and makes the hygiene routines safer, more comfortable and dignified for the resident/patient.Enhancing livesThe CarendoÂ® can improve quality of life by making assisted showering and other hygiene routines not only safer and more comfortable, but also a more dignified experience.Making tasks easier and saferErgonomic design, battery-powered assistance and the care raiser function remove the stresses and strains from showering and other everyday hygiene routines, allowing the caregiver to work in a safe and ergonomically sound manner.Improving care and efficiencyThe Carendo also improves efficiency of the care, as it enables a single caregiver to perform the entire showering procedure, as well as a wide range of other everyday hygiene tasks. The high level of support provided by the Carendo results in streamlined routines that offer considerable time savings compared to traditional methods. | carendo-multipurpose-hygiene-chair-e6c.png
SKU: CLI66099 | Clinton Industries Lab X Series Extra Wide and Extra Tall Blood Drawing Chair | Padded seat and backrest | lab-x-series-extra-wide-and-extra-tall-blood-drawing-chair-020.jpg
SKU: UMF-015 | UMF Medical Padded Leg Extension for 5570 | Padded Leg Extension for 5570 | padded-leg-extension-for-5570--a83.png
SKU: BDX058-704 | Biodex Sonography Chair | This ergonomic sonography chair is manufactured to provide multiple adjustments for seat height, back height, and backward tilt tension, along with an integrated seat slider allowing for a variety of comfortable postures.A foot ring is standard for additional support and positioning. | sonography-chair-2e2.png
SKU: HAU2165 | Hausmann Industries Oak Bariatric Arm Chair | Oak Bariatric Arm Chair Ergonomic design with 500 lb. weight capacity. Natural finish American Oak frame and arms with catalyzed lacquer water protection. | oak-bariatric-arm-chair-e98.jpg
SKU: WIN2573 | Winco Padded Blood Drawing Chair | Winco's 2573 features two infinitely adjustable armrests, padded seat and back and non-marring leveling feet. The flip-up contoured urethane armrest provides comfort, easy access, and added safety for the user. If a cabinet is required, please see our 2572 Padded Blood Drawing Chair. | padded-blood-drawing-chair-367.jpeg
SKU: BRA23110 | Brandt Industries Mammography Chair with Headrest | An hydraulic pump, controlled by a foot treadle, which is accessible from either side or back of the chair,provides a 6 1/2' adjustment from 21 1/2" to 28". The chair may be raised, lowered or locked anywhere within its 360 degree range of rotation. | mammography-chair-with-headrest-aef.jpg
SKU: BRA21030 | Brandt Industries Treatment Chair |  | treatment-chair-fac.jpg
SKU: BRA23710 | Brandt Industries Hydraulic Reclining Treatment Chair | Hydraulic reclining treatment chair | hydraulic-reclining-treatment-chair-9ec.jpg
SKU: WINFR00 | Winco Adjustable Footring | The chrome-plated steel Adjustable Footring for Winco stools is available as an option on the following models: 4300 Gas Lift Stool (No Back), 4350 Gas Lift Stool (With Back), 4400 Deluxe Gas Lift Stool (No Back), 4450 (Deluxe Gas Lift Stool (With Back), and comes standard on model 4380.The footring is adjustable by turning the knob to raise & lower to the desired height. | adjustable-footring-e4f.jpg
SKU: WINHC00 | Winco Chair Headrest Cover | Winco offers headrest covers for some of our chairs. These covers are made out of the same durable vinyl that is used on our chairs and are available in matching colors. They are easy to snap on and off for cleaning or replacement. | chair-headrest-cover--bf8.jpg
SKU: MJM518-SL-DDA | MJM International Standard 3 Position Recline Geri Chair | Healthcare Grade, Reinforced At All Stress Related Areas, Elevated Padded Leg rest Reduces Pressure To Protect Against Pressure Ulcers, Multi-Position Leg And Headrest Will Allow Maximum Comfort, Three Individual Cushions Covered With Anti-Bacterial Fabric. | standard-3-position-recline-geri-chair--a54.jpg
SKU: WINS750 | Winco Bariatric Stretchair | The Stretchair S750 is the solution to safer patient transfer; this chair encourages a no-lift culture in most healthcare environments. This versatile chair can go from upright to infinite recline to lateral transfer positioning by using the attached hand-control pendant. Individually adjustable armrests and legrests/footrests give more comfort for the patient. The S750 bariatric chair has a weight capacity of 750 lbs. Standard features include central locking 6" twin wheel casters, removable HD battery pack, charger, IV pole, oxygen cylinder holder, safety belt, rear storage bin and it is upholstered in a multitude of colors to complement your decor. | bariatric-stretchair-1a0.jpg
SKU: MKS20023209 | McKesson entrust Performance Optional Straight Arm Side Tray with Drawer | Entrust performance optional straight arm side tray with drawer | entrust-performance-optional-straight-arm-side-tray-with-drawer-f9e.jpg
SKU: MKS11215009 | McKesson Side Chair with Arms entrust Performance Clamshell Fixed Arms Poly-Foam Upholstered | Side Chair with Arms entrust Performance Clamshell Fixed Arms Poly-Foam Upholstered. | side-chair-with-arms-entrust-performance-clamshell-fixed-arms-poly-foam-upholstered-bc8.jpg
SKU: MKS12065009 | McKesson Side Chair with Arms entrust Performance Mauve Fixed Arms Poly-Foam Upholstered | Side Chair with Arms entrust Performance Mauve Fixed Arms Poly-Foam Upholstered. | side-chair-with-arms-entrust-performance-mauve-fixed-arms-poly-foam-upholstered-717.jpg
SKU: MKS12075009 | McKesson Side Chair with Arms entrust Performance Azure Blue Fixed Arms Poly-Foam Upholstered | Side Chair with Arms entrust Performance Azure Blue Fixed Arms Poly-Foam Upholstered. | side-chair-with-arms-entrust-performance-azure-blue-fixed-arms-poly-foam-upholstered-7d7.jpg
SKU: MKS12125009 | McKesson Side Chair entrust Performance Blue Fog Without Arms Poly-Foam Upholstered | Side Chair entrust Performance Blue Fog Without Arms Poly-Foam Upholstered. | side-chair-entrust-performance-blue-fog-without-arms-poly-foam-upholstered-12e.jpg
SKU: MKS12505009 | McKesson Side Chair entrust Performance Clamshell Without Arms Poly-Foam Upholstered | Side Chair entrust Performance Clamshell Without Arms Poly-Foam Upholstered. | side-chair-entrust-performance-clamshell-without-arms-poly-foam-upholstered-41a.jpg
SKU: MKS62075009 | McKesson Side Chair entrust Performance Azure Blue Without Arms Poly-Foam Upholstered | Side Chair entrust Performance Azure Blue Without Arms Poly-Foam Upholstered. | side-chair-entrust-performance-azure-blue-without-arms-poly-foam-upholstered-a45.jpg
SKU: MKS62125009 | McKesson Side Chair with Arms entrust Performance Blue Fog Fixed Arms Poly-Foam Upholstered | Side Chair with Arms entrust Performance Blue Fog Fixed Arms Poly-Foam Upholstered. | side-chair-with-arms-entrust-performance-blue-fog-fixed-arms-poly-foam-upholstered-9fc.jpg
SKU: MKS62175009 | McKesson Side Chair entrust Performance Putty Without Arms Poly-Foam Upholstered | Side Chair entrust Performance Putty Without Arms Poly-Foam Upholstered. | side-chair-entrust-performance-putty-without-arms-poly-foam-upholstered-ffe.jpg
SKU: MKS62185009 | McKesson Side Chair entrust Performance Graphite Without Arms Poly-Foam Upholstered | Side Chair entrust Performance Graphite Without Arms Poly-Foam Upholstered. | side-chair-entrust-performance-graphite-without-arms-poly-foam-upholstered-6a4.jpg
SKU: WIN2570 | Winco Blood Drawing Chair with Cabinet | The high quality features of Winco's 2570 blood drawing chair, such as durable seat and back, laminated cabinet and drawer with glides, and sturdy leveling feet, will provide you with years of trouble-free service.Winco's 2570 features an infinitely adjustable armrest, durable plastic resin seat and non-marring leveling feet. The flip-up contoured urethane armrest provides comfort, easy access, and added safety for the user. | blood-drawing-chair-with-cabinet-3a3.jpg
SKU: WIN2571 | Winco Blood Drawing Chair Plastic Seat | Winco's 2571 features two infinitely adjustable armrests, durable plastic resin seat and non-marring leveling feet. The flip-up contoured urethane armrest provides comfort, easy access, and added safety for the user. | blood-drawing-chair-plastic-seat-b48.jpg
SKU: WIN2572 | Winco Padded Blood Drawing Chair with Cabinet | Winco's 2572 Padded Blood-Drawing Chair includes a high impact aluminum and plastic storage cabinet. The adjustable, steel reinforced, flip-up, contoured urethane armrest provides easy access and superior safety for the user. | padded-blood-drawing-chair-with-cabinet-aca.jpg
SKU: WIN2574 | Winco XL Padded Blood Drawing Chair With Cabinet | In addition to adjustable armrests and high impact leveling feet, our 2574 features a 24" wide padded seats and a high-impact aluminum and plastic storage cabinet with a slotted drawer. Additionally, the 2574 is designed to safely accomodate patients up to 450lbs. | xl-padded-blood-drawing-chair-with-cabinet-680.jpeg
SKU: WIN2578 | Winco Designer Blood Drawing Chair | No more leaning and stooping! All the features you love with adjustable height. | designer-blood-drawing-chair-5ee.jpeg
SKU: BRA20701 | Brandt Industries Blood Drawing Chair 17" | 17 inch blood drawing chair. Provides a comfortable, efficient means of collecting blood from ambulatory patients. Two full length, height adjustable armrests support the arm in the optimum position for venipuncture and prevent back bending of the elbow and subsequent flattening of the vein. | blood-drawing-chair-17-2fd.jpg
SKU: DRV17100 | Drive Medical Deluxe Wood Hip High Chair | Post-hip surgery residents won't be forced to bend at the hip with this hip-high chair by Drive Medical, which provides sitting without having to bend at the hips. Armrests, which are covered in the same soft, attractive vinyl as the seat and backrest, allow you to sit and stand safely. The product is constructed of solid maple hardwood | deluxe-wood-hip-high-chair-c6b.jpg
SKU: SKIL703001 | Skil Care Geri Chair Gel Overlay | Treat your resident to superior pressure relief and comfort in their geri-chair with the gel overlay. | geri-chair-gel-overlay-22d.jpg
SKU: CMLB-GRY-CA | Obus Forme Lowback Backrest Support Gray | Our original, award-winning backrest support, the ObusForme Lowback Backrest Support transforms ordinary chairs into ergonomically correct seating. Unlike ordinary "L"-shaped chairs, the "S"-shape of the ObusForme Backrest Supports mold your spine into a more anatomically correct position, and help to enhance overall posture by supporting proper spinal alignment. | lowback-backrest-support-gray-8d3.jpg
SKU: WIN5281 | Winco Drop Arm Convalescent Recliner | The 5281 Drop Arm Convalescent Recliner features left and right drop arms for easy access and transfers. It has such standard features as 5" total lock casters, comfortable ergonomic build-in headrest and heavy gauge expanded vinyl. Winco model 5271 is identical but also includes a non-porous blow molded tray with removable locking function. | drop-arm-convalescent-recliner-d78.jpg
SKU: WIN5291 | Winco XL Convalescent Recliner 3 Positions | The 5291 Convalescent Recliner features adjustable elastic back straps and lumbar support. The oversized footrest gives tall patients optimal foot support. It has such standard features as 5" total lock casters in the rear with 5" rigid casters in front, dual non-porous blow molded trays with recessed cup holders, comfortable ergonomic build-in headrest and heavy gauge expanded vinyl. This bariatric recliner has a 450 lb weight capacity. | xl-convalescent-recliner-3-positions-8d4.jpg
SKU: WIN529S | Winco XL Convalescent Recliner W/ Saddle Seat | The 529S Convalescent Recliner features adjustable elastic back straps and lumbar support. The oversized footrest gives tall patients optimal foot support. It has such standard features as 5" total lock casters in the rear with 5" rigid casters in front, dual non-porous blow molded trays with recessed cup holders, comfortable ergonomic build-in headrest and heavy gauge expanded vinyl. This bariatric recliner has a 450 lb weight capacity.Saddle Cushions are designed to provide special seating protection for patients, such as geriatric patients that are prone to skin breakdown potentially leading to decubitus ulcers. These cushions are highly specialized and provide the following:A high stretch, lightweight polyurethane top cover material that provides less seating resistance, improved pressure relief, better airflow and minimizes accumulation of moisture.Double density cushion for increased protection including a saddle type seat that provides the proper adduction/abduction of the proper positioning of the legs including keeping the critical pressure points from making improper contact. A surface gel pack that molds to the body provides extra protection and helps to keep the legs / body in the proper position. | xl-convalescent-recliner-w-saddle-seat-fcd.jpg
SKU: WIN5574 | Winco Premier Care Recliner | The Winco 5570 Premier Care Recliner has fully upholstered sides that add contemporary style, modern form, and function. Durable and comfortably contoured urethane armrests protect the upholstered finish while providing a sleek and modern style. Model 5574 foregoes casters and substitutes Pedestal Feet for more of a fine furniture look yet keeping the utility of the 3- position lock. Optional heat and massage completes the 5570/5574 as the ultimate medical recliner. | premier-care-recliner-616.jpg
SKU: WIN5584 | Winco Cozy Comfort Premier Recliner | The Model 5584 substitutes Pedestal Feet for an even more home-like appeal. Durable and comfortable contoured urethane arms protect the finish while providing a sleek and modern style. Or choose from several wood arm options for a warm and stylish look. Add optional heat and massage for the ultimate in a comfortable upscale recliner. | cozy-comfort-premier-recliner-eec.jpg
SKU: WIN586S | Winco LifeCare Recliner No Tray With Saddle Seat | The 586S Lifecare Recliner features blow-molded side panels with convenient recessed grip areas and a one-section foot/legrest. It has such standard features as 5" total lock casters, non-porous blow molded tray with removable locking function and heavy gauge expanded vinyl. WincoÂ® model 585S is identical but has the tray option.Saddle Cushions are designed to provide special seating protection for patients, such as geriatric patients that are prone to skin breakdown potentially leading to decubitus ulcers. These cushions are highly specialized and provide the following:A high stretch, lightweight polyurethane top cover material that provides less seating resistance, improved pressure relief, better airflow and minimizes accumulation of moisture.Double density cushion for increased protection including a saddle type seat that provides the proper adduction/abduction of the proper positioning of the legs including keeping the critical pressure points from making improper contact. A surface gel pack that molds to the body provides extra protection and helps to keep the legs / body in the proper position. | lifecare-recliner-no-tray-with-saddle-seat-862.jpg
SKU: WINS300 | Winco Stretchair | The Stretchair S300 is the solution to safer lateral patient transfer; this chair encourages a no lift culture in most healthcare environments. This versatile chair can go from upright to infinite recline to lateral transfer positioning by using the attached hand-control pendant. Individually adjustable armrests and legrests/footrests give more comfort for the patient. The S300 has a weight capacity of 300 lbs. Standard features include total locking 5" casters, removable HD battery pack, charger, IV pole with holders on the left & right, oxygen cylinder holder, safety belt, rear storage bin and it is upholstered in a multitude of colors to complement your decor. | stretchair-994.jpg
SKU: WINS300 | Winco Stretchair | The Stretchair S300 is the solution to safer lateral patient transfer; this chair encourages a no lift culture in most healthcare environments. This versatile chair can go from upright to infinite recline to lateral transfer positioning by using the attached hand-control pendant. Individually adjustable armrests and legrests/footrests give more comfort for the patient. The S300 has a weight capacity of 300 lbs. Standard features include total locking 5" casters, removable HD battery pack, charger, IV pole with holders on the left & right, oxygen cylinder holder, safety belt, rear storage bin and it is upholstered in a multitude of colors to complement your decor. | stretchair-994.jpg
SKU: SKIL706319 | Skil Care Geri-Chair Side Wing | The universal chair side wings can be placed in any wheel or geri-chair and provide comfortable lateral positioning control for the resident. | geri-chair-side-wing-2ae.jpg
SKU: SKIL701011 | Skil Care Resident-Release Nylon Belt Side-Release Buckle 54" | These nylon belts promotes proper seating and positioning and are can be easily opened by the resident. | resident-release-nylon-belt-side-release-buckle-54-ee1.jpg
SKU: SKIL701015 | Skil Care Resident-Release Nylon Belts, Resident-Friendly Buckle, 42" | Resident-Release Nylon Wheel Belt, w/Res.-Friendly Buckle | resident-release-nylon-belts-resident-friendly-buckle-42-2e6.jpg
SKU: SKIL701030 | Skil Care Resident Release Nylon Belt Velcro 37"L x 2"W | These nylon belts promotes proper seating and positioning and are can be easily opened by the resident. | resident-release-nylon-belt-velcro-37l-x-2w-f94.jpg
SKU: SKIL701031 | Skil Care Resident Release Nylon Belts Velcro 60" | These nylon belts promotes proper seating and positioning and are can be easily opened by the resident. | resident-release-nylon-belts-velcro-60-e2e.jpg
SKU: SKIL701035 | Skil Care Resident-Release Nylon Belts, Velcro with red loop, 37" | Resident-Release Nylon Belt, Hook & Loop, w/Red Loop | resident-release-nylon-belts-velcro-with-red-loop-37-003.jpg
SKU: SKIL702210 | Skil Care Lateral Support Orthosis, 19" | Lateral Support Orthosis | lateral-support-orthosis-19-eb0.jpg
SKU: SKIL702220 | Skil Care Lateral Support Orthosis 24" | This removable, rigid orthosis support provides superior lateral control in most wheelchairs. | lateral-support-orthosis-24-43b.jpg
SKU: SKIL702230 | Skil Care Lateral Support Orthosis 33" | This removable, rigid orthosis support provides superior lateral control in most wheelchairs. | lateral-support-orthosis-33-038.jpg
SKU: SKIL701020 | Skil Care Econo Belt Wheelchair Belt Universal | Cost effective and easy-to-apply nylon belt that attaches to the wheelchair kick-spurs. | econo-belt-wheelchair-belt-universal-8a5.jpg
SKU: ALI72907 | Alimed Armrest Mouser | Armrest Mouser reduces the fatigue caused by constantly extending your arm when mousing. Padded mousing surface attaches to chair arm so your body is supported as you mouse. Shoulders are relaxed, and upper arm rests at your side. Two cinch straps attach the Armrest Mouser to the arm of any chair. Slotted front for cord control. | armrest-mouser-a9f.jpg
SKU: ALI71245 | Alimed Alarmed Cushion Cover (No Pad or Alarm), 16"W x 16"D | ArmorSeat Chair The seat and backrest are virtually indestructible and can be used in almost any environment. With features like clean room compatibility and optional static control, ArmorSeat chairs are perfect for the lab, clean room or areas that require combination clean room/static control performance. The chairs also include a UV inhibitor and antimicrobial properties that make them a great fit for schools, hospitals, pharmaceutical manufacturing or anywhere else bacteria could cause problems and come with the same level of durability youâ€™ve come to expect from BioFit products. | alarmed-cushion-cover-no-pad-or-alarm-16w-x-16d-501.jpg
SKU: MKS62165009 | McKesson Side Chair with Arms entrust Performance Black Fixed Arms Poly-Foam Upholstered | Side Chair with Arms entrust Performance Black Fixed Arms Poly-Foam Upholstered. | side-chair-with-arms-entrust-performance-black-fixed-arms-poly-foam-upholstered-01d.jpg
SKU: CMLB-BRG-CA | Obus Forme Lowback Backrest Support-Burgundy | Our original, award-winning backrest support, the ObusForme Lowback Backrest Support transforms ordinary chairs into ergonomically correct seating. Unlike ordinary "L"-shaped chairs, the "S"-shape of the ObusForme Backrest Supports mold your spine into a more anatomically correct position, and help to enhance overall posture by supporting proper spinal alignment. | lowback-backrest-support-burgundy-f01.jpg
SKU: CMSTAIR01 | Obus Forme ObusForme AirFlow Seat Cushion | Unique layered design offers an exceptional combination of comfort, support and breathability. | obusforme-airflow-seat-cushion-524.jpg
SKU: CMLB-BLK-CA | Obus Forme Lowback Backrest Support Black | Our original, award-winning backrest support, the ObusForme Lowback Backrest Support transforms ordinary chairs into ergonomically correct seating. Unlike ordinary "L"-shaped chairs, the "S"-shape of the ObusForme Backrest Supports mold your spine into a more anatomically correct position, and help to enhance overall posture by supporting proper spinal alignment. | lowback-backrest-support-black-0d7.jpg
SKU: CMLB-NVY-CA | Obus Forme Lowback Backrest Support-Navy | Our original, award-winning backrest support, the ObusForme Lowback Backrest Support transforms ordinary chairs into ergonomically correct seating. Unlike ordinary "L"-shaped chairs, the "S"-shape of the ObusForme Backrest Supports mold your spine into a more anatomically correct position, and help to enhance overall posture by supporting proper spinal alignment. | lowback-backrest-support-navy-ceb.jpg
SKU: MID641 | Midmark Barrier-Free Power Procedures Chair | The number of outpatient procedures performed in the U.S. is rapidly increasing thanks to advances in anesthesia and innovations in surgical techniques. The Midmark 641 Barrier-FreeÂ® power procedures chair offers versatile positioning, increased accessibility and better patient comfort to help meet these changing demands, allowing you to perform in-office procedures efficiently and comfortably. | barrier-free-power-procedures-chair-f8f.jpg
SKU: MID646 | Midmark Basic Power Podiatry Procedures Chair | The Midmark 646 Basic Podiatry Procedures Chair offers an economical solution to the foot and ankle specialist who works exclusively from the seated position. It offers powered back and tilt with a fixed seat height of 21 inches. The 646 is surprisingly easy to keep clean and operating smoothly. | basic-power-podiatry-procedures-chair--8e2.jpg
SKU: MID625 | Midmark Barrier-Free Power Examination Table | The Midmark 625 offers all the capacity, accessibility and connectivity needed to provide excellent patient care without additional strain on you and your staff. Plus, with timesaving new features built into the table, youâ€™ll be able to face the future of healthcare knowing that time truly is on your side. | barrier-free-power-examination-table-ca8.jpg
SKU: MID625 | Midmark Barrier-Free Power Examination Table | The Midmark 625 offers all the capacity, accessibility and connectivity needed to provide excellent patient care without additional strain on you and your staff. Plus, with timesaving new features built into the table, youâ€™ll be able to face the future of healthcare knowing that time truly is on your side. | barrier-free-power-examination-table-ca8.jpg
SKU: MID604 | Midmark Manual Examination Table | Midmarkâ€™s 604 Manual Examination Table gives you the best economy exam room option available with choice features. And, this cost-effective table does not skimp on patient comfort. With the 604, the physician can easily position patients so that they are comfortable and relaxed throughout the exam. | manual-examination-table-03c.png
SKU: BRDA48 | Broda Seating Pedal Chair Sashay | Ergonomically designed, the Sashay Pedal Chair enables patients to self-propel with their hands or feet to increase mobility and independence. Brodaâ€™s combination of Comfort Tension SeatingÂ®, 18Ëš of adjustable Tilt-in-Space seating and unique feature set provides therapeutic pressure relief aiding in the treatment of pressure ulcers, edema and pain management providing enhanced patient comfort and quality of life.The Sashayâ€™s adjustable Hemi style floor to seat height paired with our front pivot point provides proper foot on floor placement which enables individuals to be placed in an ergonomically correct position for self-propulsion. Optional front mount mag wheels facilitate hand propulsion allowing patients to socialize and engage with their surroundings.With industry-leading features and functionality such as 18Ëš of adjustable Tilt-in-Space seating, height adjustable arms and optional swing away footrest, the Sashay Pedal Chair aids in treating multiple conditions for varying levels of care. Adjustable, removable upper lateral supports combined with tilt provide exceptional positioning and support decreasing postural deviations such as head drop, lateral lean and slumping as well as decreasing falls. | pedal-chair-sashay-719.jpg
SKU: BRDA85V | Broda Seating Elite 85V Tilt | The BRODA 85V Elite Tilt Chair provides exceptional comfort and range of tilt for individuals requiring long term care. BRODA's unique Comfort Tension SeatingÂ® system provides pressure redistribution and air flow for increased sitting comfort and support. | elite-85v-tilt-8d0.jpg
SKU: BRDA985 | Broda Seating Vanguard Bariatric Tilt Recliner | BRODA's Vanguard Bariatric Tilt Recliner is a revolutionary seating option that provides exceptional comfort with both tilt and recline positioning. It is designed for bariatric individuals requiring long term care (up to 600 lbs!) BRODA's unique Comfort Tension SeatingÂ® system provides pressure redistribution and air flow for increased sitting comfort and support. Featuring infinitely adjustable positioning of up to 30Â° posterior tilt, 10Â° anterior tilt, and 45Â° of back recline, the BRODA Vanguard provides safe and comfortable positioning and ease of caregiver use. | vanguard-bariatric-tilt-recliner-b68.jpg
SKU: BDX058-726 | Biodex Econo Ultrasound Table | The Econo Ultrasound Table is designed on the same platform as the Ultra Pro with similar features and functions. To make it a more cost-effective alternative it is offered without Trendelenburg positioning or central floor-locking system.The same ergonomics have been incorporated into the design of the Econo Ultrasound Table, making it easy for a sonographer to achieve quality images without discomfort to the patient or sonographer.Motorized height and Fowler positioning which accommodates natural body extension and sitting position, a height range as low as 23" to allow wheelchair transfers and a hand controller are just some of the features that make the imaging experience easy with the Econo Ultrasound Table.The Econo Table can be customized to suit your department needs with an assortment of table options. Flush-mounted side rails enable closer patient access without sonographer contortion. An articulating scanning arm board, adjustable from 0-130 degrees and a headrest that drops down 15 degrees to allow for carotid studies are just some of the items which can be added to the table. | econo-ultrasound-table-e95.jpg
SKU: BDX058-700 | Biodex Echo Pro Echocardiography Table | The Echo Proâ„¢ Echocardiography Table is engineered with the sonographer in mind. The ergonomic design provides a barrier-free imaging experience, resulting in less sonographer injury and better quality images.Redesigned features make it easier for the sonographer to access the patient from all sides. The new cardiac scanning cushion now drops down and releases from either side of the table with nothing protruding. The sonographer has open access to the left thorax area for an unobstructed apical approach. New side rails are flush to the table and fold completely beneath the table out of the sonographer's way, eliminating potential obstruction.Patient comfort is assured even during lengthy procedures with our NaugahydeÂ® antimicrobial mattress cover, which also provides protection against bacteria.Add options such as an Articulating Scanning Arm Board or Headrest for easier thyroid and carotid access to configure the Echo Pro to fit your department needs. | echo-pro-echocardiography-table-7a3.jpg
SKU: BDX058-701 | Biodex Econo Echocardiography Table | The Econo Echocardiography table is based on the same platform as the Echo Pro. It has the same ergonomic features, keeping the safety of the sonographer in mind. To make it a more cost-effective alternative, it is offered without Trendelenburg positioning or the central floor-locking system.The barrier between sonographer and patient is eliminated with the Econo Echocardiography Table, featuring an ergonomic design, which helps prevent musculoskeletal injury.With the capability to release and return from either side of the table, the cardiac cushion drops down to reveal the industry's largest scanning cutout providing open access to the patient's left thorax area for an unobstructed, apical approach.The Econo Echocardiography Table has many optional items to further improve sonographer comfort and safety. Choose what best suit your department's specific needs. Side rails for closer patient access, an articulating scanning arm board, adjustable from 0 to 130-degrees and a headrest for easier thyroid and carotid access are all available. | econo-echocardiography-table-e2e.jpg
SKU: BDX058-702 | Biodex EchoVasc Pro Vascular Echocardiography Table | The Echo/Vasc Proâ„¢ Vascular Echocardiography Table is the logical choice for performing vascular scanning and echocardiography. It is designed with many features that help obtain the best quality image and keep the sonographer safe from injury.The Echo/Vasc Pro features 30 degree reverse Trendelenburg positioning, ideal for expanding lower extremity veins for maximum vessel dilation. The NEW adjustable foot support provides the sonographer comfortable access to a patient's calves without crouching. When not in use, the foot support stores beneath the table allowing clear access to the tabletop. Body straps stabilize the patient and ensure safety throughout the entire procedure. The design also includes a cardiac drop-down cushion, with the ability to release and return from either side of the table, providing ample scanning access for an unobstructed apical approach.As with all Biodex ultrasound tables the Echo/Vasc Pro features Fowler positioning to accommodate natural body extension and sitting position without slide and shift, optional side rails for easy access to the patient, an optional Articulating Scanning Arm Board adjustable from 0 to 130-degrees and soft antimicrobial vinyl upholstery. | echovasc-pro-vascular-echocardiography-table-19b.jpg
SKU: BDX058-732 | Biodex Vasc Pro Vascular Ultrasound Table | The Vasc Proâ„¢ Vascular Ultrasound Table is designed with ergonomics in mind. It addresses sonographer comfort and safety and proper patient positioning, virtually eliminating repetitive-strain injuries from vascular scanning.Sonographer comfort and safety are accomplished through features such as the new adjustable foot support that accommodates patients of various heights, and optional side rails enabling close access to the patient without sonographer contortion.Fowler positioning to 80 degrees, which accommodates natural body extension and sitting position without slide or shift, an optional Articulating Scanning Arm Board adjustable from 0 to 130-degrees locking every 10 degrees, the thick antimicrobial mattress and table adjustability all create a comfortable imaging experience for the patient. | vasc-pro-vascular-ultrasound-table-c58.png
SKU: BDX058-840 | Biodex Surgical C Arm Table | The Surgical C-Arm Table 840 is designed for image-guided fluoroscopic procedures where stability, access, and precise, quiet, vibration-free positioning are essential. A cantilevered low attenuation carbon fiber tabletop,with choice of contoured or rectangular design, accommodates portable or ceiling-suspended C-Arms. The contoured top provides ample workspace for anesthesiologists, yet the narrowness required for cervical procedures. The rectangular top offers additional space to allow for superior image quality for long-leg runoff studies. Choose the top that best suits your needs to achieve optimum image resolution.The extra-large radiolucent area, free-float X-Y tabletop, motorized control of height, lateral roll, Trendelenburg motions and the catheter tray extension make the Surgical C-Arm Table - 840 ideal for cardiovascular procedures. The radiolucent area is free of cross members, allowing full fluoroscopic visualization and unobstructed C-Arm positioning. Functional design provides complete access with reduced radiation exposure to clinicians. Patient comfort and stability are assured by two-inch thick table padding and three adjustable straps with hook and loop fastening. The contoured tabletop features a face cutout for prone positioning.Control Made EasyThe portable hand-held and foot operated controllers ensure quick and safe tabletop positioning, and can be positioned from any point around the table. Both controllers offer the freedom to adjust height, lateral roll and Trendelenburg motions. The hand-held controller provides the back to level function.The foot-operated controller also releases the tabletop for X-Y positioning and is ideal when hands are busy with other functions.Free-float FeatureA push-button release for the free-float feature is located at the end of a handgrip. When employing any degree of tilt or roll, X and Y positions are "locked" to prevent gravity-induced X or Y motion. Selective "lockout" of X or Y movement is also provided: head-to-toe (X) float can be maintained during lateral roll; side-to-side (Y) float can be maintained during Trendelenburg positioning.Both AC and battery power are standard. When operating on battery, there are no power cords to catch on feet or block table wheels. Battery charging can be accomplished during off hours by plugging in the AC power cord. An optional battery with separate charging unit can provide continuous cordless operation. | surgical-c-arm-table-0c7.png
SKU: BDX058-840 | Biodex Surgical C Arm Table | The Surgical C-Arm Table 840 is designed for image-guided fluoroscopic procedures where stability, access, and precise, quiet, vibration-free positioning are essential. A cantilevered low attenuation carbon fiber tabletop,with choice of contoured or rectangular design, accommodates portable or ceiling-suspended C-Arms. The contoured top provides ample workspace for anesthesiologists, yet the narrowness required for cervical procedures. The rectangular top offers additional space to allow for superior image quality for long-leg runoff studies. Choose the top that best suits your needs to achieve optimum image resolution.The extra-large radiolucent area, free-float X-Y tabletop, motorized control of height, lateral roll, Trendelenburg motions and the catheter tray extension make the Surgical C-Arm Table - 840 ideal for cardiovascular procedures. The radiolucent area is free of cross members, allowing full fluoroscopic visualization and unobstructed C-Arm positioning. Functional design provides complete access with reduced radiation exposure to clinicians. Patient comfort and stability are assured by two-inch thick table padding and three adjustable straps with hook and loop fastening. The contoured tabletop features a face cutout for prone positioning.Control Made EasyThe portable hand-held and foot operated controllers ensure quick and safe tabletop positioning, and can be positioned from any point around the table. Both controllers offer the freedom to adjust height, lateral roll and Trendelenburg motions. The hand-held controller provides the back to level function.The foot-operated controller also releases the tabletop for X-Y positioning and is ideal when hands are busy with other functions.Free-float FeatureA push-button release for the free-float feature is located at the end of a handgrip. When employing any degree of tilt or roll, X and Y positions are "locked" to prevent gravity-induced X or Y motion. Selective "lockout" of X or Y movement is also provided: head-to-toe (X) float can be maintained during lateral roll; side-to-side (Y) float can be maintained during Trendelenburg positioning.Both AC and battery power are standard. When operating on battery, there are no power cords to catch on feet or block table wheels. Battery charging can be accomplished during off hours by plugging in the AC power cord. An optional battery with separate charging unit can provide continuous cordless operation. | surgical-c-arm-table-0c7.png
SKU: BDX058-870 | Biodex Pain Management C Arm Table | The Pain Management C-Arm Table â€“ 870 is designed for image-guided procedures where stability, access, and precise, quiet, vibration-free positioning are essential. A cantilevered low attenuation carbon fiber tabletop, with choice of contoured or rectangular design, accommodates portable or ceiling-suspended C-Arms. The standard contoured top allows ample workspace for anesthesiologists, yet the narrowness required for cervical procedures. The rectangular top offers additional space to allow for superior image quality for long-leg runoff studies. Choose a tabletop to best fit your needs to achieve optimum image resolution.The large radiolucent area is free of cross members, allowing full fluoroscopic visualization and unobstructed C-Arm positioning. Functional design provides complete access with reduced radiation exposure to clinicians. Patient comfort and stability are assured by two-inch thick table padding and three adjustable straps with hook and loop fastening. The contoured tabletop features a face cutout for prone positioning.Automatic Positioning: A portable hand-held or optional foot-operated controller can be positioned for convenient access from any point around the table. Both controllers offer the freedom to adjust height, lateral roll and Trendelenburg motions. The foot operated controller can be used when hands are busy with other functions. | pain-management-c-arm-table-7cd.jpg
SKU: BDX058-800 | Biodex Urology C Arm Table | Designed for Image-guided Urologic ProceduresThe Urology C-Arm Table is an ideal choice for image-guided procedures. The narrow Fiberesinâ„¢ tabletop is cantilevered to accommodate portable or ceiling suspended C-Arms. Radiolucent areas are free of cross members, allowing full fluoroscopic visualization and unobstructed C-Arm positioning. Optional Cassette Tray and X-ray Grid allow for the use of overhead or portable x-ray. Functional design provides complete access while minimizing radiation exposure to clinicians.Power MotionsThe Urology C-Arm Table features motorized actuation of height, X-Y, lateral roll and Trendelenburg motions of the tabletop. The hand-held and foot-operated controllers can be positioned for access from any point around the table and ensure quick and safe tabletop positioning during any phase of a procedure. The "Level" feature returns the table to 0Â° tilt and 0Â° lateral roll, bringing the table quickly to a level position. Both controllers can be used for motorized X-Y positioning of the tabletop and feature proportional speed control.More Adjustments and Features...The Fowler back adjusts with a simple touch-handle lock/unlock mechanism to an 80Â° angle with incremental stops at 20Â°, 30Â°, 40Â°, 50Â°, 60Â°, 70Â° and 80Â°.The table comes equipped with a lightweight, non-imaging patient transfer extension and a radiolucent extension. The radiolucent extension provides capability for vascular, cardiac and other general C-Arm applications. Select from knee crutches or the PAL stirrups, arm boards or drain systems, the choice is yours... configure to your exact specifications.Both AC and battery power are standard. When operating on battery, there are no power cords to catch on feet or block table wheels. Battery charging can be accomplished during off hours by plugging in the AC adapter cord. An optional battery, with separate charging unit, provides continuous cordless operation. | urology-c-arm-table-8c8.png
SKU: BDX058-810 | Biodex Brachytherapy C Arm Table | Designed and equipped specifically for seed implantation procedures, the Brachytherapy C-Arm Table features a radiolucent extension that provides capability for brachytherapy treatment involving the upper body and general C-Arm applications. Motorized actuation of height, X-Y, lateral roll and Trendelenburg motions of the tabletop, with pre-programmed features, ensure quick and safe tabletop positioning during any phase of a procedure.The narrow Fiberesinâ„¢ tabletop of the Brachytherapy C-Arm Table is cantilevered to accommodate portable or ceiling suspended C-Arms. Radiolucent areas are free of cross members, allowing full fluoroscopic visualization and unobstructed C-Arm positioning. Optional Cassette Tray and X-ray Grid allow for use of overhead or portable x-ray. Functional design provides complete access while minimizing radiation exposure to clinicians.Control Made EasyA "Level" feature returns the table to 0Â° tilt and 0Â° lateral roll, bringing the table quickly to a level position. The portable hand-held and foot-operated controllers also adjust the table.More Adjustments and Featuresâ€¦The Fowler back adjusts with a touch-handle lock/unlock mechanism to an 80Â° angle with incremental stops at 20Â°, 30Â°, 40Â°, 50Â°, 60Â°, 70Â° and 80Â°.The table comes equipped with a lightweight non-imaging patient transfer extension and a radiolucent extension. The radiolucent extension provides capability for vascular, cardiac, and other general C-Arm applications. A standard OR accessory rail makes stepper positioning quick and easy. Select from knee crutches or the PAL stirrups, standard or Dura Board arm boardsâ€”configure the table to your exact specifications.Both AC and battery power are standard. When operating on battery, there are no power cords to catch on feet or block table wheels. Battery charging can be accomplished during off hours by plugging in the AC power cord. An optional battery with separate charging unit can provide continuous cordless operation. | brachytherapy-c-arm-table-575.png
SKU: BDX056-025 | Biodex Fixed Height Surgical C Arm | Designed for unrestricted head-to-toe C-Arm positioning during image-guided procedures, this unit offers structural stability and manufacturing quality at an affordable price. The extra-large 80" x 24" carbon fiber tabletop has no cross members between the two C-shaped supports at each end of the table. This open side-cantilever design provides unobstructed end-to-end C-Arm placement for full head-to-toe fluoroscopic visualization of any size patient.Two-inch thick table padding assures patient comfort during lengthy procedures. Adjustable straps with hook and loop fastening are provided for increased patient stability. Twin-wheel locking casters provide smooth transport and secure table positioning. | fixed-height-surgical-c-arm-e8d.jpg
SKU: SKIL703430 | Skil Care Geri Chair Foot Cradle | The foot cradle will upgrade any extended leg geri-chair to a foot positioning model. Positions and protects resident's feet. | geri-chair-foot-cradle-7dd.jpg
SKU: UMF1225 | UMF Medical Side Chair Without Arms | UMF Medical's Ultra Comfort side chairs are contemporary, practical and economical. Â The wall saver leg design and color choices that match UMF Medical exam tables make our side chairs a perfect fit for your busy office. Â The Ultra Comfort seats and the stackability of these chairs are also valuable features for reception areas and conference rooms.Upholstered with premium Naugahyde brand vinyl and high density foam, UMF Medical side chairs are ultra comfortable, stain resistant and easy to clean. | side-chair-without-arms-a25.jpg
SKU: IPUMRI-TC450 | IPU MRI Transport Chair | MRI Transport Chair. | mri-transport-chair-02a.jpg
SKU: NKMSC210 | NKM Novum Medical Sleeper Chair | Perfect for overnight visitors in the patient room, vNo assembly required, Versatile, 3 position sleeper chair, Available with finished hardwood arm cap or upholstered (vinyl) arm, 3" casters, 2 with brakes, Steel sinuous spring system throughout surface for maximum comfort. | sleeper-chair-a3f.jpg
SKU: NKMSC310 | NKM Novum Medical Sleeper Chair Loveseat, 300 lbs | Perfect for overnight visitors in the patient room, No assembly required, Versatile, 3 position sleeper chair, Available with finished hardwood arm cap or upholstered (vinyl) arms, 3" casters, 2 with brakes, Steel sinuous spring system throughout surface for maximum comfort. | sleeper-chair-loveseat-300-lbs-ecb.jpg
SKU: NKMSC311 | NKM Novum Medical Sleeper Chair Loveseat with Wooden Arm Caps, 300 lbs | Perfect for overnight visitors in the patient room, No assembly required, Versatile, 3 position sleeper chair, Available with finished hardwood arm cap or upholstered (vinyl) arms,3" casters, 2 with brakes, Steel sinuous spring system throughout surface for maximum comfort. | sleeper-chair-loveseat-with-wooden-arm-caps-300-lbs-34a.jpg
SKU: NKMC30 | NKM Novum Medical Wall Bumpers For Medical Recliners | Feature Set of 4 Caster Wall Bumpers. Do not use with C15. Do not use with 3" Casters. | wall-bumpers-for-medical-recliners-a70.jpg
SKU: PMI9105 | Probasics Transport Chair 19" Silver vein | Lightweight steel construction (only 27lbs.).Fold down back.Swingaway, removable footrests.Seatbelt included.Silver vein finish.Durable nylon upholstery.8â€ casters.Warranty: 5 years on welds and crossbrace, 1 year on upholstery and wheel locks | transport-chair-19-silver-vein-f32.jpg
SKU: PMI0005 | Probasics Transport Chair, 17", 300 lbs. | Lightweight steel construction (only 27lbs.). Fold down back. Swingaway, removable footrests. Seatbelt included. Silver vein finish.Durable nylon upholstery. 8â€ casters. | transport-chair-17-300-lbs-4ec.jpg
SKU: NKMSC221 | NKM Novum Medical Imperial Sleeper Chair with wider seat and wider arms, 300 lb | Perfect for overnight visitors in the patient room, No assembly required, Versatile, 3 position sleeper chair, Available with finished hardwood arm cap or upholstered (vinyl) arms, 3" casters, 2 with brakes, Steel sinuous spring system throughout surface for maximum comfort. | imperial-sleeper-chair-with-wider-seat-and-wider-arms-300-lb-cfb.jpg
SKU: BDX058-710 | Biodex Sound Pro Combination Table | The Sound Proâ„¢ Combination Table brings together the imaging features of both the Ultra Pro and Echo Pro tables. Fully equipped for OB/GYN, general ultrasound and echocardiography procedures, the extra wide tabletop is designed with advanced ergonomics to provide maximum comfort for both patient and sonographer. Designed to conform to natural body extension and sitting position, the motorized Fowler back is infinitely adjustable to 80 degrees via hand or foot control. The table is so accommodating, it reduces the total amount of time required to achieve a quality image. Stress patients are off the treadmill and quickly onto the table in imaging position.The cardiac drop-down cushion releases from either side of the table, providing open access to the patient's left thorax area for an unencumbered apical approach. Flush-mounted side rails enable closer access to the patient, without sonographer contortion. When not in use, rails fold beneath the table, eliminating obstruction.Patient comfort is assured even during lengthy procedures with our NaugahydeÂ® antimicrobial mattress cover, which also provides protection against bacteria. Standard accessories available to expand the function of your table include ergonomic stirrups that cup at the heel, an articulating scanning arm board (adjustable from 0 to 130 degrees) and a foot controller for when hands are busy with other functions. The optional Headrest is removable and adjustable, providing convenient access and patient comfort during carotid and thyroid procedures. | sound-pro-combination-table-d3f.jpg
SKU: CMST-BLK-CA | Obus Forme ObusForme Contoured Seat Cushion Black | The uniquely designed ObusForme Contoured Seat Cushion evenly distributes body weight and encourages proper alignment of the pelvis and thighs for extended sitting comfort. | obusforme-contoured-seat-cushion-black-b03.jpg
SKU: CMHBBLKCB | Obus Forme Highback Backrest Support Black | Our original, award-winning backrest support, the ObusForme Highback Backrest Support transforms ordinary chairs into ergonomically correct seating. Unlike ordinary "L"-shaped chairs, the "S"-shape of the Obus Forme Backrest Supports mold your spine into a more anatomically correct position, and help to enhance overall posture by supporting proper spinal alignment. | highback-backrest-support-black-ff4.jpg
SKU: MID680-002-238 | Midmark Side Chair Arms Fossil | Soft and comfortable seating for your patients in the exam room, waiting room and front office. The 680 comes with all the extras: contoured seat and back section for added support; sturdy, powder coated black steel tube frame with leveling feet for increased stability; and a wall-saver kickback leg design that allows the chair to be close to the wall without damaging it. | side-chair-arms-fossil-19c.jpg
SKU: MID680-002-228 | Midmark Side Chair Arms Raven Wing | Soft and comfortable seating for your patients in the exam room, waiting room and front office. The 680 comes with all the extras: contoured seat and back section for added support; sturdy, powder coated black steel tube frame with leveling feet for increased stability; and a wall-saver kickback leg design that allows the chair to be close to the wall without damaging it. | side-chair-arms-raven-wing-0ec.jpg
SKU: MID680-002-251 | Midmark Side Chair Arms Capri | Soft and comfortable seating for your patients in the exam room, waiting room and front office. The 680 comes with all the extras: contoured seat and back section for added support; sturdy, powder coated black steel tube frame with leveling feet for increased stability; and a wall-saver kickback leg design that allows the chair to be close to the wall without damaging it. | side-chair-arms-capri-2e8.jpg
SKU: MID680-001-242 | Midmark Side Chair No Arms Spruce | Soft and comfortable seating for your patients in the exam room, waiting room and front office. The 680 comes with all the extras: contoured seat and back section for added support; sturdy, powder coated black steel tube frame with leveling feet for increased stability; and a wall-saver kickback leg design that allows the chair to be close to the wall without damaging it. Available with or without high-impact plastic chair arms. | side-chair-no-arms-spruce-3e6.jpg
SKU: MID680-001-229 | Midmark Side Chair No Arms Perfect Plum | Soft and comfortable seating for your patients in the exam room, waiting room and front office. The 680 comes with all the extras: contoured seat and back section for added support; sturdy, powder coated black steel tube frame with leveling feet for increased stability; and a wall-saver kickback leg design that allows the chair to be close to the wall without damaging it. Available with or without high-impact plastic chair arms. | side-chair-no-arms-perfect-plum-e38.jpg
SKU: MID680-001-244 | Midmark Side Chair No Arms Arctic | Soft and comfortable seating for your patients in the exam room, waiting room and front office. The 680 comes with all the extras: contoured seat and back section for added support; sturdy, powder coated black steel tube frame with leveling feet for increased stability; and a wall-saver kickback leg design that allows the chair to be close to the wall without damaging it. Available with or without high-impact plastic chair arms. | side-chair-no-arms-arctic-c61.jpg
SKU: MID680-001-234 | Midmark Side Chair No Arms Clay | Soft and comfortable seating for your patients in the exam room, waiting room and front office. The 680 comes with all the extras: contoured seat and back section for added support; sturdy, powder coated black steel tube frame with leveling feet for increased stability; and a wall-saver kickback leg design that allows the chair to be close to the wall without damaging it. Available with or without high-impact plastic chair arms. | side-chair-no-arms-clay-e9c.jpg
SKU: MID680-001-248 | Midmark Side Chair No Arms Siena | Soft and comfortable seating for your patients in the exam room, waiting room and front office. The 680 comes with all the extras: contoured seat and back section for added support; sturdy, powder coated black steel tube frame with leveling feet for increased stability; and a wall-saver kickback leg design that allows the chair to be close to the wall without damaging it. Available with or without high-impact plastic chair arms. | side-chair-no-arms-siena-156.jpg
SKU: MID680-001-236 | Midmark Side Chair No Arms Silver Sage | Soft and comfortable seating for your patients in the exam room, waiting room and front office. The 680 comes with all the extras: contoured seat and back section for added support; sturdy, powder coated black steel tube frame with leveling feet for increased stability; and a wall-saver kickback leg design that allows the chair to be close to the wall without damaging it. Available with or without high-impact plastic chair arms. | side-chair-no-arms-silver-sage-bf8.jpg
SKU: MID680-001-252 | Midmark Side Chair No Arms Treviso | Soft and comfortable seating for your patients in the exam room, waiting room and front office. The 680 comes with all the extras: contoured seat and back section for added support; sturdy, powder coated black steel tube frame with leveling feet for increased stability; and a wall-saver kickback leg design that allows the chair to be close to the wall without damaging it. Available with or without high-impact plastic chair arms. | side-chair-no-arms-treviso-c3d.jpg
SKU: MID680-001-999 | Midmark Side Chair No Arms Special | Soft and comfortable seating for your patients in the exam room, waiting room and front office. The 680 comes with all the extras: contoured seat and back section for added support; sturdy, powder coated black steel tube frame with leveling feet for increased stability; and a wall-saver kickback leg design that allows the chair to be close to the wall without damaging it. Available with or without high-impact plastic chair arms. | side-chair-no-arms-special-882.jpg
SKU: MID680-001-249 | Midmark Side Chair No Arms Tuscany | Soft and comfortable seating for your patients in the exam room, waiting room and front office. The 680 comes with all the extras: contoured seat and back section for added support; sturdy, powder coated black steel tube frame with leveling feet for increased stability; and a wall-saver kickback leg design that allows the chair to be close to the wall without damaging it. Available with or without high-impact plastic chair arms. | side-chair-no-arms-tuscany-7fc.jpg
SKU: MID680-001-216 | Midmark Side Chair No Arms Pebble Grey | Soft and comfortable seating for your patients in the exam room, waiting room and front office. The 680 comes with all the extras: contoured seat and back section for added support; sturdy, powder coated black steel tube frame with leveling feet for increased stability; and a wall-saver kickback leg design that allows the chair to be close to the wall without damaging it. Available with or without high-impact plastic chair arms. | side-chair-no-arms-pebble-grey-e30.jpg
SKU: MID680-001-245 | Midmark Side Chair No Arms Sky | Soft and comfortable seating for your patients in the exam room, waiting room and front office. The 680 comes with all the extras: contoured seat and back section for added support; sturdy, powder coated black steel tube frame with leveling feet for increased stability; and a wall-saver kickback leg design that allows the chair to be close to the wall without damaging it. Available with or without high-impact plastic chair arms. | side-chair-no-arms-sky-2d5.jpg
SKU: MID680-001-238 | Midmark Side Chair No Arms Fossil | Soft and comfortable seating for your patients in the exam room, waiting room and front office. The 680 comes with all the extras: contoured seat and back section for added support; sturdy, powder coated black steel tube frame with leveling feet for increased stability; and a wall-saver kickback leg design that allows the chair to be close to the wall without damaging it. Available with or without high-impact plastic chair arms. | side-chair-no-arms-fossil-d09.jpg
SKU: MID680-001-247 | Midmark Side Chair No Arms Belagio | Soft and comfortable seating for your patients in the exam room, waiting room and front office. The 680 comes with all the extras: contoured seat and back section for added support; sturdy, powder coated black steel tube frame with leveling feet for increased stability; and a wall-saver kickback leg design that allows the chair to be close to the wall without damaging it. Available with or without high-impact plastic chair arms. | side-chair-no-arms-belagio-e8e.jpg
SKU: MID680-001-239 | Midmark Side Chair No Arms Cashmere Blue | Soft and comfortable seating for your patients in the exam room, waiting room and front office. The 680 comes with all the extras: contoured seat and back section for added support; sturdy, powder coated black steel tube frame with leveling feet for increased stability; and a wall-saver kickback leg design that allows the chair to be close to the wall without damaging it. Available with or without high-impact plastic chair arms. | side-chair-no-arms-cashmere-blue-2e7.jpg
SKU: MID680-001-246 | Midmark Side Chair No Arms Canyon | Soft and comfortable seating for your patients in the exam room, waiting room and front office. The 680 comes with all the extras: contoured seat and back section for added support; sturdy, powder coated black steel tube frame with leveling feet for increased stability; and a wall-saver kickback leg design that allows the chair to be close to the wall without damaging it. Available with or without high-impact plastic chair arms. | side-chair-no-arms-canyon-3b5.jpg
SKU: MID680-001-240 | Midmark Side Chair No Arms Terra Cotta | Soft and comfortable seating for your patients in the exam room, waiting room and front office. The 680 comes with all the extras: contoured seat and back section for added support; sturdy, powder coated black steel tube frame with leveling feet for increased stability; and a wall-saver kickback leg design that allows the chair to be close to the wall without damaging it. Available with or without high-impact plastic chair arms. | side-chair-no-arms-terra-cotta-f1e.jpg
SKU: MID680-001-243 | Midmark Side Chair No Arms Olivine | Soft and comfortable seating for your patients in the exam room, waiting room and front office. The 680 comes with all the extras: contoured seat and back section for added support; sturdy, powder coated black steel tube frame with leveling feet for increased stability; and a wall-saver kickback leg design that allows the chair to be close to the wall without damaging it. Available with or without high-impact plastic chair arms. | side-chair-no-arms-olivine-a7e.jpg
SKU: MID680-001-232 | Midmark Side Chair No Arms Shadow | Soft and comfortable seating for your patients in the exam room, waiting room and front office. The 680 comes with all the extras: contoured seat and back section for added support; sturdy, powder coated black steel tube frame with leveling feet for increased stability; and a wall-saver kickback leg design that allows the chair to be close to the wall without damaging it. Available with or without high-impact plastic chair arms. | side-chair-no-arms-shadow-98c.jpg
SKU: MID680-001-250 | Midmark Side Chair No Arms Firenze | Soft and comfortable seating for your patients in the exam room, waiting room and front office. The 680 comes with all the extras: contoured seat and back section for added support; sturdy, powder coated black steel tube frame with leveling feet for increased stability; and a wall-saver kickback leg design that allows the chair to be close to the wall without damaging it. Available with or without high-impact plastic chair arms. | side-chair-no-arms-firenze-414.jpg
SKU: MID680-001-312 | Midmark Side Chair No Arms Black | Soft and comfortable seating for your patients in the exam room, waiting room and front office. The 680 comes with all the extras: contoured seat and back section for added support; sturdy, powder coated black steel tube frame with leveling feet for increased stability; and a wall-saver kickback leg design that allows the chair to be close to the wall without damaging it. Available with or without high-impact plastic chair arms. | side-chair-no-arms-black-589.jpg
SKU: MID680-001-230 | Midmark Side Chair No Arms Moss | Soft and comfortable seating for your patients in the exam room, waiting room and front office. The 680 comes with all the extras: contoured seat and back section for added support; sturdy, powder coated black steel tube frame with leveling feet for increased stability; and a wall-saver kickback leg design that allows the chair to be close to the wall without damaging it. Available with or without high-impact plastic chair arms. | side-chair-no-arms-moss-b59.jpg
SKU: MID680-001-231 | Midmark Side Chair No Arms Navy | Soft and comfortable seating for your patients in the exam room, waiting room and front office. The 680 comes with all the extras: contoured seat and back section for added support; sturdy, powder coated black steel tube frame with leveling feet for increased stability; and a wall-saver kickback leg design that allows the chair to be close to the wall without damaging it. Available with or without high-impact plastic chair arms. | side-chair-no-arms-navy-8df.jpg
SKU: MID680-001-235 | Midmark Side Chair No Arms Blueberry | Soft and comfortable seating for your patients in the exam room, waiting room and front office. The 680 comes with all the extras: contoured seat and back section for added support; sturdy, powder coated black steel tube frame with leveling feet for increased stability; and a wall-saver kickback leg design that allows the chair to be close to the wall without damaging it. Available with or without high-impact plastic chair arms. | side-chair-no-arms-blueberry-ad2.jpg
SKU: MID680-001-251 | Midmark Side Chair No Arms Capri | Soft and comfortable seating for your patients in the exam room, waiting room and front office. The 680 comes with all the extras: contoured seat and back section for added support; sturdy, powder coated black steel tube frame with leveling feet for increased stability; and a wall-saver kickback leg design that allows the chair to be close to the wall without damaging it. Available with or without high-impact plastic chair arms. | side-chair-no-arms-capri-f70.jpg
SKU: MID680-001-233 | Midmark Side Chair No Arms Dusty Blue | Soft and comfortable seating for your patients in the exam room, waiting room and front office. The 680 comes with all the extras: contoured seat and back section for added support; sturdy, powder coated black steel tube frame with leveling feet for increased stability; and a wall-saver kickback leg design that allows the chair to be close to the wall without damaging it. Available with or without high-impact plastic chair arms. | side-chair-no-arms-dusty-blue-c51.jpg
SKU: MID680-001-241 | Midmark Side Chair No Arms Pacific Blue | Soft and comfortable seating for your patients in the exam room, waiting room and front office. The 680 comes with all the extras: contoured seat and back section for added support; sturdy, powder coated black steel tube frame with leveling feet for increased stability; and a wall-saver kickback leg design that allows the chair to be close to the wall without damaging it. Available with or without high-impact plastic chair arms. | side-chair-no-arms-pacific-blue-2de.jpg
SKU: MID680-001-228 | Midmark Side Chair No Arms Raven Wing | Soft and comfortable seating for your patients in the exam room, waiting room and front office. The 680 comes with all the extras: contoured seat and back section for added support; sturdy, powder coated black steel tube frame with leveling feet for increased stability; and a wall-saver kickback leg design that allows the chair to be close to the wall without damaging it. Available with or without high-impact plastic chair arms. | side-chair-no-arms-raven-wing-2f0.jpg
SKU: MID680-001-237 | Midmark Side Chair No Arms Tea Green | Soft and comfortable seating for your patients in the exam room, waiting room and front office. The 680 comes with all the extras: contoured seat and back section for added support; sturdy, powder coated black steel tube frame with leveling feet for increased stability; and a wall-saver kickback leg design that allows the chair to be close to the wall without damaging it. Available with or without high-impact plastic chair arms. | side-chair-no-arms-tea-green-1b8.jpg
SKU: MID281-001-235 | Midmark Blood Draw Chair Blueberry | The slightly angled back and adjustable chair arms offer patient comfort and security. Arms are equipped with quick release mechanisms for simple and efficient positioning of their height and inward/outward angle. The 281 is available with a drawer, ideal for storing supplies and providing additional work surface area. | blood-draw-chair-blueberry-2f0.jpg
SKU: MID281-001-238 | Midmark Blood Draw Chair Fossil | The slightly angled back and adjustable chair arms offer patient comfort and security. Arms are equipped with quick release mechanisms for simple and efficient positioning of their height and inward/outward angle. The 281 is available with a drawer, ideal for storing supplies and providing additional work surface area. | blood-draw-chair-fossil-02d.jpg
SKU: MID281-002-230 | Midmark Blood Draw Chair Drawer Moss | The slightly angled back and adjustable chair arms offer patient comfort and security. Arms are equipped with quick release mechanisms for simple and efficient positioning of their height and inward/outward angle. The 281 is available with a drawer, ideal for storing supplies and providing additional work surface area. | blood-draw-chair-drawer-moss-f1d.jpg
SKU: MID281-002-228 | Midmark Blood Draw Chair Drawer Raven Wing | The slightly angled back and adjustable chair arms offer patient comfort and security. Arms are equipped with quick release mechanisms for simple and efficient positioning of their height and inward/outward angle. The 281 is available with a drawer, ideal for storing supplies and providing additional work surface area. | blood-draw-chair-drawer-raven-wing-a3b.jpg
SKU: MID281-002-999 | Midmark Blood Draw Chair Drawer Special Color | The slightly angled back and adjustable chair arms offer patient comfort and security. Arms are equipped with quick release mechanisms for simple and efficient positioning of their height and inward/outward angle. The 281 is available with a drawer, ideal for storing supplies and providing additional work surface area. | blood-draw-chair-drawer-special-color-481.jpg
SKU: MID281-002-241 | Midmark Blood Draw Chair Drawer Pacific Blue | The slightly angled back and adjustable chair arms offer patient comfort and security. Arms are equipped with quick release mechanisms for simple and efficient positioning of their height and inward/outward angle. The 281 is available with a drawer, ideal for storing supplies and providing additional work surface area. | blood-draw-chair-drawer-pacific-blue-eed.jpg
SKU: MID281-002-234 | Midmark Blood Draw Chair Drawer Clay | The slightly angled back and adjustable chair arms offer patient comfort and security. Arms are equipped with quick release mechanisms for simple and efficient positioning of their height and inward/outward angle. The 281 is available with a drawer, ideal for storing supplies and providing additional work surface area. | blood-draw-chair-drawer-clay-d39.jpg
SKU: MID281-002-245 | Midmark Blood Draw Chair Drawer Sky | The slightly angled back and adjustable chair arms offer patient comfort and security. Arms are equipped with quick release mechanisms for simple and efficient positioning of their height and inward/outward angle. The 281 is available with a drawer, ideal for storing supplies and providing additional work surface area. | blood-draw-chair-drawer-sky-db9.jpg
SKU: MID281-002-239 | Midmark Blood Draw Chair Drawer Cashmere Blue | The slightly angled back and adjustable chair arms offer patient comfort and security. Arms are equipped with quick release mechanisms for simple and efficient positioning of their height and inward/outward angle. The 281 is available with a drawer, ideal for storing supplies and providing additional work surface area. | blood-draw-chair-drawer-cashmere-blue-600.jpg
SKU: MID281-001-249 | Midmark Blood Draw Chair Tuscany | The slightly angled back and adjustable chair arms offer patient comfort and security. Arms are equipped with quick release mechanisms for simple and efficient positioning of their height and inward/outward angle. The 281 is available with a drawer, ideal for storing supplies and providing additional work surface area. | blood-draw-chair-tuscany-3be.jpg
SKU: MID281-001-252 | Midmark Blood Draw Chair Treviso | The slightly angled back and adjustable chair arms offer patient comfort and security. Arms are equipped with quick release mechanisms for simple and efficient positioning of their height and inward/outward angle. The 281 is available with a drawer, ideal for storing supplies and providing additional work surface area. | blood-draw-chair-treviso-269.jpg
SKU: MID281-001-244 | Midmark Blood Draw Chair Arctic | The slightly angled back and adjustable chair arms offer patient comfort and security. Arms are equipped with quick release mechanisms for simple and efficient positioning of their height and inward/outward angle. The 281 is available with a drawer, ideal for storing supplies and providing additional work surface area. | blood-draw-chair-arctic-af9.jpg
SKU: MID281-002-237 | Midmark Blood Draw Chair Drawer Tea Green | The slightly angled back and adjustable chair arms offer patient comfort and security. Arms are equipped with quick release mechanisms for simple and efficient positioning of their height and inward/outward angle. The 281 is available with a drawer, ideal for storing supplies and providing additional work surface area. | blood-draw-chair-drawer-tea-green-474.jpg
SKU: MID281-002-240 | Midmark Blood Draw Chair Drawer Terra Cotta | The slightly angled back and adjustable chair arms offer patient comfort and security. Arms are equipped with quick release mechanisms for simple and efficient positioning of their height and inward/outward angle. The 281 is available with a drawer, ideal for storing supplies and providing additional work surface area. | blood-draw-chair-drawer-terra-cotta-f1f.jpg
SKU: MID281-001-239 | Midmark Blood Draw Chair Cashmere Blue | The slightly angled back and adjustable chair arms offer patient comfort and security. Arms are equipped with quick release mechanisms for simple and efficient positioning of their height and inward/outward angle. The 281 is available with a drawer, ideal for storing supplies and providing additional work surface area. | blood-draw-chair-cashmere-blue-4e3.jpg
SKU: MID281-002-243 | Midmark Blood Draw Chair Drawer Olivine | The slightly angled back and adjustable chair arms offer patient comfort and security. Arms are equipped with quick release mechanisms for simple and efficient positioning of their height and inward/outward angle. The 281 is available with a drawer, ideal for storing supplies and providing additional work surface area. | blood-draw-chair-drawer-olivine-d0d.jpg
SKU: MID281-002-242 | Midmark Blood Draw Chair Drawer Spruce | The slightly angled back and adjustable chair arms offer patient comfort and security. Arms are equipped with quick release mechanisms for simple and efficient positioning of their height and inward/outward angle. The 281 is available with a drawer, ideal for storing supplies and providing additional work surface area. | blood-draw-chair-drawer-spruce-1df.jpg
SKU: MID281-001-216 | Midmark Blood Draw Chair Pebble Grey | The slightly angled back and adjustable chair arms offer patient comfort and security. Arms are equipped with quick release mechanisms for simple and efficient positioning of their height and inward/outward angle. The 281 is available with a drawer, ideal for storing supplies and providing additional work surface area. | blood-draw-chair-pebble-grey-38f.jpg
SKU: MID281-002-244 | Midmark Blood Draw Chair Drawer Arctic | The slightly angled back and adjustable chair arms offer patient comfort and security. Arms are equipped with quick release mechanisms for simple and efficient positioning of their height and inward/outward angle. The 281 is available with a drawer, ideal for storing supplies and providing additional work surface area. | blood-draw-chair-drawer-arctic-27c.jpg
SKU: MID281-001-241 | Midmark Blood Draw Chair Pacific Blue | The slightly angled back and adjustable chair arms offer patient comfort and security. Arms are equipped with quick release mechanisms for simple and efficient positioning of their height and inward/outward angle. The 281 is available with a drawer, ideal for storing supplies and providing additional work surface area. | blood-draw-chair-pacific-blue-c69.jpg
SKU: MID281-001-246 | Midmark Blood Draw Chair Canyon | The slightly angled back and adjustable chair arms offer patient comfort and security. Arms are equipped with quick release mechanisms for simple and efficient positioning of their height and inward/outward angle. The 281 is available with a drawer, ideal for storing supplies and providing additional work surface area. | blood-draw-chair-canyon-a85.jpg
SKU: MID281-001-234 | Midmark Blood Draw Chair Clay | The slightly angled back and adjustable chair arms offer patient comfort and security. Arms are equipped with quick release mechanisms for simple and efficient positioning of their height and inward/outward angle. The 281 is available with a drawer, ideal for storing supplies and providing additional work surface area. | blood-draw-chair-clay-635.jpg
SKU: MID281-002-231 | Midmark Blood Draw Chair Drawer Navy | The slightly angled back and adjustable chair arms offer patient comfort and security. Arms are equipped with quick release mechanisms for simple and efficient positioning of their height and inward/outward angle. The 281 is available with a drawer, ideal for storing supplies and providing additional work surface area. | blood-draw-chair-drawer-navy-88c.jpg
SKU: MID281-001-250 | Midmark Blood Draw Chair Firenze | The slightly angled back and adjustable chair arms offer patient comfort and security. Arms are equipped with quick release mechanisms for simple and efficient positioning of their height and inward/outward angle. The 281 is available with a drawer, ideal for storing supplies and providing additional work surface area. | blood-draw-chair-firenze-309.jpg
SKU: MID281-002-235 | Midmark Blood Draw Chair Drawer Blueberry | The slightly angled back and adjustable chair arms offer patient comfort and security. Arms are equipped with quick release mechanisms for simple and efficient positioning of their height and inward/outward angle. The 281 is available with a drawer, ideal for storing supplies and providing additional work surface area. | blood-draw-chair-drawer-blueberry-147.jpg
SKU: MID281-002-250 | Midmark Blood Draw Chair Drawer Firenze | The slightly angled back and adjustable chair arms offer patient comfort and security. Arms are equipped with quick release mechanisms for simple and efficient positioning of their height and inward/outward angle. The 281 is available with a drawer, ideal for storing supplies and providing additional work surface area. | blood-draw-chair-drawer-firenze-dd4.jpg
SKU: MID281-001-999 | Midmark Blood Draw Chair Special Color | The slightly angled back and adjustable chair arms offer patient comfort and security. Arms are equipped with quick release mechanisms for simple and efficient positioning of their height and inward/outward angle. The 281 is available with a drawer, ideal for storing supplies and providing additional work surface area. | blood-draw-chair-special-color-0ea.jpg
SKU: MID281-002-229 | Midmark Blood Draw Chair Drawer Perfect Plum | The slightly angled back and adjustable chair arms offer patient comfort and security. Arms are equipped with quick release mechanisms for simple and efficient positioning of their height and inward/outward angle. The 281 is available with a drawer, ideal for storing supplies and providing additional work surface area. | blood-draw-chair-drawer-perfect-plum-e3b.jpg
SKU: MID281-001-240 | Midmark Blood Draw Chair Terra Cotta | The slightly angled back and adjustable chair arms offer patient comfort and security. Arms are equipped with quick release mechanisms for simple and efficient positioning of their height and inward/outward angle. The 281 is available with a drawer, ideal for storing supplies and providing additional work surface area. | blood-draw-chair-terra-cotta-c3a.jpg
SKU: MID281-002-249 | Midmark Blood Draw Chair Drawer Tuscany | The slightly angled back and adjustable chair arms offer patient comfort and security. Arms are equipped with quick release mechanisms for simple and efficient positioning of their height and inward/outward angle. The 281 is available with a drawer, ideal for storing supplies and providing additional work surface area. | blood-draw-chair-drawer-tuscany-f8b.jpg
SKU: MID281-001-243 | Midmark Blood Draw Chair Olivine | The slightly angled back and adjustable chair arms offer patient comfort and security. Arms are equipped with quick release mechanisms for simple and efficient positioning of their height and inward/outward angle. The 281 is available with a drawer, ideal for storing supplies and providing additional work surface area. | blood-draw-chair-olivine-3b6.jpg
SKU: MID281-002-251 | Midmark Blood Draw Chair Drawer Capri | The slightly angled back and adjustable chair arms offer patient comfort and security. Arms are equipped with quick release mechanisms for simple and efficient positioning of their height and inward/outward angle. The 281 is available with a drawer, ideal for storing supplies and providing additional work surface area. | blood-draw-chair-drawer-capri-504.jpg
SKU: MID281-001-245 | Midmark Blood Draw Chair Sky | The slightly angled back and adjustable chair arms offer patient comfort and security. Arms are equipped with quick release mechanisms for simple and efficient positioning of their height and inward/outward angle. The 281 is available with a drawer, ideal for storing supplies and providing additional work surface area. | blood-draw-chair-sky-a53.jpg
SKU: MID281-001-248 | Midmark Blood Draw Chair Siena | The slightly angled back and adjustable chair arms offer patient comfort and security. Arms are equipped with quick release mechanisms for simple and efficient positioning of their height and inward/outward angle. The 281 is available with a drawer, ideal for storing supplies and providing additional work surface area. | blood-draw-chair-siena-5f3.jpg
SKU: MID281-001-251 | Midmark Blood Draw Chair Capri | The slightly angled back and adjustable chair arms offer patient comfort and security. Arms are equipped with quick release mechanisms for simple and efficient positioning of their height and inward/outward angle. The 281 is available with a drawer, ideal for storing supplies and providing additional work surface area. | blood-draw-chair-capri-880.jpg
SKU: MID281-001-237 | Midmark Blood Draw Chair Green | The slightly angled back and adjustable chair arms offer patient comfort and security. Arms are equipped with quick release mechanisms for simple and efficient positioning of their height and inward/outward angle. The 281 is available with a drawer, ideal for storing supplies and providing additional work surface area. | blood-draw-chair-green-f39.jpg
SKU: MID281-002-252 | Midmark Blood Draw Chair Drawer Treviso | The slightly angled back and adjustable chair arms offer patient comfort and security. Arms are equipped with quick release mechanisms for simple and efficient positioning of their height and inward/outward angle. The 281 is available with a drawer, ideal for storing supplies and providing additional work surface area. | blood-draw-chair-drawer-treviso-f83.jpg
SKU: MID281-001-233 | Midmark Blood Draw Chair Dusty Blue | The slightly angled back and adjustable chair arms offer patient comfort and security. Arms are equipped with quick release mechanisms for simple and efficient positioning of their height and inward/outward angle. The 281 is available with a drawer, ideal for storing supplies and providing additional work surface area. | blood-draw-chair-dusty-blue-ede.jpg
SKU: MID281-002-236 | Midmark Blood Draw Chair Drawer Silver Sage | The slightly angled back and adjustable chair arms offer patient comfort and security. Arms are equipped with quick release mechanisms for simple and efficient positioning of their height and inward/outward angle. The 281 is available with a drawer, ideal for storing supplies and providing additional work surface area. | blood-draw-chair-drawer-silver-sage-092.jpg
SKU: MID281-001-236 | Midmark Blood Draw Chair Silver Sage | The slightly angled back and adjustable chair arms offer patient comfort and security. Arms are equipped with quick release mechanisms for simple and efficient positioning of their height and inward/outward angle. The 281 is available with a drawer, ideal for storing supplies and providing additional work surface area. | blood-draw-chair-silver-sage-cbf.jpg
SKU: MID281-001-230 | Midmark Blood Draw Chair Moss | The slightly angled back and adjustable chair arms offer patient comfort and security. Arms are equipped with quick release mechanisms for simple and efficient positioning of their height and inward/outward angle. The 281 is available with a drawer, ideal for storing supplies and providing additional work surface area. | blood-draw-chair-moss-b83.jpg
SKU: MID281-001-312 | Midmark Blood Draw Chair Black | The slightly angled back and adjustable chair arms offer patient comfort and security. Arms are equipped with quick release mechanisms for simple and efficient positioning of their height and inward/outward angle. The 281 is available with a drawer, ideal for storing supplies and providing additional work surface area. | blood-draw-chair-black-6e9.jpg
SKU: MID281-001-247 | Midmark Blood Draw Chair Belagio | The slightly angled back and adjustable chair arms offer patient comfort and security. Arms are equipped with quick release mechanisms for simple and efficient positioning of their height and inward/outward angle. The 281 is available with a drawer, ideal for storing supplies and providing additional work surface area. | blood-draw-chair-belagio-658.jpg
SKU: MID281-001-231 | Midmark Blood Draw Chair Navy | The slightly angled back and adjustable chair arms offer patient comfort and security. Arms are equipped with quick release mechanisms for simple and efficient positioning of their height and inward/outward angle. The 281 is available with a drawer, ideal for storing supplies and providing additional work surface area. | blood-draw-chair-navy-ffa.jpg
SKU: MID281-002-216 | Midmark Blood Draw Chair Drawer Pebble Grey | The slightly angled back and adjustable chair arms offer patient comfort and security. Arms are equipped with quick release mechanisms for simple and efficient positioning of their height and inward/outward angle. The 281 is available with a drawer, ideal for storing supplies and providing additional work surface area. | blood-draw-chair-drawer-pebble-grey-b6e.jpg
SKU: MID281-001-232 | Midmark Blood Draw Chair Shadow | The slightly angled back and adjustable chair arms offer patient comfort and security. Arms are equipped with quick release mechanisms for simple and efficient positioning of their height and inward/outward angle. The 281 is available with a drawer, ideal for storing supplies and providing additional work surface area. | blood-draw-chair-shadow-c75.jpg
SKU: MID281-001-242 | Midmark Blood Draw Chair Spruce | The slightly angled back and adjustable chair arms offer patient comfort and security. Arms are equipped with quick release mechanisms for simple and efficient positioning of their height and inward/outward angle. The 281 is available with a drawer, ideal for storing supplies and providing additional work surface area. | blood-draw-chair-spruce-6e8.jpg
SKU: MID281-001-228 | Midmark Blood Draw Chair Raven Wing | The slightly angled back and adjustable chair arms offer patient comfort and security. Arms are equipped with quick release mechanisms for simple and efficient positioning of their height and inward/outward angle. The 281 is available with a drawer, ideal for storing supplies and providing additional work surface area. | blood-draw-chair-raven-wing-83a.jpg
SKU: MID281-002-238 | Midmark Blood Draw Chair Drawer Fossil | The slightly angled back and adjustable chair arms offer patient comfort and security. Arms are equipped with quick release mechanisms for simple and efficient positioning of their height and inward/outward angle. The 281 is available with a drawer, ideal for storing supplies and providing additional work surface area. | blood-draw-chair-drawer-fossil-d09.jpg
SKU: MID281-001-229 | Midmark Blood Draw Chair Perfect Plum | The slightly angled back and adjustable chair arms offer patient comfort and security. Arms are equipped with quick release mechanisms for simple and efficient positioning of their height and inward/outward angle. The 281 is available with a drawer, ideal for storing supplies and providing additional work surface area. | blood-draw-chair-perfect-plum-3ab.jpg
SKU: MID281-002-232 | Midmark Blood Draw Chair Drawer Shadow | The slightly angled back and adjustable chair arms offer patient comfort and security. Arms are equipped with quick release mechanisms for simple and efficient positioning of their height and inward/outward angle. The 281 is available with a drawer, ideal for storing supplies and providing additional work surface area. | blood-draw-chair-drawer-shadow-abb.jpg
SKU: MID281-002-233 | Midmark Blood Draw Chair Drawer Dusty Blue | The slightly angled back and adjustable chair arms offer patient comfort and security. Arms are equipped with quick release mechanisms for simple and efficient positioning of their height and inward/outward angle. The 281 is available with a drawer, ideal for storing supplies and providing additional work surface area. | blood-draw-chair-drawer-dusty-blue-a74.jpg
SKU: MID281-002-246 | Midmark Blood Draw Chair Drawer Canyon | The slightly angled back and adjustable chair arms offer patient comfort and security. Arms are equipped with quick release mechanisms for simple and efficient positioning of their height and inward/outward angle. The 281 is available with a drawer, ideal for storing supplies and providing additional work surface area. | blood-draw-chair-drawer-canyon-4e3.jpg
SKU: MID281-002-248 | Midmark Blood Draw Chair Drawer Siena | The slightly angled back and adjustable chair arms offer patient comfort and security. Arms are equipped with quick release mechanisms for simple and efficient positioning of their height and inward/outward angle. The 281 is available with a drawer, ideal for storing supplies and providing additional work surface area. | blood-draw-chair-drawer-siena-7fa.jpg
SKU: MID281-002-312 | Midmark Blood Draw Chair Drawer Black | The slightly angled back and adjustable chair arms offer patient comfort and security. Arms are equipped with quick release mechanisms for simple and efficient positioning of their height and inward/outward angle. The 281 is available with a drawer, ideal for storing supplies and providing additional work surface area. | blood-draw-chair-drawer-black-ef7.jpg
SKU: MID281-002-247 | Midmark Blood Draw Chair Drawer Belagio | The slightly angled back and adjustable chair arms offer patient comfort and security. Arms are equipped with quick release mechanisms for simple and efficient positioning of their height and inward/outward angle. The 281 is available with a drawer, ideal for storing supplies and providing additional work surface area. | blood-draw-chair-drawer-belagio-556.jpg
SKU: MID647-004 | Midmark Procedure Chair Programmable Rotation No Receptacle Premium Upholstery | The next step in foot and ankle care. The new, ergonomic foot section design gives you what you need at the point of care to perform even the lengthiest procedures with many standard features. Convenient, integrated touch controls on both sides of the chair. Seamless, easy-to-clean surface. Barrier-free low height of 19" improves safety. Fast, efficient movement. Programmable and rotation models available. Wide patient support surface of 28" accommodates all patients. | procedure-chair-programmable-rotation-no-receptacle-premium-upholstery--0dc.jpg
SKU: MID647-001 | Midmark Power Podiatry Procedures Chair | The next step in foot and ankle care. The new, ergonomic foot section design gives you what you need at the point of care to perform even the lengthiest procedures with many standard features. Convenient, integrated touch controls on both sides of the chair. Seamless, easy-to-clean surface. Barrier-free low height of 19" improves safety. Fast, efficient movement. Programmable and rotation models available. Wide patient support surface of 28" accommodates all patients. | power-podiatry-procedures-chair--f71.jpg
SKU: MID647-002 | Midmark Procedure Chair Programmable Receptacle Premium Upholstery | The next step in foot and ankle care. The new, ergonomic foot section design gives you what you need at the point of care to perform even the lengthiest procedures with many standard features. Convenient, integrated touch controls on both sides of the chair. Seamless, easy-to-clean surface. Barrier-free low height of 19" improves safety. Fast, efficient movement. Programmable and rotation models available. Wide patient support surface of 28" accommodates all patients. | procedure-chair-programmable-receptacle-premium-upholstery--a11.jpg
SKU: MID646-001 | Midmark Procedure Chair Non-Programmable Receptacle Premium Upholstery | The next step in foot and ankle care. The new, ergonomic foot section design gives you what you need at the point of care to perform even the lengthiest procedures with many standard features. Convenient, integrated touch controls on both sides of the chair. Seamless, easy-to-clean surface. Barrier-free low height of 19" improves safety. Fast, efficient movement. Programmable and rotation models available. Wide patient support surface of 28" accommodates all patients. | procedure-chair-non-programmable-receptacle-premium-upholstery--3f1.jpg
SKU: MID647-003 | Midmark Procedure Chair Non-Programmable Rotation No Receptacle Premium Upholstery | The next step in foot and ankle care. The new, ergonomic foot section design gives you what you need at the point of care to perform even the lengthiest procedures with many standard features. Convenient, integrated touch controls on both sides of the chair. Seamless, easy-to-clean surface. Barrier-free low height of 19" improves safety. Fast, efficient movement. Programmable and rotation models available. Wide patient support surface of 28" accommodates all patients. | procedure-chair-non-programmable-rotation-no-receptacle-premium-upholstery--391.jpg
SKU: AVNT70775GB | Avante Health Milano OB20 | Milano OB20 | milano-ob20--c5a.jpg
SKU: AVNT70775P5 | Avante Health Milano P50 | Milano P50 | milano-p50--8fc.jpg
SKU: AVNT70775HT | Avante Health Milano H50 | Milano H50 | milano-h50--d3c.jpg
SKU: AVNT70775G5 | Avante Health Milano OB50 | Milano OB50 | milano-ob50--2e1.jpg
SKU: AVNT100HILOW | Avante Health Hi/ Low Exam Table | Hi/ Low Exam Table | hi-low-exam-table--28e.jpg
SKU: AVNT70775D | Avante Health Milano D20 | Milano D20 | milano-d20--ad9.jpg
SKU: AVNT70775B | Avante Health Milano E20 | Milano E20 | milano-e20--ea7.jpg
SKU: AVNT70775A | Avante Health Milano T50 | Milano T50 | milano-t50--e49.jpg
SKU: AVNT70775P | Avante Health Milano P20 | Milano P20 | milano-p20--85a.jpg
SKU: MID680-002-855 | Midmark 680 Basic Chair With Arms Soothing Blue | The Midmark 680 can enhance your clinical workflow while complementing the style of your space with a range of upholstery color options. The 680 side chair provides soft, comfortable seating for your patients in the exam room, waiting room and front office. And itâ€™s designed with wall-saver kickback legs allowing the chair to be close to the wall without damaging it. | 680-basic-chair-with-arms-soothing-blue-4fe.jpg
SKU: WIN2575 | Winco Extra Large Padded Blood Drawing Chair | Our 2575 has all the same quality features as the 2573 with an extra large seat and back and added weight capacity for larger patients. All available colors still apply to this model. | extra-large-padded-blood-drawing-chair-1a2.jpeg
SKU: CMST-BRG-CA | Obus Forme ObusForme Contoured Seat Cushion - Burgundy | The uniquely designed ObusForme Contoured Seat Cushion evenly distributes body weight and encourages proper alignment of the pelvis and thighs for extended sitting comfort. | obusforme-contoured-seat-cushion-burgundy-718.jpg
SKU: CMST-NVY-CA | Obus Forme ObusForme Contoured Seat Cushion - Navy | The uniquely designed ObusForme Contoured Seat Cushion evenly distributes body weight and encourages proper alignment of the pelvis and thighs for extended sitting comfort. | obusforme-contoured-seat-cushion-navy-053.jpg
SKU: CMST-GRY-CA | Obus Forme ObusForme Contoured Seat Cushion - Gray | The uniquely designed ObusForme Contoured Seat Cushion evenly distributes body weight and encourages proper alignment of the pelvis and thighs for extended sitting comfort. | obusforme-contoured-seat-cushion-gray-8c0.jpg
SKU: CMHBNVYCB | Obus Forme Highback Backrest Support-Navy | Our original, award-winning backrest support, the ObusForme Highback Backrest Support transforms ordinary chairs into ergonomically correct seating. Unlike ordinary "L"-shaped chairs, the "S"-shape of the Obus Forme Backrest Supports mold your spine into a more anatomically correct position, and help to enhance overall posture by supporting proper spinal alignment. | highback-backrest-support-navy-b86.jpg
SKU: CLIP270250 | Pro Advantage ï»¿Step Stool 7/8â€™ Diameter Handrail | ï»¿Step Stool 7/8â€™ Diameter Handrail | step-stool-7-8-diameter-handrail-f34.jpg
SKU: ARMAM-840 | Armedica FootStool | Footstools feature non-skid rubber treads on top for added comfort and safety. | footstool-7e1.jpg
SKU: CLI2156 | Clinton Industries 5 Leg Pneumatic Stool | Premium 23" cast aluminum base with satin top and black accents, Full size diameter top and base for comfort and stability. | 5-leg-pneumatic-stool-8e7.jpg
SKU: CLI2156-21 | Clinton Industries 5 Leg Pneumatic Stool with Backrest | 5-Leg Pneumatic Stool with Backrest. | 5-leg-pneumatic-stool-with-backrest-7d9.jpg
SKU: HAU2143 | Hausmann Industries Air Lift Stool | Air lift stool Foot Control pneumatic height adjustment. | air-lift-stool-c64.jpg
SKU: CNVQ1701B | ConvaQuip Bariatric Shower Stool with Back | Bariatric Shower Stool with Back. | bariatric-shower-stool-with-back-b67.jpg
SKU: MID276-001-228 | Midmark Air-Lift Stool Aluminum Base Raven Wing | Basic stool - pneumatically adjustable. Replaces Model 125. Chrome five leg base. Weight capacity: 350 pounds. Stool weight: 15 pounds. Shipping weight: 20 pounds. | air-lift-stool-aluminum-base-raven-wing-6b5.jpg
SKU: MID276-001-233 | Midmark Air-Lift Stool Aluminum Base Dusty Blue | Basic stool - pneumatically adjustable. Replaces Model 125. Chrome five leg base. Weight capacity: 350 pounds. Stool weight: 15 pounds. Shipping weight: 20 pounds. | air-lift-stool-aluminum-base-dusty-blue-09f.jpg
SKU: MID276-001-244 | Midmark Air-Lift Stool Aluminum Base Artic | Basic stool - pneumatically adjustable. Replaces Model 125. Chrome five leg base. Weight capacity: 350 pounds. Stool weight: 15 pounds. Shipping weight: 20 pounds. | air-lift-stool-aluminum-base-artic-b8d.jpg
SKU: MID276-001-251 | Midmark Air-Lift Stool Aluminum Base Capri | Basic stool - pneumatically adjustable. Replaces Model 125. Chrome five leg base. Weight capacity: 350 pounds. Stool weight: 15 pounds. Shipping weight: 20 pounds. | air-lift-stool-aluminum-base-capri-801.jpg
SKU: MID276-001-241 | Midmark Air-Lift Stool Aluminum Base Pacific Blue | Basic stool - pneumatically adjustable. Replaces Model 125. Chrome five leg base. Weight capacity: 350 pounds. Stool weight: 15 pounds. Shipping weight: 20 pounds. | air-lift-stool-aluminum-base-pacific-blue-599.jpg
SKU: MID276-001-236 | Midmark Air-Lift Stool Aluminum Base Silver Sage | Basic stool - pneumatically adjustable. Replaces Model 125. Chrome five leg base. Weight capacity: 350 pounds. Stool weight: 15 pounds. Shipping weight: 20 pounds. | air-lift-stool-aluminum-base-silver-sage-234.jpg
SKU: MID276-001-312 | Midmark Air-Lift Stool Aluminum Base Black | Basic stool - pneumatically adjustable. Replaces Model 125. Chrome five leg base. Weight capacity: 350 pounds. Stool weight: 15 pounds. Shipping weight: 20 pounds. | air-lift-stool-aluminum-base-black-fc6.jpg
SKU: MID276-001-243 | Midmark Air-Lift Stool Aluminum Base Olivine | Basic stool - pneumatically adjustable. Replaces Model 125. Chrome five leg base. Weight capacity: 350 pounds. Stool weight: 15 pounds. Shipping weight: 20 pounds. | air-lift-stool-aluminum-base-olivine-66a.jpg
SKU: MID276-001-232 | Midmark Air-Lift Stool Aluminum Base Shadow | Basic stool - pneumatically adjustable. Replaces Model 125. Chrome five leg base. Weight capacity: 350 pounds. Stool weight: 15 pounds. Shipping weight: 20 pounds. | air-lift-stool-aluminum-base-shadow-e0f.jpg
SKU: MID276-001-249 | Midmark Air-Lift Stool Aluminum Base Tuscany | Basic stool - pneumatically adjustable. Replaces Model 125. Chrome five leg base. Weight capacity: 350 pounds. Stool weight: 15 pounds. Shipping weight: 20 pounds. | air-lift-stool-aluminum-base-tuscany-599.jpg
SKU: MID276-001-235 | Midmark Air-Lift Stool Aluminum Base Blueberry | Basic stool - pneumatically adjustable. Replaces Model 125. Chrome five leg base. Weight capacity: 350 pounds. Stool weight: 15 pounds. Shipping weight: 20 pounds. | air-lift-stool-aluminum-base-blueberry-7d7.jpg
SKU: MID276-001-252 | Midmark Air-Lift Stool Aluminum Base Treviso | Basic stool - pneumatically adjustable. Replaces Model 125. Chrome five leg base. Weight capacity: 350 pounds. Stool weight: 15 pounds. Shipping weight: 20 pounds. | air-lift-stool-aluminum-base-treviso-828.jpg
SKU: MID276-001-231 | Midmark Air-Lift Stool Aluminum Base Navy | Basic stool - pneumatically adjustable. Replaces Model 125. Chrome five leg base. Weight capacity: 350 pounds. Stool weight: 15 pounds. Shipping weight: 20 pounds. | air-lift-stool-aluminum-base-navy-be4.jpg
SKU: MID276-001-246 | Midmark Air-Lift Stool Aluminum Base Canyon | Basic stool - pneumatically adjustable. Replaces Model 125. Chrome five leg base. Weight capacity: 350 pounds. Stool weight: 15 pounds. Shipping weight: 20 pounds. | air-lift-stool-aluminum-base-canyon-d1f.jpg
SKU: MID276-001-242 | Midmark Air-Lift Stool Aluminum Base Spruce | Basic stool - pneumatically adjustable. Replaces Model 125. Chrome five leg base. Weight capacity: 350 pounds. Stool weight: 15 pounds. Shipping weight: 20 pounds. | air-lift-stool-aluminum-base-spruce-ffb.jpg
SKU: MID276-001-245 | Midmark Air-Lift Stool Aluminum Base Sky | Basic stool - pneumatically adjustable. Replaces Model 125. Chrome five leg base. Weight capacity: 350 pounds. Stool weight: 15 pounds. Shipping weight: 20 pounds. | air-lift-stool-aluminum-base-sky-917.jpg
SKU: MID276-001-234 | Midmark Air-Lift Stool Aluminum Base Clay | Basic stool - pneumatically adjustable. Replaces Model 125. Chrome five leg base. Weight capacity: 350 pounds. Stool weight: 15 pounds. Shipping weight: 20 pounds. | air-lift-stool-aluminum-base-clay-ccd.jpg
SKU: MID276-001-250 | Midmark Air-Lift Stool Aluminum Base Firenze | Basic stool - pneumatically adjustable. Replaces Model 125. Chrome five leg base. Weight capacity: 350 pounds. Stool weight: 15 pounds. Shipping weight: 20 pounds. | air-lift-stool-aluminum-base-firenze-2bb.jpg
SKU: MID276-001-229 | Midmark Air-Lift Stool Aluminum Base Perfect Plum | Basic stool - pneumatically adjustable. Replaces Model 125. Chrome five leg base. Weight capacity: 350 pounds. Stool weight: 15 pounds. Shipping weight: 20 pounds. | air-lift-stool-aluminum-base-perfect-plum-5ec.jpg
SKU: MID276-001-237 | Midmark Air-Lift Stool Aluminum Base Tea Green | Basic stool - pneumatically adjustable. Replaces Model 125. Chrome five leg base. Weight capacity: 350 pounds. Stool weight: 15 pounds. Shipping weight: 20 pounds. | air-lift-stool-aluminum-base-tea-green-f94.jpg
SKU: MID276-001-216 | Midmark Air-Lift Stool Aluminum Base Pebble Grey | Basic stool - pneumatically adjustable. Replaces Model 125. Chrome five leg base. Weight capacity: 350 pounds. Stool weight: 15 pounds. Shipping weight: 20 pounds. | air-lift-stool-aluminum-base-pebble-grey-992.jpg
SKU: MID276-001-230 | Midmark Air-Lift Stool Aluminum Base Moss | Basic stool - pneumatically adjustable. Replaces Model 125. Chrome five leg base. Weight capacity: 350 pounds. Stool weight: 15 pounds. Shipping weight: 20 pounds. | air-lift-stool-aluminum-base-moss-6f7.jpg
SKU: MID276-001-238 | Midmark Air-Lift Stool Aluminum Base Fossil Grey | Basic stool - pneumatically adjustable. Replaces Model 125. Chrome five leg base. Weight capacity: 350 pounds. Stool weight: 15 pounds. Shipping weight: 20 pounds. | air-lift-stool-aluminum-base-fossil-grey-b4a.jpg
SKU: MID276-001-239 | Midmark Air-Lift Stool Aluminum Base Cashmere Blue | Basic stool - pneumatically adjustable. Replaces Model 125. Chrome five leg base. Weight capacity: 350 pounds. Stool weight: 15 pounds. Shipping weight: 20 pounds. | air-lift-stool-aluminum-base-cashmere-blue-c3d.jpg
SKU: MID276-001-247 | Midmark Air-Lift Stool Aluminum Base Belagio | Basic stool - pneumatically adjustable. Replaces Model 125. Chrome five leg base. Weight capacity: 350 pounds. Stool weight: 15 pounds. Shipping weight: 20 pounds. | air-lift-stool-aluminum-base-belagio-dea.jpg
SKU: MID276-001-248 | Midmark Air-Lift Stool Aluminum Base Siena | Basic stool - pneumatically adjustable. Replaces Model 125. Chrome five leg base. Weight capacity: 350 pounds. Stool weight: 15 pounds. Shipping weight: 20 pounds. | air-lift-stool-aluminum-base-siena-82a.jpg
SKU: MID276-001-240 | Midmark Air-Lift Stool Aluminum Base Terra Cotta | Basic stool - pneumatically adjustable. Replaces Model 125. Chrome five leg base. Weight capacity: 350 pounds. Stool weight: 15 pounds. Shipping weight: 20 pounds. | air-lift-stool-aluminum-base-terra-cotta-c5c.jpg
SKU: MID276-001-999 | Midmark Air-Lift Stool Aluminum Base Special Colors | Basic stool - pneumatically adjustable. Replaces Model 125. Chrome five leg base. Weight capacity: 350 pounds. Stool weight: 15 pounds. Shipping weight: 20 pounds. | air-lift-stool-aluminum-base-special-colors-420.jpg
SKU: MID278-001-999 | Midmark Surgeon Stool Armrest Air-Lift Aluminum Base Foot Release Special Colors | Basic stool w/hand release - pneumatically adjustable. Replaces Model 128. Chrome five leg base. Hand operated. Weight capacity: 225 pounds. Stool weight: 30 pounds. Shipping weight: 35 pounds. | surgeon-stool-armrest-air-lift-aluminum-base-foot-release-special-colors-b51.jpg
SKU: MID278-001-243 | Midmark Surgeon Stool Armrest Air-Lift Aluminum Base Foot Release Olivine | Basic stool w/hand release - pneumatically adjustable. Replaces Model 128. Chrome five leg base. Hand operated. Weight capacity: 225 pounds. Stool weight: 30 pounds. Shipping weight: 35 pounds. | surgeon-stool-armrest-air-lift-aluminum-base-foot-release-olivine-57e.jpg
SKU: MID278-001-238 | Midmark Surgeon Stool Armrest Air-Lift Aluminum Base Foot Release Fossil Grey | Basic stool w/hand release - pneumatically adjustable. Replaces Model 128. Chrome five leg base. Hand operated. Weight capacity: 225 pounds. Stool weight: 30 pounds. Shipping weight: 35 pounds. | surgeon-stool-armrest-air-lift-aluminum-base-foot-release-fossil-grey-f9a.jpg
SKU: MID278-001-245 | Midmark Surgeon Stool Armrest Air-Lift Aluminum Base Foot Release Sky | Basic stool w/hand release - pneumatically adjustable. Replaces Model 128. Chrome five leg base. Hand operated. Weight capacity: 225 pounds. Stool weight: 30 pounds. Shipping weight: 35 pounds. | surgeon-stool-armrest-air-lift-aluminum-base-foot-release-sky-da9.jpg
SKU: MID278-001-230 | Midmark Surgeon Stool Armrest Air-Lift Aluminum Base Foot Release Moss | Basic stool w/hand release - pneumatically adjustable. Replaces Model 128. Chrome five leg base. Hand operated. Weight capacity: 225 pounds. Stool weight: 30 pounds. Shipping weight: 35 pounds. | surgeon-stool-armrest-air-lift-aluminum-base-foot-release-moss-6b8.jpg
SKU: MID278-001-239 | Midmark Surgeon Stool Armrest Air-Lift Aluminum Base Foot Release Cashmere Blue | Basic stool w/hand release - pneumatically adjustable. Replaces Model 128. Chrome five leg base. Hand operated. Weight capacity: 225 pounds. Stool weight: 30 pounds. Shipping weight: 35 pounds. | surgeon-stool-armrest-air-lift-aluminum-base-foot-release-cashmere-blue-f23.jpg
SKU: MID278-001-251 | Midmark Surgeon Stool Armrest Air-Lift Aluminum Base Foot Release Capri | Basic stool w/hand release - pneumatically adjustable. Replaces Model 128. Chrome five leg base. Hand operated. Weight capacity: 225 pounds. Stool weight: 30 pounds. Shipping weight: 35 pounds. | surgeon-stool-armrest-air-lift-aluminum-base-foot-release-capri-e17.jpg
SKU: MID278-001-248 | Midmark Surgeon Stool Armrest Air-Lift Aluminum Base Foot Release Siena | Basic stool w/hand release - pneumatically adjustable. Replaces Model 128. Chrome five leg base. Hand operated. Weight capacity: 225 pounds. Stool weight: 30 pounds. Shipping weight: 35 pounds. | surgeon-stool-armrest-air-lift-aluminum-base-foot-release-siena-a3c.jpg
SKU: MID278-001-216 | Midmark Surgeon Stool Armrest Air-Lift Aluminum Base Foot Release Pebble Grey | Basic stool w/hand release - pneumatically adjustable. Replaces Model 128. Chrome five leg base. Hand operated. Weight capacity: 225 pounds. Stool weight: 30 pounds. Shipping weight: 35 pounds. | surgeon-stool-armrest-air-lift-aluminum-base-foot-release-pebble-grey-a7c.jpg
SKU: MID278-001-232 | Midmark Surgeon Stool Armrest Air-Lift Aluminum Base Foot Release Shadow | Basic stool w/hand release - pneumatically adjustable. Replaces Model 128. Chrome five leg base. Hand operated. Weight capacity: 225 pounds. Stool weight: 30 pounds. Shipping weight: 35 pounds. | surgeon-stool-armrest-air-lift-aluminum-base-foot-release-shadow-730.jpg
SKU: MID278-001-249 | Midmark Surgeon Stool Armrest Air-Lift Aluminum Base Foot Release Tuscany | Basic stool w/hand release - pneumatically adjustable. Replaces Model 128. Chrome five leg base. Hand operated. Weight capacity: 225 pounds. Stool weight: 30 pounds. Shipping weight: 35 pounds. | surgeon-stool-armrest-air-lift-aluminum-base-foot-release-tuscany-bca.jpg
SKU: MID278-001-237 | Midmark Surgeon Stool Armrest Air-Lift Aluminum Base Foot Release Tea Green | Basic stool w/hand release - pneumatically adjustable. Replaces Model 128. Chrome five leg base. Hand operated. Weight capacity: 225 pounds. Stool weight: 30 pounds. Shipping weight: 35 pounds. | surgeon-stool-armrest-air-lift-aluminum-base-foot-release-tea-green-73e.jpg
SKU: MID278-001-244 | Midmark Surgeon Stool Armrest Air-Lift Aluminum Base Foot Release Artic | Basic stool w/hand release - pneumatically adjustable. Replaces Model 128. Chrome five leg base. Hand operated. Weight capacity: 225 pounds. Stool weight: 30 pounds. Shipping weight: 35 pounds. | surgeon-stool-armrest-air-lift-aluminum-base-foot-release-artic-b45.jpg
SKU: MID278-001-235 | Midmark Surgeon Stool Armrest Air-Lift Aluminum Base Foot Release Blueberry | Basic stool w/hand release - pneumatically adjustable. Replaces Model 128. Chrome five leg base. Hand operated. Weight capacity: 225 pounds. Stool weight: 30 pounds. Shipping weight: 35 pounds. | surgeon-stool-armrest-air-lift-aluminum-base-foot-release-blueberry-af5.jpg
SKU: MID278-001-228 | Midmark Surgeon Stool Armrest Air-Lift Aluminum Base Foot Release Raven Wing | Basic stool w/hand release - pneumatically adjustable. Replaces Model 128. Chrome five leg base. Hand operated. Weight capacity: 225 pounds. Stool weight: 30 pounds. Shipping weight: 35 pounds. | surgeon-stool-armrest-air-lift-aluminum-base-foot-release-raven-wing-dbb.jpg
SKU: MID278-001-247 | Midmark Surgeon Stool Armrest Air-Lift Aluminum Base Foot Release Belagio | Basic stool w/hand release - pneumatically adjustable. Replaces Model 128. Chrome five leg base. Hand operated. Weight capacity: 225 pounds. Stool weight: 30 pounds. Shipping weight: 35 pounds. | surgeon-stool-armrest-air-lift-aluminum-base-foot-release-belagio-a1a.jpg
SKU: MID278-001-241 | Midmark Surgeon Stool Armrest Air-Lift Aluminum Base Foot Release Pacific Blue | Basic stool w/hand release - pneumatically adjustable. Replaces Model 128. Chrome five leg base. Hand operated. Weight capacity: 225 pounds. Stool weight: 30 pounds. Shipping weight: 35 pounds. | surgeon-stool-armrest-air-lift-aluminum-base-foot-release-pacific-blue-2f3.jpg
SKU: MID278-001-233 | Midmark Surgeon Stool Armrest Air-Lift Aluminum Base Foot Release Dusty Blue | Basic stool w/hand release - pneumatically adjustable. Replaces Model 128. Chrome five leg base. Hand operated. Weight capacity: 225 pounds. Stool weight: 30 pounds. Shipping weight: 35 pounds. | surgeon-stool-armrest-air-lift-aluminum-base-foot-release-dusty-blue-a96.jpg
SKU: MID278-001-236 | Midmark Surgeon Stool Armrest Air-Lift Aluminum Base Foot Release Silver Sage | Basic stool w/hand release - pneumatically adjustable. Replaces Model 128. Chrome five leg base. Hand operated. Weight capacity: 225 pounds. Stool weight: 30 pounds. Shipping weight: 35 pounds. | surgeon-stool-armrest-air-lift-aluminum-base-foot-release-silver-sage-95b.jpg
SKU: MID278-001-231 | Midmark Surgeon Stool Armrest Air-Lift Aluminum Base Foot Release Navy | Basic stool w/hand release - pneumatically adjustable. Replaces Model 128. Chrome five leg base. Hand operated. Weight capacity: 225 pounds. Stool weight: 30 pounds. Shipping weight: 35 pounds. | surgeon-stool-armrest-air-lift-aluminum-base-foot-release-navy-7c5.jpg
SKU: MID278-001-240 | Midmark Surgeon Stool Armrest Air-Lift Aluminum Base Foot Release Terra Cotta | Basic stool w/hand release - pneumatically adjustable. Replaces Model 128. Chrome five leg base. Hand operated. Weight capacity: 225 pounds. Stool weight: 30 pounds. Shipping weight: 35 pounds. | surgeon-stool-armrest-air-lift-aluminum-base-foot-release-terra-cotta-24a.jpg
SKU: MID278-001-312 | Midmark Surgeon Stool Armrest Air-Lift Aluminum Base Foot Release Black | Basic stool w/hand release - pneumatically adjustable. Replaces Model 128. Chrome five leg base. Hand operated. Weight capacity: 225 pounds. Stool weight: 30 pounds. Shipping weight: 35 pounds. | surgeon-stool-armrest-air-lift-aluminum-base-foot-release-black-8f2.jpg
SKU: MID278-001-234 | Midmark Surgeon Stool Armrest Air-Lift Aluminum Base Foot Release Clay | Basic stool w/hand release - pneumatically adjustable. Replaces Model 128. Chrome five leg base. Hand operated. Weight capacity: 225 pounds. Stool weight: 30 pounds. Shipping weight: 35 pounds. | surgeon-stool-armrest-air-lift-aluminum-base-foot-release-clay-03e.jpg
SKU: MID278-001-242 | Midmark Surgeon Stool Armrest Air-Lift Aluminum Base Foot Release Spruce | Basic stool w/hand release - pneumatically adjustable. Replaces Model 128. Chrome five leg base. Hand operated. Weight capacity: 225 pounds. Stool weight: 30 pounds. Shipping weight: 35 pounds. | surgeon-stool-armrest-air-lift-aluminum-base-foot-release-spruce-8e3.jpg
SKU: MID278-001-250 | Midmark Surgeon Stool Armrest Air-Lift Aluminum Base Foot Release Firenze | Basic stool w/hand release - pneumatically adjustable. Replaces Model 128. Chrome five leg base. Hand operated. Weight capacity: 225 pounds. Stool weight: 30 pounds. Shipping weight: 35 pounds. | surgeon-stool-armrest-air-lift-aluminum-base-foot-release-firenze-dbd.jpg
SKU: MID278-001-246 | Midmark Surgeon Stool Armrest Air-Lift Aluminum Base Foot Release Canyon | Basic stool w/hand release - pneumatically adjustable. Replaces Model 128. Chrome five leg base. Hand operated. Weight capacity: 225 pounds. Stool weight: 30 pounds. Shipping weight: 35 pounds. | surgeon-stool-armrest-air-lift-aluminum-base-foot-release-canyon-78d.jpg
SKU: MID278-001-252 | Midmark Surgeon Stool Armrest Air-Lift Aluminum Base Foot Release Treviso | Basic stool w/hand release - pneumatically adjustable. Replaces Model 128. Chrome five leg base. Hand operated. Weight capacity: 225 pounds. Stool weight: 30 pounds. Shipping weight: 35 pounds. | surgeon-stool-armrest-air-lift-aluminum-base-foot-release-treviso-5a4.jpg
SKU: MID278-001-229 | Midmark Surgeon Stool Armrest Air-Lift Aluminum Base Foot Release Perfect Plum | Basic stool w/hand release - pneumatically adjustable. Replaces Model 128. Chrome five leg base. Hand operated. Weight capacity: 225 pounds. Stool weight: 30 pounds. Shipping weight: 35 pounds. | surgeon-stool-armrest-air-lift-aluminum-base-foot-release-perfect-plum-34c.jpg
SKU: MID277-001-244 | Midmark Air-Lift Stool Back Aluminum Base Arctic | Basic stool w/back - pneumatically adjustable. Replaces Model 126. Chrome five leg base. Weight capacity: 225 pounds. Stool weight: 20 pounds. Shipping weight: 25 pounds. | air-lift-stool-back-aluminum-base-arctic-461.jpg
SKU: MID277-001-251 | Midmark Air-Lift Stool Back Aluminum Base Capri | Basic stool w/back - pneumatically adjustable. Replaces Model 126. Chrome five leg base. Weight capacity: 225 pounds. Stool weight: 20 pounds. Shipping weight: 25 pounds. | air-lift-stool-back-aluminum-base-capri-a32.jpg
SKU: MID277-001-252 | Midmark Air-Lift Stool Back Aluminum Base Treviso | Basic stool w/back - pneumatically adjustable. Replaces Model 126. Chrome five leg base. Weight capacity: 225 pounds. Stool weight: 20 pounds. Shipping weight: 25 pounds. | air-lift-stool-back-aluminum-base-treviso-625.jpg
SKU: MID277-001-312 | Midmark Air-Lift Stool Back Aluminum Base Black | Basic stool w/back - pneumatically adjustable. Replaces Model 126. Chrome five leg base. Weight capacity: 225 pounds. Stool weight: 20 pounds. Shipping weight: 25 pounds. | air-lift-stool-back-aluminum-base-black-e59.jpg
SKU: MID277-001-216 | Midmark Air-Lift Stool Back Aluminum Base Pebble Grey | Basic stool w/back - pneumatically adjustable. Replaces Model 126. Chrome five leg base. Weight capacity: 225 pounds. Stool weight: 20 pounds. Shipping weight: 25 pounds. | air-lift-stool-back-aluminum-base-pebble-grey-d38.jpg
SKU: MID277-001-246 | Midmark Air-Lift Stool Back Aluminum Base Canyon | Basic stool w/back - pneumatically adjustable. Replaces Model 126. Chrome five leg base. Weight capacity: 225 pounds. Stool weight: 20 pounds. Shipping weight: 25 pounds. | air-lift-stool-back-aluminum-base-canyon-184.jpg
SKU: MID277-001-248 | Midmark Air-Lift Stool Back Aluminum Base Siena | Basic stool w/back - pneumatically adjustable. Replaces Model 126. Chrome five leg base. Weight capacity: 225 pounds. Stool weight: 20 pounds. Shipping weight: 25 pounds. | air-lift-stool-back-aluminum-base-siena-b7e.jpg
SKU: MID277-001-240 | Midmark Air-Lift Stool Back Aluminum Base Terra Cotta | Basic stool w/back - pneumatically adjustable. Replaces Model 126. Chrome five leg base. Weight capacity: 225 pounds. Stool weight: 20 pounds. Shipping weight: 25 pounds. | air-lift-stool-back-aluminum-base-terra-cotta-b17.jpg
SKU: MID277-001-239 | Midmark Air-Lift Stool Back Aluminum Base Cashmere Blue | Basic stool w/back - pneumatically adjustable. Replaces Model 126. Chrome five leg base. Weight capacity: 225 pounds. Stool weight: 20 pounds. Shipping weight: 25 pounds. | air-lift-stool-back-aluminum-base-cashmere-blue-172.jpg
SKU: MID277-001-242 | Midmark Air-Lift Stool Back Aluminum Base Spruce | Basic stool w/back - pneumatically adjustable. Replaces Model 126. Chrome five leg base. Weight capacity: 225 pounds. Stool weight: 20 pounds. Shipping weight: 25 pounds. | air-lift-stool-back-aluminum-base-spruce-46f.jpg
SKU: MID277-001-232 | Midmark Air-Lift Stool Back Aluminum Base Shadow | Basic stool w/back - pneumatically adjustable. Replaces Model 126. Chrome five leg base. Weight capacity: 225 pounds. Stool weight: 20 pounds. Shipping weight: 25 pounds. | air-lift-stool-back-aluminum-base-shadow-5ea.jpg
SKU: MID277-001-235 | Midmark Air-Lift Stool Back Aluminum Base Blueberry | Basic stool w/back - pneumatically adjustable. Replaces Model 126. Chrome five leg base. Weight capacity: 225 pounds. Stool weight: 20 pounds. Shipping weight: 25 pounds. | air-lift-stool-back-aluminum-base-blueberry-073.jpg
SKU: MID277-001-249 | Midmark Air-Lift Stool Back Aluminum Base Tuscany | Basic stool w/back - pneumatically adjustable. Replaces Model 126. Chrome five leg base. Weight capacity: 225 pounds. Stool weight: 20 pounds. Shipping weight: 25 pounds. | air-lift-stool-back-aluminum-base-tuscany-653.jpg
SKU: MID277-001-234 | Midmark Air-Lift Stool Back Aluminum Base Clay | Basic stool w/back - pneumatically adjustable. Replaces Model 126. Chrome five leg base. Weight capacity: 225 pounds. Stool weight: 20 pounds. Shipping weight: 25 pounds. | air-lift-stool-back-aluminum-base-clay-767.jpg
SKU: MID277-001-230 | Midmark Air-Lift Stool Back Aluminum Base Moss | Basic stool w/back - pneumatically adjustable. Replaces Model 126. Chrome five leg base. Weight capacity: 225 pounds. Stool weight: 20 pounds. Shipping weight: 25 pounds. | air-lift-stool-back-aluminum-base-moss-a27.jpg
SKU: MID277-001-237 | Midmark Air-Lift Stool Back Aluminum Base Tea Green | Basic stool w/back - pneumatically adjustable. Replaces Model 126. Chrome five leg base. Weight capacity: 225 pounds. Stool weight: 20 pounds. Shipping weight: 25 pounds. | air-lift-stool-back-aluminum-base-tea-green-f06.jpg
SKU: MID277-001-999 | Midmark Air-Lift Stool Back Aluminum Base Special Color | Basic stool w/back - pneumatically adjustable. Replaces Model 126. Chrome five leg base. Weight capacity: 225 pounds. Stool weight: 20 pounds. Shipping weight: 25 pounds. | air-lift-stool-back-aluminum-base-special-color-152.jpg
SKU: MID277-001-231 | Midmark Air-Lift Stool Back Aluminum Base Navy | Basic stool w/back - pneumatically adjustable. Replaces Model 126. Chrome five leg base. Weight capacity: 225 pounds. Stool weight: 20 pounds. Shipping weight: 25 pounds. | air-lift-stool-back-aluminum-base-navy-fd1.jpg
SKU: MID277-001-236 | Midmark Air-Lift Stool Back Aluminum Base Silver Sage | Basic stool w/back - pneumatically adjustable. Replaces Model 126. Chrome five leg base. Weight capacity: 225 pounds. Stool weight: 20 pounds. Shipping weight: 25 pounds. | air-lift-stool-back-aluminum-base-silver-sage-c67.jpg
SKU: MID277-001-247 | Midmark Air-Lift Stool Back Aluminum Base Belagio | Basic stool w/back - pneumatically adjustable. Replaces Model 126. Chrome five leg base. Weight capacity: 225 pounds. Stool weight: 20 pounds. Shipping weight: 25 pounds. | air-lift-stool-back-aluminum-base-belagio-c51.jpg
SKU: MID277-001-245 | Midmark Air-Lift Stool Back Aluminum Base Sky | Basic stool w/back - pneumatically adjustable. Replaces Model 126. Chrome five leg base. Weight capacity: 225 pounds. Stool weight: 20 pounds. Shipping weight: 25 pounds. | air-lift-stool-back-aluminum-base-sky-7ea.jpg
SKU: MID277-001-233 | Midmark Air-Lift Stool Back Aluminum Base Dusty Blue | Basic stool w/back - pneumatically adjustable. Replaces Model 126. Chrome five leg base. Weight capacity: 225 pounds. Stool weight: 20 pounds. Shipping weight: 25 pounds. | air-lift-stool-back-aluminum-base-dusty-blue-a91.jpg
SKU: MID277-001-229 | Midmark Air-Lift Stool Back Aluminum Base Plum | Basic stool w/back - pneumatically adjustable. Replaces Model 126. Chrome five leg base. Weight capacity: 225 pounds. Stool weight: 20 pounds. Shipping weight: 25 pounds. | air-lift-stool-back-aluminum-base-plum-317.jpg
SKU: MID277-001-250 | Midmark Air-Lift Stool Back Aluminum Base Firenze | Basic stool w/back - pneumatically adjustable. Replaces Model 126. Chrome five leg base. Weight capacity: 225 pounds. Stool weight: 20 pounds. Shipping weight: 25 pounds. | air-lift-stool-back-aluminum-base-firenze-bb4.jpg
SKU: MID277-001-238 | Midmark Air-Lift Stool Back Aluminum Base Fossil Grey | Basic stool w/back - pneumatically adjustable. Replaces Model 126. Chrome five leg base. Weight capacity: 225 pounds. Stool weight: 20 pounds. Shipping weight: 25 pounds. | air-lift-stool-back-aluminum-base-fossil-grey-8a9.jpg
SKU: MID277-001-228 | Midmark Air-Lift Stool Back Aluminum Base Raven Wing | Basic stool w/back - pneumatically adjustable. Replaces Model 126. Chrome five leg base. Weight capacity: 225 pounds. Stool weight: 20 pounds. Shipping weight: 25 pounds. | air-lift-stool-back-aluminum-base-raven-wing-db0.jpg
SKU: MID277-001-241 | Midmark Air-Lift Stool Back Aluminum Base Pacific Blue | Basic stool w/back - pneumatically adjustable. Replaces Model 126. Chrome five leg base. Weight capacity: 225 pounds. Stool weight: 20 pounds. Shipping weight: 25 pounds. | air-lift-stool-back-aluminum-base-pacific-blue-974.jpg
SKU: MID277-001-243 | Midmark Air-Lift Stool Back Aluminum Base Olivine | Basic stool w/back - pneumatically adjustable. Replaces Model 126. Chrome five leg base. Weight capacity: 225 pounds. Stool weight: 20 pounds. Shipping weight: 25 pounds. | air-lift-stool-back-aluminum-base-olivine-a21.jpg
SKU: MID279-001-238 | Midmark Surgeon Stool Armrest Air-Lift Aluminum Base Hand Release Fossil Grey | Basic stool w/handle release - pneumatically adjustable. Replaces Model 128. Chrome five leg base. Hand operated. Weight capacity: 225 pounds. Stool weight: 30 pounds. Shipping weight: 35 pounds. | surgeon-stool-armrest-air-lift-aluminum-base-hand-release-fossil-grey-f97.jpg
SKU: MID279-001-245 | Midmark Surgeon Stool Armrest Air-Lift Aluminum Base Hand Release Ultra Sky | Basic stool w/handle release - pneumatically adjustable. Replaces Model 128. Chrome five leg base. Hand operated. Weight capacity: 225 pounds. Stool weight: 30 pounds. Shipping weight: 35 pounds. | surgeon-stool-armrest-air-lift-aluminum-base-hand-release-ultra-sky-f49.jpg
SKU: MID279-001-999 | Midmark Surgeon Stool Armrest Air-Lift Aluminum Base Hand Release Special Colors | Basic stool w/handle release - pneumatically adjustable. Replaces Model 128. Chrome five leg base. Hand operated. Weight capacity: 225 pounds. Stool weight: 30 pounds. Shipping weight: 35 pounds. | surgeon-stool-armrest-air-lift-aluminum-base-hand-release-special-colors-ab5.jpg
SKU: MID279-001-247 | Midmark Surgeon Stool Armrest Air-Lift Aluminum Base Hand Release Belagio | Basic stool w/handle release - pneumatically adjustable. Replaces Model 128. Chrome five leg base. Hand operated. Weight capacity: 225 pounds. Stool weight: 30 pounds. Shipping weight: 35 pounds. | surgeon-stool-armrest-air-lift-aluminum-base-hand-release-belagio-4d6.jpg
SKU: MID279-001-234 | Midmark Surgeon Stool Armrest Air-Lift Aluminum Base Hand Release Clay | Basic stool w/handle release - pneumatically adjustable. Replaces Model 128. Chrome five leg base. Hand operated. Weight capacity: 225 pounds. Stool weight: 30 pounds. Shipping weight: 35 pounds. | surgeon-stool-armrest-air-lift-aluminum-base-hand-release-clay-932.jpg
SKU: MID279-001-230 | Midmark Surgeon Stool Armrest Air-Lift Aluminum Base Hand Release Moss | Basic stool w/handle release - pneumatically adjustable. Replaces Model 128. Chrome five leg base. Hand operated. Weight capacity: 225 pounds. Stool weight: 30 pounds. Shipping weight: 35 pounds. | surgeon-stool-armrest-air-lift-aluminum-base-hand-release-moss-4b2.jpg
SKU: MID279-001-216 | Midmark Surgeon Stool Armrest Air-Lift Aluminum Base Hand Release Pebble Grey | Basic stool w/handle release - pneumatically adjustable. Replaces Model 128. Chrome five leg base. Hand operated. Weight capacity: 225 pounds. Stool weight: 30 pounds. Shipping weight: 35 pounds. | surgeon-stool-armrest-air-lift-aluminum-base-hand-release-pebble-grey-45e.jpg
SKU: MID279-001-242 | Midmark Surgeon Stool Armrest Air-Lift Aluminum Base Hand Release Ultra Spruce | Basic stool w/handle release - pneumatically adjustable. Replaces Model 128. Chrome five leg base. Hand operated. Weight capacity: 225 pounds. Stool weight: 30 pounds. Shipping weight: 35 pounds. | surgeon-stool-armrest-air-lift-aluminum-base-hand-release-ultra-spruce-78a.jpg
SKU: MID279-001-240 | Midmark Surgeon Stool Armrest Air-Lift Aluminum Base Hand Release Terra Cotta | Basic stool w/handle release - pneumatically adjustable. Replaces Model 128. Chrome five leg base. Hand operated. Weight capacity: 225 pounds. Stool weight: 30 pounds. Shipping weight: 35 pounds. | surgeon-stool-armrest-air-lift-aluminum-base-hand-release-terra-cotta-725.jpg
SKU: MID279-001-229 | Midmark Surgeon Stool Armrest Air-Lift Aluminum Base Hand Release Perfect Plum | Basic stool w/handle release - pneumatically adjustable. Replaces Model 128. Chrome five leg base. Hand operated. Weight capacity: 225 pounds. Stool weight: 30 pounds. Shipping weight: 35 pounds. | surgeon-stool-armrest-air-lift-aluminum-base-hand-release-perfect-plum-55f.jpg
SKU: MID279-001-236 | Midmark Surgeon Stool Armrest Air-Lift Aluminum Base Hand Release Silver Sage | Basic stool w/handle release - pneumatically adjustable. Replaces Model 128. Chrome five leg base. Hand operated. Weight capacity: 225 pounds. Stool weight: 30 pounds. Shipping weight: 35 pounds. | surgeon-stool-armrest-air-lift-aluminum-base-hand-release-silver-sage-d88.jpg
SKU: MID279-001-232 | Midmark Surgeon Stool Armrest Air-Lift Aluminum Base Hand Release Shadow | Basic stool w/handle release - pneumatically adjustable. Replaces Model 128. Chrome five leg base. Hand operated. Weight capacity: 225 pounds. Stool weight: 30 pounds. Shipping weight: 35 pounds. | surgeon-stool-armrest-air-lift-aluminum-base-hand-release-shadow-1ac.jpg
SKU: MID279-001-228 | Midmark Surgeon Stool Armrest Air-Lift Aluminum Base Hand Release Raven Wing | Basic stool w/handle release - pneumatically adjustable. Replaces Model 128. Chrome five leg base. Hand operated. Weight capacity: 225 pounds. Stool weight: 30 pounds. Shipping weight: 35 pounds. | surgeon-stool-armrest-air-lift-aluminum-base-hand-release-raven-wing-b0c.jpg
SKU: MID279-001-239 | Midmark Surgeon Stool Armrest Air-Lift Aluminum Base Hand Release Cashmere Blue | Basic stool w/handle release - pneumatically adjustable. Replaces Model 128. Chrome five leg base. Hand operated. Weight capacity: 225 pounds. Stool weight: 30 pounds. Shipping weight: 35 pounds. | surgeon-stool-armrest-air-lift-aluminum-base-hand-release-cashmere-blue-3cb.jpg
SKU: MID279-001-251 | Midmark Surgeon Stool Armrest Air-Lift Aluminum Base Hand Release Capri | Basic stool w/handle release - pneumatically adjustable. Replaces Model 128. Chrome five leg base. Hand operated. Weight capacity: 225 pounds. Stool weight: 30 pounds. Shipping weight: 35 pounds. | surgeon-stool-armrest-air-lift-aluminum-base-hand-release-capri-9d4.jpg
SKU: MID279-001-250 | Midmark Surgeon Stool Armrest Air-Lift Aluminum Base Hand Release Firenze | Basic stool w/handle release - pneumatically adjustable. Replaces Model 128. Chrome five leg base. Hand operated. Weight capacity: 225 pounds. Stool weight: 30 pounds. Shipping weight: 35 pounds. | surgeon-stool-armrest-air-lift-aluminum-base-hand-release-firenze-98d.jpg
SKU: MID279-001-235 | Midmark Surgeon Stool Armrest Air-Lift Aluminum Base Hand Release Blueberry | Basic stool w/handle release - pneumatically adjustable. Replaces Model 128. Chrome five leg base. Hand operated. Weight capacity: 225 pounds. Stool weight: 30 pounds. Shipping weight: 35 pounds. | surgeon-stool-armrest-air-lift-aluminum-base-hand-release-blueberry-324.jpg
SKU: MID279-001-312 | Midmark Surgeon Stool Armrest Air-Lift Aluminum Base Hand Release Black | Basic stool w/handle release - pneumatically adjustable. Replaces Model 128. Chrome five leg base. Hand operated. Weight capacity: 225 pounds. Stool weight: 30 pounds. Shipping weight: 35 pounds. | surgeon-stool-armrest-air-lift-aluminum-base-hand-release-black-be0.jpg
SKU: MID279-001-248 | Midmark Surgeon Stool Armrest Air-Lift Aluminum Base Hand Release Siena | Basic stool w/handle release - pneumatically adjustable. Replaces Model 128. Chrome five leg base. Hand operated. Weight capacity: 225 pounds. Stool weight: 30 pounds. Shipping weight: 35 pounds. | surgeon-stool-armrest-air-lift-aluminum-base-hand-release-siena-c02.jpg
SKU: MID279-001-252 | Midmark Surgeon Stool Armrest Air-Lift Aluminum Base Hand Release Treviso | Basic stool w/handle release - pneumatically adjustable. Replaces Model 128. Chrome five leg base. Hand operated. Weight capacity: 225 pounds. Stool weight: 30 pounds. Shipping weight: 35 pounds. | surgeon-stool-armrest-air-lift-aluminum-base-hand-release-treviso-1b8.jpg
SKU: MID279-001-244 | Midmark Surgeon Stool Armrest Air-Lift Aluminum Base Hand Release Ultra Artic | Basic stool w/handle release - pneumatically adjustable. Replaces Model 128. Chrome five leg base. Hand operated. Weight capacity: 225 pounds. Stool weight: 30 pounds. Shipping weight: 35 pounds. | surgeon-stool-armrest-air-lift-aluminum-base-hand-release-ultra-artic-13e.jpg
SKU: MID279-001-246 | Midmark Surgeon Stool Armrest Air-Lift Aluminum Base Hand Release Ultra Canyon | Basic stool w/handle release - pneumatically adjustable. Replaces Model 128. Chrome five leg base. Hand operated. Weight capacity: 225 pounds. Stool weight: 30 pounds. Shipping weight: 35 pounds. | surgeon-stool-armrest-air-lift-aluminum-base-hand-release-ultra-canyon-4a8.jpg
SKU: MID279-001-243 | Midmark Surgeon Stool Armrest Air-Lift Aluminum Base Hand Release Ultra Olivine | Basic stool w/handle release - pneumatically adjustable. Replaces Model 128. Chrome five leg base. Hand operated. Weight capacity: 225 pounds. Stool weight: 30 pounds. Shipping weight: 35 pounds. | surgeon-stool-armrest-air-lift-aluminum-base-hand-release-ultra-olivine-7af.jpg
SKU: MID279-001-233 | Midmark Surgeon Stool Armrest Air-Lift Aluminum Base Hand Release Dusty Blue | Basic stool w/handle release - pneumatically adjustable. Replaces Model 128. Chrome five leg base. Hand operated. Weight capacity: 225 pounds. Stool weight: 30 pounds. Shipping weight: 35 pounds. | surgeon-stool-armrest-air-lift-aluminum-base-hand-release-dusty-blue-830.jpg
SKU: MID279-001-237 | Midmark Surgeon Stool Armrest Air-Lift Aluminum Base Hand Release Tea Green | Basic stool w/handle release - pneumatically adjustable. Replaces Model 128. Chrome five leg base. Hand operated. Weight capacity: 225 pounds. Stool weight: 30 pounds. Shipping weight: 35 pounds. | surgeon-stool-armrest-air-lift-aluminum-base-hand-release-tea-green-ebb.jpg
SKU: MID279-001-231 | Midmark Surgeon Stool Armrest Air-Lift Aluminum Base Hand Release Navy | Basic stool w/handle release - pneumatically adjustable. Replaces Model 128. Chrome five leg base. Hand operated. Weight capacity: 225 pounds. Stool weight: 30 pounds. Shipping weight: 35 pounds. | surgeon-stool-armrest-air-lift-aluminum-base-hand-release-navy-843.jpg
SKU: MID279-001-241 | Midmark Surgeon Stool Armrest Air-Lift Aluminum Base Hand Release Ultra Pacific Blue | Basic stool w/handle release - pneumatically adjustable. Replaces Model 128. Chrome five leg base. Hand operated. Weight capacity: 225 pounds. Stool weight: 30 pounds. Shipping weight: 35 pounds. | surgeon-stool-armrest-air-lift-aluminum-base-hand-release-ultra-pacific-blue-591.jpg
SKU: MID270-001-240 | Midmark Stool Comp Base Manual Adjust Terra Cotta | Value Series 270 Adjustable Stool features a basic stool - manually adjustable. Replaces model 193. Black composite five leg base. Weight capacity: 300 pounds. Stool weight: 15 pounds. Shipping weight: 20 pounds. | stool-comp-base-manual-adjust-terra-cotta-1c2.jpg
SKU: MID270-001-248 | Midmark Stool Comp Base Manual Adjust Siena | Value Series 270 Adjustable Stool features a basic stool - manually adjustable. Replaces model 193. Black composite five leg base. Weight capacity: 300 pounds. Stool weight: 15 pounds. Shipping weight: 20 pounds. | stool-comp-base-manual-adjust-siena-240.jpg
SKU: MID270-001-230 | Midmark Stool Comp Base Manual Adjust Moss | Value Series 270 Adjustable Stool features a basic stool - manually adjustable. Replaces model 193. Black composite five leg base. Weight capacity: 300 pounds. Stool weight: 15 pounds. Shipping weight: 20 pounds. | stool-comp-base-manual-adjust-moss-e34.jpg
SKU: MID270-001-233 | Midmark Stool Comp Base Manual Adjust Dusty Blue | Value Series 270 Adjustable Stool features a basic stool - manually adjustable. Replaces model 193. Black composite five leg base. Weight capacity: 300 pounds. Stool weight: 15 pounds. Shipping weight: 20 pounds. | stool-comp-base-manual-adjust-dusty-blue-2c6.jpg
SKU: MID270-001-243 | Midmark Stool Comp Base Manual Adjust Olivine | Value Series 270 Adjustable Stool features a basic stool - manually adjustable. Replaces model 193. Black composite five leg base. Weight capacity: 300 pounds. Stool weight: 15 pounds. Shipping weight: 20 pounds. | stool-comp-base-manual-adjust-olivine-3f4.jpg
SKU: MID270-001-249 | Midmark Stool Comp Base Manual Adjust Tuscany | Value Series 270 Adjustable Stool features a basic stool - manually adjustable. Replaces model 193. Black composite five leg base. Weight capacity: 300 pounds. Stool weight: 15 pounds. Shipping weight: 20 pounds. | stool-comp-base-manual-adjust-tuscany-388.jpg
SKU: MID270-001-246 | Midmark Stool Comp Base Manual Adjust Canyon | Value Series 270 Adjustable Stool features a basic stool - manually adjustable. Replaces model 193. Black composite five leg base. Weight capacity: 300 pounds. Stool weight: 15 pounds. Shipping weight: 20 pounds. | stool-comp-base-manual-adjust-canyon-b44.jpg
SKU: MID270-001-238 | Midmark Stool Comp Base Manual Adjust Fossil Grey | Value Series 270 Adjustable Stool features a basic stool - manually adjustable. Replaces model 193. Black composite five leg base. Weight capacity: 300 pounds. Stool weight: 15 pounds. Shipping weight: 20 pounds. | stool-comp-base-manual-adjust-fossil-grey-9b3.jpg
SKU: MID270-001-231 | Midmark Stool Comp Base Manual Adjust Navy | Value Series 270 Adjustable Stool features a basic stool - manually adjustable. Replaces model 193. Black composite five leg base. Weight capacity: 300 pounds. Stool weight: 15 pounds. Shipping weight: 20 pounds. | stool-comp-base-manual-adjust-navy-5b0.jpg
SKU: MID270-001-228 | Midmark Stool Comp Base Manual Adjust Raven Wing | Value Series 270 Adjustable Stool features a basic stool - manually adjustable. Replaces model 193. Black composite five leg base. Weight capacity: 300 pounds. Stool weight: 15 pounds. Shipping weight: 20 pounds. | stool-comp-base-manual-adjust-raven-wing-b55.jpg
SKU: MID270-001-241 | Midmark Stool Comp Base Manual Adjust Pacific Blue | Value Series 270 Adjustable Stool features a basic stool - manually adjustable. Replaces model 193. Black composite five leg base. Weight capacity: 300 pounds. Stool weight: 15 pounds. Shipping weight: 20 pounds. | stool-comp-base-manual-adjust-pacific-blue-995.jpg
SKU: MID270-001-216 | Midmark Stool Comp Base Manual Adjust Pebble Grey | Value Series 270 Adjustable Stool features a basic stool - manually adjustable. Replaces model 193. Black composite five leg base. Weight capacity: 300 pounds. Stool weight: 15 pounds. Shipping weight: 20 pounds. | stool-comp-base-manual-adjust-pebble-grey-46b.jpg
SKU: MID270-001-229 | Midmark Stool Comp Base Manual Adjust Perfect Plum | Value Series 270 Adjustable Stool features a basic stool - manually adjustable. Replaces model 193. Black composite five leg base. Weight capacity: 300 pounds. Stool weight: 15 pounds. Shipping weight: 20 pounds. | stool-comp-base-manual-adjust-perfect-plum-5b0.jpg
SKU: MID270-001-250 | Midmark Stool Comp Base Manual Adjust Firenze | Value Series 270 Adjustable Stool features a basic stool - manually adjustable. Replaces model 193. Black composite five leg base. Weight capacity: 300 pounds. Stool weight: 15 pounds. Shipping weight: 20 pounds. | stool-comp-base-manual-adjust-firenze-cd8.jpg
SKU: MID270-001-232 | Midmark Stool Comp Base Manual Adjust Shadow | Value Series 270 Adjustable Stool features a basic stool - manually adjustable. Replaces model 193. Black composite five leg base. Weight capacity: 300 pounds. Stool weight: 15 pounds. Shipping weight: 20 pounds. | stool-comp-base-manual-adjust-shadow-a43.jpg
SKU: MID270-001-999 | Midmark Stool Comp Base Manual Adjust Special Colors | Value Series 270 Adjustable Stool features a basic stool - manually adjustable. Replaces model 193. Black composite five leg base. Weight capacity: 300 pounds. Stool weight: 15 pounds. Shipping weight: 20 pounds. | stool-comp-base-manual-adjust-special-colors-0d8.jpg
SKU: MID270-001-234 | Midmark Stool Comp Base Manual Adjust Clay | Value Series 270 Adjustable Stool features a basic stool - manually adjustable. Replaces model 193. Black composite five leg base. Weight capacity: 300 pounds. Stool weight: 15 pounds. Shipping weight: 20 pounds. | stool-comp-base-manual-adjust-clay-ab2.jpg
SKU: MID270-001-236 | Midmark Stool Comp Base Manual Adjust Silver Sage | Value Series 270 Adjustable Stool features a basic stool - manually adjustable. Replaces model 193. Black composite five leg base. Weight capacity: 300 pounds. Stool weight: 15 pounds. Shipping weight: 20 pounds. | stool-comp-base-manual-adjust-silver-sage-f4d.jpg
SKU: MID270-001-235 | Midmark Stool Comp Base Manual Adjust Blueberry | Value Series 270 Adjustable Stool features a basic stool - manually adjustable. Replaces model 193. Black composite five leg base. Weight capacity: 300 pounds. Stool weight: 15 pounds. Shipping weight: 20 pounds. | stool-comp-base-manual-adjust-blueberry-136.jpg
SKU: MID270-001-312 | Midmark Stool Comp Base Manual Adjust Black | Midmark Corporation Stool 270 Black. | stool-comp-base-manual-adjust-black-7c7.jpg
SKU: MID270-001-244 | Midmark Stool Comp Base Manual Adjust Artic | Value Series 270 Adjustable Stool features a basic stool - manually adjustable. Replaces model 193. Black composite five leg base. Weight capacity: 300 pounds. Stool weight: 15 pounds. Shipping weight: 20 pounds. | stool-comp-base-manual-adjust-artic-645.jpg
SKU: MID270-001-237 | Midmark Stool Comp Base Manual Adjust Tea Green | Value Series 270 Adjustable Stool features a basic stool - manually adjustable. Replaces model 193. Black composite five leg base. Weight capacity: 300 pounds. Stool weight: 15 pounds. Shipping weight: 20 pounds. | stool-comp-base-manual-adjust-tea-green-cca.jpg
SKU: MID270-001-245 | Midmark Stool Comp Base Manual Adjust Sky | Value Series 270 Adjustable Stool features a basic stool - manually adjustable. Replaces model 193. Black composite five leg base. Weight capacity: 300 pounds. Stool weight: 15 pounds. Shipping weight: 20 pounds. | stool-comp-base-manual-adjust-sky-2bd.jpg
SKU: MID270-001-252 | Midmark Stool Comp Base Manual Adjust Treviso | Value Series 270 Adjustable Stool features a basic stool - manually adjustable. Replaces model 193. Black composite five leg base. Weight capacity: 300 pounds. Stool weight: 15 pounds. Shipping weight: 20 pounds. | stool-comp-base-manual-adjust-treviso-76e.jpg
SKU: MID270-001-242 | Midmark Stool Comp Base Manual Adjust Ultra Spruce | Value Series 270 Adjustable Stool features a basic stool - manually adjustable. Replaces model 193. Black composite five leg base. Weight capacity: 300 pounds. Stool weight: 15 pounds. Shipping weight: 20 pounds. | stool-comp-base-manual-adjust-ultra-spruce-78b.jpg
SKU: MID270-001-239 | Midmark Stool Comp Base Manual Adjust Cashmere Blue | Value Series 270 Adjustable Stool features a basic stool - manually adjustable. Replaces model 193. Black composite five leg base. Weight capacity: 300 pounds. Stool weight: 15 pounds. Shipping weight: 20 pounds. | stool-comp-base-manual-adjust-cashmere-blue-787.jpg
SKU: MID270-001-247 | Midmark Stool Comp Base Manual Adjust Belagio | Value Series 270 Adjustable Stool features a basic stool - manually adjustable. Replaces model 193. Black composite five leg base. Weight capacity: 300 pounds. Stool weight: 15 pounds. Shipping weight: 20 pounds. | stool-comp-base-manual-adjust-belagio-14f.jpg
SKU: MID270-001-251 | Midmark Stool Comp Base Manual Adjust Capri | Value Series 270 Adjustable Stool features a basic stool - manually adjustable. Replaces model 193. Black composite five leg base. Weight capacity: 300 pounds. Stool weight: 15 pounds. Shipping weight: 20 pounds. | stool-comp-base-manual-adjust-capri-742.jpg
SKU: MID271-001-234 | Midmark Stool Comp Base Manual Adjust Back Clay | Value Series 271 Adjustable Stool features a basic stool w/back - manually adjustable. Replace model 194. Black composite five leg base. Weight capacity: 225 pounds. Stool weight: 20 pounds. Shipping weight: 25 pounds. | stool-comp-base-manual-adjust-back-clay-7f5.jpg
SKU: MID271-001-252 | Midmark Stool Comp Base Manual Adjust Back Treviso | Value Series 271 Adjustable Stool features a basic stool w/back - manually adjustable. Replace model 194. Black composite five leg base. Weight capacity: 225 pounds. Stool weight: 20 pounds. Shipping weight: 25 pounds. | stool-comp-base-manual-adjust-back-treviso-d97.jpg
SKU: MID271-001-247 | Midmark Stool Comp Base Manual Adjust Back Belagio | Value Series 271 Adjustable Stool features a basic stool w/back - manually adjustable. Replace model 194. Black composite five leg base. Weight capacity: 225 pounds. Stool weight: 20 pounds. Shipping weight: 25 pounds. | stool-comp-base-manual-adjust-back-belagio-2e8.jpg
SKU: MID271-001-249 | Midmark Stool Comp Base Manual Adjust Back Tuscany | Value Series 271 Adjustable Stool features a basic stool w/back - manually adjustable. Replace model 194. Black composite five leg base. Weight capacity: 225 pounds. Stool weight: 20 pounds. Shipping weight: 25 pounds. | stool-comp-base-manual-adjust-back-tuscany-9f0.jpg
SKU: MID271-001-246 | Midmark Stool Comp Base Manual Adjust Back Ultra Canyon | Value Series 271 Adjustable Stool features a basic stool w/back - manually adjustable. Replace model 194. Black composite five leg base. Weight capacity: 225 pounds. Stool weight: 20 pounds. Shipping weight: 25 pounds. | stool-comp-base-manual-adjust-back-ultra-canyon-cac.jpg
SKU: MID271-001-312 | Midmark Stool Comp Base Manual Adjust Back Black | Value Series 271 Adjustable Stool features a basic stool w/back - manually adjustable. Replace model 194. Black composite five leg base. Weight capacity: 225 pounds. Stool weight: 20 pounds. Shipping weight: 25 pounds. | stool-comp-base-manual-adjust-back-black-6d1.jpg
SKU: MID271-001-243 | Midmark Stool Comp Base Manual Adjust Back Ultra Olivine | Value Series 271 Adjustable Stool features a basic stool w/back - manually adjustable. Replace model 194. Black composite five leg base. Weight capacity: 225 pounds. Stool weight: 20 pounds. Shipping weight: 25 pounds. | stool-comp-base-manual-adjust-back-ultra-olivine-faa.jpg
SKU: MID271-001-999 | Midmark Stool Comp Base Manual Adjust Back Special Colors | Value Series 271 Adjustable Stool features a basic stool w/back - manually adjustable. Replace model 194. Black composite five leg base. Weight capacity: 225 pounds. Stool weight: 20 pounds. Shipping weight: 25 pounds. | stool-comp-base-manual-adjust-back-special-colors-c72.jpg
SKU: MID271-001-238 | Midmark Stool Comp Base Manual Adjust Back Fossil Grey | Value Series 271 Adjustable Stool features a basic stool w/back - manually adjustable. Replace model 194. Black composite five leg base. Weight capacity: 225 pounds. Stool weight: 20 pounds. Shipping weight: 25 pounds. | stool-comp-base-manual-adjust-back-fossil-grey-554.jpg
SKU: MID271-001-242 | Midmark Stool Comp Base Manual Adjust Back Ultra Spruce | Value Series 271 Adjustable Stool features a basic stool w/back - manually adjustable. Replace model 194. Black composite five leg base. Weight capacity: 225 pounds. Stool weight: 20 pounds. Shipping weight: 25 pounds. | stool-comp-base-manual-adjust-back-ultra-spruce-f0e.jpg
SKU: MID271-001-235 | Midmark Stool Comp Base Manual Adjust Back Blueberry | Value Series 271 Adjustable Stool features a basic stool w/back - manually adjustable. Replace model 194. Black composite five leg base. Weight capacity: 225 pounds. Stool weight: 20 pounds. Shipping weight: 25 pounds. | stool-comp-base-manual-adjust-back-blueberry-a91.jpg
SKU: MID271-001-251 | Midmark Stool Comp Base Manual Adjust Back Capri | Value Series 271 Adjustable Stool features a basic stool w/back - manually adjustable. Replace model 194. Black composite five leg base. Weight capacity: 225 pounds. Stool weight: 20 pounds. Shipping weight: 25 pounds. | stool-comp-base-manual-adjust-back-capri-fec.jpg
SKU: MID271-001-228 | Midmark Stool Comp Base Manual Adjust Back Raven Wing | Value Series 271 Adjustable Stool features a basic stool w/back - manually adjustable. Replace model 194. Black composite five leg base. Weight capacity: 225 pounds. Stool weight: 20 pounds. Shipping weight: 25 pounds. | stool-comp-base-manual-adjust-back-raven-wing-415.jpg
SKU: MID271-001-248 | Midmark Stool Comp Base Manual Adjust Back Siena | Value Series 271 Adjustable Stool features a basic stool w/back - manually adjustable. Replace model 194. Black composite five leg base. Weight capacity: 225 pounds. Stool weight: 20 pounds. Shipping weight: 25 pounds. | stool-comp-base-manual-adjust-back-siena-271.jpg
SKU: MID271-001-244 | Midmark Stool Comp Base Manual Adjust Back Ultra Artic | Value Series 271 Adjustable Stool features a basic stool w/back - manually adjustable. Replace model 194. Black composite five leg base. Weight capacity: 225 pounds. Stool weight: 20 pounds. Shipping weight: 25 pounds. | stool-comp-base-manual-adjust-back-ultra-artic-a56.jpg
SKU: MID271-001-237 | Midmark Stool Comp Base Manual Adjust Back Tea Green | Value Series 271 Adjustable Stool features a basic stool w/back - manually adjustable. Replace model 194. Black composite five leg base. Weight capacity: 225 pounds. Stool weight: 20 pounds. Shipping weight: 25 pounds. | stool-comp-base-manual-adjust-back-tea-green-221.jpg
SKU: MID271-001-240 | Midmark Stool Comp Base Manual Adjust Back Terra Cotta | Value Series 271 Adjustable Stool features a basic stool w/back - manually adjustable. Replace model 194. Black composite five leg base. Weight capacity: 225 pounds. Stool weight: 20 pounds. Shipping weight: 25 pounds. | stool-comp-base-manual-adjust-back-terra-cotta-685.jpg
SKU: MID271-001-233 | Midmark Stool Comp Base Manual Adjust Back Dusty Blue | Value Series 271 Adjustable Stool features a basic stool w/back - manually adjustable. Replace model 194. Black composite five leg base. Weight capacity: 225 pounds. Stool weight: 20 pounds. Shipping weight: 25 pounds. | stool-comp-base-manual-adjust-back-dusty-blue-47e.jpg
SKU: MID271-001-239 | Midmark Stool Comp Base Manual Adjust Back Cashmere Blue | Value Series 271 Adjustable Stool features a basic stool w/back - manually adjustable. Replace model 194. Black composite five leg base. Weight capacity: 225 pounds. Stool weight: 20 pounds. Shipping weight: 25 pounds. | stool-comp-base-manual-adjust-back-cashmere-blue-fe9.jpg
SKU: MID271-001-245 | Midmark Stool Comp Base Manual Adjust Back Ultra Sky | Value Series 271 Adjustable Stool features a basic stool w/back - manually adjustable. Replace model 194. Black composite five leg base. Weight capacity: 225 pounds. Stool weight: 20 pounds. Shipping weight: 25 pounds. | stool-comp-base-manual-adjust-back-ultra-sky-034.jpg
SKU: MID271-001-230 | Midmark Stool Comp Base Manual Adjust Back Moss | Value Series 271 Adjustable Stool features a basic stool w/back - manually adjustable. Replace model 194. Black composite five leg base. Weight capacity: 225 pounds. Stool weight: 20 pounds. Shipping weight: 25 pounds. | stool-comp-base-manual-adjust-back-moss-954.jpg
SKU: MID271-001-250 | Midmark Stool Comp Base Manual Adjust Back Firenze | Value Series 271 Adjustable Stool features a basic stool w/back - manually adjustable. Replace model 194. Black composite five leg base. Weight capacity: 225 pounds. Stool weight: 20 pounds. Shipping weight: 25 pounds. | stool-comp-base-manual-adjust-back-firenze-d99.jpg
SKU: MID271-001-216 | Midmark Stool Comp Base Manual Adjust Back Pebble Grey | Value Series 271 Adjustable Stool features a basic stool w/back - manually adjustable. Replace model 194. Black composite five leg base. Weight capacity: 225 pounds. Stool weight: 20 pounds. Shipping weight: 25 pounds. | stool-comp-base-manual-adjust-back-pebble-grey-bcf.jpg
SKU: MID271-001-231 | Midmark Stool Comp Base Manual Adjust Back Navy | Value Series 271 Adjustable Stool features a basic stool w/back - manually adjustable. Replace model 194. Black composite five leg base. Weight capacity: 225 pounds. Stool weight: 20 pounds. Shipping weight: 25 pounds. | stool-comp-base-manual-adjust-back-navy-fb1.jpg
SKU: MID271-001-236 | Midmark Stool Comp Base Manual Adjust Back Silver Sage | Value Series 271 Adjustable Stool features a basic stool w/back - manually adjustable. Replace model 194. Black composite five leg base. Weight capacity: 225 pounds. Stool weight: 20 pounds. Shipping weight: 25 pounds. | stool-comp-base-manual-adjust-back-silver-sage-448.jpg
SKU: MID271-001-241 | Midmark Stool Comp Base Manual Adjust Back Ultra Pacific Blue | Value Series 271 Adjustable Stool features a basic stool w/back - manually adjustable. Replace model 194. Black composite five leg base. Weight capacity: 225 pounds. Stool weight: 20 pounds. Shipping weight: 25 pounds. | stool-comp-base-manual-adjust-back-ultra-pacific-blue-4af.jpg
SKU: MID271-001-232 | Midmark Stool Comp Base Manual Adjust Back Shadow | Value Series 271 Adjustable Stool features a basic stool w/back - manually adjustable. Replace model 194. Black composite five leg base. Weight capacity: 225 pounds. Stool weight: 20 pounds. Shipping weight: 25 pounds. | stool-comp-base-manual-adjust-back-shadow-62d.jpg
SKU: MID272-001-241 | Midmark Stool Comp Base Air Adjust Ultra Pacific Blue | Value Series 272 Air Lift Stool features a basic stool - pneumatically adjustable. Replaces model 195. Black composite five leg base. Weight capacity: 300 pounds. Stool weight: 15 pounds. Shipping weight: 20 pounds. | stool-comp-base-air-adjust-ultra-pacific-blue-87d.jpg
SKU: MID272-001-312 | Midmark Stool Comp Base Air Adjust Black | Value Series 272 Air Lift Stool features a basic stool - pneumatically adjustable. Replaces model 195. Black composite five leg base. Weight capacity: 300 pounds. Stool weight: 15 pounds. Shipping weight: 20 pounds. | stool-comp-base-air-adjust-black-525.jpg
SKU: MID272-001-234 | Midmark Stool Comp Base Air Adjust Clay | Value Series 272 Air Lift Stool features a basic stool - pneumatically adjustable. Replaces model 195. Black composite five leg base. Weight capacity: 300 pounds. Stool weight: 15 pounds. Shipping weight: 20 pounds. | stool-comp-base-air-adjust-clay-d66.jpg
SKU: MID272-001-251 | Midmark Stool Comp Base Air Adjust Capri | Value Series 272 Air Lift Stool features a basic stool - pneumatically adjustable. Replaces model 195. Black composite five leg base. Weight capacity: 300 pounds. Stool weight: 15 pounds. Shipping weight: 20 pounds. | stool-comp-base-air-adjust-capri-34d.jpg
SKU: MID272-001-216 | Midmark Stool Comp Base Air Adjust Pebble Grey | Value Series 272 Air Lift Stool features a basic stool - pneumatically adjustable. Replaces model 195. Black composite five leg base. Weight capacity: 300 pounds. Stool weight: 15 pounds. Shipping weight: 20 pounds. | stool-comp-base-air-adjust-pebble-grey-204.jpg
SKU: MID272-001-243 | Midmark Stool Comp Base Air Adjust Ultra Olivine | Value Series 272 Air Lift Stool features a basic stool - pneumatically adjustable. Replaces model 195. Black composite five leg base. Weight capacity: 300 pounds. Stool weight: 15 pounds. Shipping weight: 20 pounds. | stool-comp-base-air-adjust-ultra-olivine-91f.jpg
SKU: MID272-001-247 | Midmark Stool Comp Base Air Adjust Belagio | Value Series 272 Air Lift Stool features a basic stool - pneumatically adjustable. Replaces model 195. Black composite five leg base. Weight capacity: 300 pounds. Stool weight: 15 pounds. Shipping weight: 20 pounds. | stool-comp-base-air-adjust-belagio-f33.jpg
SKU: MID272-001-231 | Midmark Stool Comp Base Air Adjust Navy | Value Series 272 Air Lift Stool features a basic stool - pneumatically adjustable. Replaces model 195. Black composite five leg base. Weight capacity: 300 pounds. Stool weight: 15 pounds. Shipping weight: 20 pounds. | stool-comp-base-air-adjust-navy-573.jpg
SKU: MID272-001-235 | Midmark Stool Comp Base Air Adjust Blueberry | Value Series 272 Air Lift Stool features a basic stool - pneumatically adjustable. Replaces model 195. Black composite five leg base. Weight capacity: 300 pounds. Stool weight: 15 pounds. Shipping weight: 20 pounds. | stool-comp-base-air-adjust-blueberry-3fc.jpg
SKU: MID272-001-240 | Midmark Stool Comp Base Air Adjust Terra Cotta | Value Series 272 Air Lift Stool features a basic stool - pneumatically adjustable. Replaces model 195. Black composite five leg base. Weight capacity: 300 pounds. Stool weight: 15 pounds. Shipping weight: 20 pounds. | stool-comp-base-air-adjust-terra-cotta-66b.jpg
SKU: MID272-001-232 | Midmark Stool Comp Base Air Adjust Shadow | Value Series 272 Air Lift Stool features a basic stool - pneumatically adjustable. Replaces model 195. Black composite five leg base. Weight capacity: 300 pounds. Stool weight: 15 pounds. Shipping weight: 20 pounds. | stool-comp-base-air-adjust-shadow-1c3.jpg
SKU: MID272-001-237 | Midmark Stool Comp Base Air Adjust Tea Green | Value Series 272 Air Lift Stool features a basic stool - pneumatically adjustable. Replaces model 195. Black composite five leg base. Weight capacity: 300 pounds. Stool weight: 15 pounds. Shipping weight: 20 pounds. | stool-comp-base-air-adjust-tea-green-69b.jpg
SKU: MID272-001-245 | Midmark Stool Comp Base Air Adjust Ultra Sky | Value Series 272 Air Lift Stool features a basic stool - pneumatically adjustable. Replaces model 195. Black composite five leg base. Weight capacity: 300 pounds. Stool weight: 15 pounds. Shipping weight: 20 pounds. | stool-comp-base-air-adjust-ultra-sky-07f.jpg
SKU: MID272-001-228 | Midmark Stool Comp Base Air Adjust Raven Wing | Value Series 272 Air Lift Stool features a basic stool - pneumatically adjustable. Replaces model 195. Black composite five leg base. Weight capacity: 300 pounds. Stool weight: 15 pounds. Shipping weight: 20 pounds. | stool-comp-base-air-adjust-raven-wing-d68.jpg
SKU: MID272-001-230 | Midmark Stool Comp Base Air Adjust Moss | Value Series 272 Air Lift Stool features a basic stool - pneumatically adjustable. Replaces model 195. Black composite five leg base. Weight capacity: 300 pounds. Stool weight: 15 pounds. Shipping weight: 20 pounds. | stool-comp-base-air-adjust-moss-ff7.jpg
SKU: MID272-001-239 | Midmark Stool Comp Base Air Adjust Cashmere Blue | Value Series 272 Air Lift Stool features a basic stool - pneumatically adjustable. Replaces model 195. Black composite five leg base. Weight capacity: 300 pounds. Stool weight: 15 pounds. Shipping weight: 20 pounds. | stool-comp-base-air-adjust-cashmere-blue-9be.jpg
SKU: MID272-001-246 | Midmark Stool Comp Base Air Adjust Ultra Canyon | Value Series 272 Air Lift Stool features a basic stool - pneumatically adjustable. Replaces model 195. Black composite five leg base. Weight capacity: 300 pounds. Stool weight: 15 pounds. Shipping weight: 20 pounds. | stool-comp-base-air-adjust-ultra-canyon-389.jpg
SKU: MID272-001-248 | Midmark Stool Comp Base Air Adjust Siena | Value Series 272 Air Lift Stool features a basic stool - pneumatically adjustable. Replaces model 195. Black composite five leg base. Weight capacity: 300 pounds. Stool weight: 15 pounds. Shipping weight: 20 pounds. | stool-comp-base-air-adjust-siena-33a.jpg
SKU: MID272-001-238 | Midmark Stool Comp Base Air Adjust Fossil Grey | Value Series 272 Air Lift Stool features a basic stool - pneumatically adjustable. Replaces model 195. Black composite five leg base. Weight capacity: 300 pounds. Stool weight: 15 pounds. Shipping weight: 20 pounds. | stool-comp-base-air-adjust-fossil-grey-b43.jpg
SKU: MID272-001-250 | Midmark Stool Comp Base Air Adjust Firenze | Value Series 272 Air Lift Stool features a basic stool - pneumatically adjustable. Replaces model 195. Black composite five leg base. Weight capacity: 300 pounds. Stool weight: 15 pounds. Shipping weight: 20 pounds. | stool-comp-base-air-adjust-firenze-565.jpg
SKU: MID272-001-233 | Midmark Stool Comp Base Air Adjust Dusty Blue | Value Series 272 Air Lift Stool features a basic stool - pneumatically adjustable. Replaces model 195. Black composite five leg base. Weight capacity: 300 pounds. Stool weight: 15 pounds. Shipping weight: 20 pounds. | stool-comp-base-air-adjust-dusty-blue-4c9.jpg
SKU: MID272-001-229 | Midmark Stool Comp Base Air Adjust Perfect Plum | Value Series 272 Air Lift Stool features a basic stool - pneumatically adjustable. Replaces model 195. Black composite five leg base. Weight capacity: 300 pounds. Stool weight: 15 pounds. Shipping weight: 20 pounds. | stool-comp-base-air-adjust-perfect-plum-f33.jpg
SKU: MID272-001-236 | Midmark Stool Comp Base Air Adjust Silver Sage | Value Series 272 Air Lift Stool features a basic stool - pneumatically adjustable. Replaces model 195. Black composite five leg base. Weight capacity: 300 pounds. Stool weight: 15 pounds. Shipping weight: 20 pounds. | stool-comp-base-air-adjust-silver-sage-88e.jpg
SKU: MID272-001-249 | Midmark Stool Comp Base Air Adjust Tuscany | Value Series 272 Air Lift Stool features a basic stool - pneumatically adjustable. Replaces model 195. Black composite five leg base. Weight capacity: 300 pounds. Stool weight: 15 pounds. Shipping weight: 20 pounds. | stool-comp-base-air-adjust-tuscany-c0b.jpg
SKU: MID272-001-242 | Midmark Stool Comp Base Air Adjust Ultra Spruce | Value Series 272 Air Lift Stool features a basic stool - pneumatically adjustable. Replaces model 195. Black composite five leg base. Weight capacity: 300 pounds. Stool weight: 15 pounds. Shipping weight: 20 pounds. | stool-comp-base-air-adjust-ultra-spruce-cc8.jpg
SKU: MID272-001-999 | Midmark Stool Comp Base Air Adjust Special Colors | Value Series 272 Air Lift Stool features a basic stool - pneumatically adjustable. Replaces model 195. Black composite five leg base. Weight capacity: 300 pounds. Stool weight: 15 pounds. Shipping weight: 20 pounds. | stool-comp-base-air-adjust-special-colors-99b.jpg
SKU: MID272-001-252 | Midmark Stool Comp Base Air Adjust Treviso | Value Series 272 Air Lift Stool features a basic stool - pneumatically adjustable. Replaces model 195. Black composite five leg base. Weight capacity: 300 pounds. Stool weight: 15 pounds. Shipping weight: 20 pounds. | stool-comp-base-air-adjust-treviso-297.jpg
SKU: MID272-001-244 | Midmark Stool Comp Base Air Adjust Ultra Artic | Value Series 272 Air Lift Stool features a basic stool - pneumatically adjustable. Replaces model 195. Black composite five leg base. Weight capacity: 300 pounds. Stool weight: 15 pounds. Shipping weight: 20 pounds. | stool-comp-base-air-adjust-ultra-artic-cfa.jpg
SKU: MID9A366001-250 | Midmark Stool Back - 270 through 276 - Firenze | Stool Back - 270 through 276 - Firenze | stool-back-270-through-276-firenze-329.jpg
SKU: MID9A366001-229 | Midmark Stool Back - 270 through 276 - Perfect Plum | Stool Back - 270 through 276 - Perfect Plum | stool-back-270-through-276-perfect-plum-9f8.jpg
SKU: MID9A366001-247 | Midmark Stool Back - 270 through 276 - Belagio | Stool Back - 270 through 276 - Belagio | stool-back-270-through-276-belagio-f81.jpg
SKU: MID9A366001-234 | Midmark Stool Back - 270 through 276 - Clay | Stool Back - 270 through 276 - Clay | stool-back-270-through-276-clay-d1b.jpg
SKU: MID9A366001-235 | Midmark Stool Back - 270 through 276 - Blueberry | Stool Back - 270 through 276 - Blueberry | stool-back-270-through-276-blueberry-f26.jpg
SKU: MID9A366001-236 | Midmark Stool Back - 270 through 276 - Silver Sage | Stool Back - 270 through 276 - Silver Sage | stool-back-270-through-276-silver-sage-762.jpg
SKU: MID9A366001-249 | Midmark Stool Back - 270 through 276 - Tuscany | Stool Back - 270 through 276 - Tuscany | stool-back-270-through-276-tuscany-c36.jpg
SKU: MID9A366001-216 | Midmark Stool Back - 270 through 276 - Pebble Grey | Stool Back - 270 through 276 - Pebble Grey | stool-back-270-through-276-pebble-grey-24e.jpg
SKU: MID9A366001-246 | Midmark Stool Back - 270 through 276 - Ultra Canyon | Stool Back - 270 through 276 - Ultra Canyon | stool-back-270-through-276-ultra-canyon-6ed.jpg
SKU: MID9A366001-232 | Midmark Stool Back - 270 through 276 - Shadow | Stool Back - 270 through 276 - Shadow | stool-back-270-through-276-shadow-ecd.jpg
SKU: MID9A366001-252 | Midmark Stool Back - 270 through 276 - Treviso | Stool Back - 270 through 276 - Treviso | stool-back-270-through-276-treviso-e02.jpg
SKU: MID9A366001-228 | Midmark Stool Back - 270 through 276 - Raven Wing | Stool Back - 270 through 276 - Raven Wing | stool-back-270-through-276-raven-wing-a18.jpg
SKU: MID9A366001-241 | Midmark Stool Back - 270 through 276 - Pacific Blue | Stool Back - 270 through 276 - Pacific Blue | stool-back-270-through-276-pacific-blue-5f9.jpg
SKU: MID9A366001-237 | Midmark Stool Back - 270 through 276 - Tea Green | Stool Back - 270 through 276 - Tea Green | stool-back-270-through-276-tea-green-581.jpg
SKU: MID9A366001-248 | Midmark Stool Back - 270 through 276 - Siena | Stool Back - 270 through 276 - Siena | stool-back-270-through-276-siena-d4a.jpg
SKU: MID9A366001-245 | Midmark Stool Back - 270 through 276 - Ultra Sky | Stool Back - 270 through 276 - Ultra Sky | stool-back-270-through-276-ultra-sky-975.jpg
SKU: MID9A366001-231 | Midmark Stool Back - 270 through 276 - Navy | Stool Back - 270 through 276 - Navy | stool-back-270-through-276-navy-e51.jpg
SKU: MID9A366001-312 | Midmark Stool Back - 270 through 276 - Black | Stool Back - 270 through 276 - Black | stool-back-270-through-276-black-134.jpg
SKU: MID9A366001-240 | Midmark Stool Back - 270 through 276 - Terra Cotta | Stool Back - 270 through 276 - Terra Cotta | stool-back-270-through-276-terra-cotta-d69.jpg
SKU: MID9A366001-243 | Midmark Stool Back - 270 through 276 - Ultra Olivine | Stool Back - 270 through 276 - Ultra Olivine | stool-back-270-through-276-ultra-olivine-6db.jpg
SKU: MID9A366001-999 | Midmark Stool Back - 270 through 276 - Special Colors | Stool Back - 270 through 276 - Special Colors | stool-back-270-through-276-special-colors-25d.jpg
SKU: MID9A366001-251 | Midmark Stool Back - 270 through 276 - Capri | Stool Back - 270 through 276 - Capri | stool-back-270-through-276-capri-b0e.jpg
SKU: MID9A366001-238 | Midmark Stool Back - 270 through 276 - Fossil Grey | Stool Back - 270 through 276 - Fossil Grey | stool-back-270-through-276-fossil-grey-11d.jpg
SKU: MID9A366001-239 | Midmark Stool Back - 270 through 276 - Cashmere Blue | Stool Back - 270 through 276 - Cashmere Blue | stool-back-270-through-276-cashmere-blue-23a.jpg
SKU: MID9A366001-230 | Midmark Stool Back - 270 through 276 - Moss | Stool Back - 270 through 276 - Moss | stool-back-270-through-276-moss-356.jpg
SKU: MID9A366001-233 | Midmark Stool Back - 270 through 276 - Dusty Blue | Stool Back - 270 through 276 - Dusty Blue | stool-back-270-through-276-dusty-blue-d0c.jpg
SKU: MID9A366001-244 | Midmark Stool Back - 270 through 276 - Ultra Artic | Stool Back - 270 through 276 - Ultra Artic | stool-back-270-through-276-ultra-artic-ba8.jpg
SKU: MID9A366001-242 | Midmark Stool Back - 270 through 276 - Ultra Spruce | Stool Back - 270 through 276 - Ultra Spruce | stool-back-270-through-276-ultra-spruce-757.jpg
SKU: MID273-001-238 | Midmark Stool Comp Base Air Adjust Back Fossil Grey | Value Series 273 Air Lift Stool features a basic stool with back - pneumatically adjustable. Replace model 196. Black composite five leg base. Weight capacity: 225 pounds. Stool weight: 20 pounds. Shipping weight: 25 pounds. | stool-comp-base-air-adjust-back-fossil-grey-13b.jpg
SKU: MID273-001-232 | Midmark Stool Comp Base Air Adjust Back Shadow | Value Series 273 Air Lift Stool features a basic stool with back - pneumatically adjustable. Replace model 196. Black composite five leg base. Weight capacity: 225 pounds. Stool weight: 20 pounds. Shipping weight: 25 pounds. | stool-comp-base-air-adjust-back-shadow-034.jpg
SKU: MID273-001-239 | Midmark Stool Comp Base Air Adjust Back Cashmere Blue | Value Series 273 Air Lift Stool features a basic stool with back - pneumatically adjustable. Replace model 196. Black composite five leg base. Weight capacity: 225 pounds. Stool weight: 20 pounds. Shipping weight: 25 pounds. | stool-comp-base-air-adjust-back-cashmere-blue-b20.jpg
SKU: MID273-001-248 | Midmark Stool Comp Base Air Adjust Back Siena | Value Series 273 Air Lift Stool features a basic stool with back - pneumatically adjustable. Replace model 196. Black composite five leg base. Weight capacity: 225 pounds. Stool weight: 20 pounds. Shipping weight: 25 pounds. | stool-comp-base-air-adjust-back-siena-b89.jpg
SKU: MID273-001-236 | Midmark Stool Comp Base Air Adjust Back Silver Sage | Value Series 273 Air Lift Stool features a basic stool with back - pneumatically adjustable. Replace model 196. Black composite five leg base. Weight capacity: 225 pounds. Stool weight: 20 pounds. Shipping weight: 25 pounds. | stool-comp-base-air-adjust-back-silver-sage-c9c.jpg
SKU: MID273-001-231 | Midmark Stool Comp Base Air Adjust Back Navy | Value Series 273 Air Lift Stool features a basic stool with back - pneumatically adjustable. Replace model 196. Black composite five leg base. Weight capacity: 225 pounds. Stool weight: 20 pounds. Shipping weight: 25 pounds. | stool-comp-base-air-adjust-back-navy-9ad.jpg
SKU: MID273-001-246 | Midmark Stool Comp Base Air Adjust Back Ultra Canyon | Value Series 273 Air Lift Stool features a basic stool with back - pneumatically adjustable. Replace model 196. Black composite five leg base. Weight capacity: 225 pounds. Stool weight: 20 pounds. Shipping weight: 25 pounds. | stool-comp-base-air-adjust-back-ultra-canyon-067.jpg
SKU: MID273-001-240 | Midmark Stool Comp Base Air Adjust Back Terra Cotta | Value Series 273 Air Lift Stool features a basic stool with back - pneumatically adjustable. Replace model 196. Black composite five leg base. Weight capacity: 225 pounds. Stool weight: 20 pounds. Shipping weight: 25 pounds. | stool-comp-base-air-adjust-back-terra-cotta-725.jpg
SKU: MID273-001-250 | Midmark Stool Comp Base Air Adjust Back Firenze | Value Series 273 Air Lift Stool features a basic stool with back - pneumatically adjustable. Replace model 196. Black composite five leg base. Weight capacity: 225 pounds. Stool weight: 20 pounds. Shipping weight: 25 pounds. | stool-comp-base-air-adjust-back-firenze-32e.jpg
SKU: MID273-001-230 | Midmark Stool Comp Base Air Adjust Back Moss | Value Series 273 Air Lift Stool features a basic stool with back - pneumatically adjustable. Replace model 196. Black composite five leg base. Weight capacity: 225 pounds. Stool weight: 20 pounds. Shipping weight: 25 pounds. | stool-comp-base-air-adjust-back-moss-b8a.jpg
SKU: MID273-001-245 | Midmark Stool Comp Base Air Adjust Back Ultra Sky | Value Series 273 Air Lift Stool features a basic stool with back - pneumatically adjustable. Replace model 196. Black composite five leg base. Weight capacity: 225 pounds. Stool weight: 20 pounds. Shipping weight: 25 pounds. | stool-comp-base-air-adjust-back-ultra-sky-d47.jpg
SKU: MID273-001-247 | Midmark Stool Comp Base Air Adjust Back Belagio | Value Series 273 Air Lift Stool features a basic stool with back - pneumatically adjustable. Replace model 196. Black composite five leg base. Weight capacity: 225 pounds. Stool weight: 20 pounds. Shipping weight: 25 pounds. | stool-comp-base-air-adjust-back-belagio-ba8.jpg
SKU: MID273-001-243 | Midmark Stool Comp Base Air Adjust Back Ultra Olivine | Value Series 273 Air Lift Stool features a basic stool with back - pneumatically adjustable. Replace model 196. Black composite five leg base. Weight capacity: 225 pounds. Stool weight: 20 pounds. Shipping weight: 25 pounds. | stool-comp-base-air-adjust-back-ultra-olivine-33b.jpg
SKU: MID273-001-235 | Midmark Stool Comp Base Air Adjust Back Blueberry | Value Series 273 Air Lift Stool features a basic stool with back - pneumatically adjustable. Replace model 196. Black composite five leg base. Weight capacity: 225 pounds. Stool weight: 20 pounds. Shipping weight: 25 pounds. | stool-comp-base-air-adjust-back-blueberry-7e2.jpg
SKU: MID273-001-234 | Midmark Stool Comp Base Air Adjust Back Clay | Value Series 273 Air Lift Stool features a basic stool with back - pneumatically adjustable. Replace model 196. Black composite five leg base. Weight capacity: 225 pounds. Stool weight: 20 pounds. Shipping weight: 25 pounds. | stool-comp-base-air-adjust-back-clay-0b6.jpg
SKU: MID273-001-241 | Midmark Stool Comp Base Air Adjust Back Pacific Blue | Value Series 273 Air Lift Stool features a basic stool with back - pneumatically adjustable. Replace model 196. Black composite five leg base. Weight capacity: 225 pounds. Stool weight: 20 pounds. Shipping weight: 25 pounds. | stool-comp-base-air-adjust-back-pacific-blue-456.jpg
SKU: MID273-001-249 | Midmark Stool Comp Base Air Adjust Back Tuscany | Value Series 273 Air Lift Stool features a basic stool with back - pneumatically adjustable. Replace model 196. Black composite five leg base. Weight capacity: 225 pounds. Stool weight: 20 pounds. Shipping weight: 25 pounds. | stool-comp-base-air-adjust-back-tuscany-c00.jpg
SKU: MID273-001-233 | Midmark Stool Comp Base Air Adjust Back Dusty Blue | Value Series 273 Air Lift Stool features a basic stool with back - pneumatically adjustable. Replace model 196. Black composite five leg base. Weight capacity: 225 pounds. Stool weight: 20 pounds. Shipping weight: 25 pounds. | stool-comp-base-air-adjust-back-dusty-blue-67b.jpg
SKU: MID273-001-237 | Midmark Stool Comp Base Air Adjust Back Tea Green | Value Series 273 Air Lift Stool features a basic stool with back - pneumatically adjustable. Replace model 196. Black composite five leg base. Weight capacity: 225 pounds. Stool weight: 20 pounds. Shipping weight: 25 pounds. | stool-comp-base-air-adjust-back-tea-green-36e.jpg
SKU: MID273-001-228 | Midmark Stool Comp Base Air Adjust Back Raven Wing | Value Series 273 Air Lift Stool features a basic stool with back - pneumatically adjustable. Replace model 196. Black composite five leg base. Weight capacity: 225 pounds. Stool weight: 20 pounds. Shipping weight: 25 pounds. | stool-comp-base-air-adjust-back-raven-wing-e93.jpg
SKU: MID273-001-999 | Midmark Stool Comp Base Air Adjust Back Special Colors | Value Series 273 Air Lift Stool features a basic stool with back - pneumatically adjustable. Replace model 196. Black composite five leg base. Weight capacity: 225 pounds. Stool weight: 20 pounds. Shipping weight: 25 pounds. | stool-comp-base-air-adjust-back-special-colors-450.jpg
SKU: MID273-001-216 | Midmark Stool Comp Base Air Adjust Back Pebble Grey | The 273 stool gives you the reliability and style of our popular Classic Series stools in a more economical package. | stool-comp-base-air-adjust-back-pebble-grey-18d.jpg
SKU: MID273-001-229 | Midmark Stool Comp Base Air Adjust Back Perfect Plum | Value Series 273 Air Lift Stool features a basic stool with back - pneumatically adjustable. Replace model 196. Black composite five leg base. Weight capacity: 225 pounds. Stool weight: 20 pounds. Shipping weight: 25 pounds. | stool-comp-base-air-adjust-back-perfect-plum-fc9.jpg
SKU: MID273-001-244 | Midmark Stool Comp Base Air Adjust Back Ultra Artic | Value Series 273 Air Lift Stool features a basic stool with back - pneumatically adjustable. Replace model 196. Black composite five leg base. Weight capacity: 225 pounds. Stool weight: 20 pounds. Shipping weight: 25 pounds. | stool-comp-base-air-adjust-back-ultra-artic-a6e.jpg
SKU: MID273-001-242 | Midmark Stool Comp Base Air Adjust Back Ultra Spruce | Value Series 273 Air Lift Stool features a basic stool with back - pneumatically adjustable. Replace model 196. Black composite five leg base. Weight capacity: 225 pounds. Stool weight: 20 pounds. Shipping weight: 25 pounds. | stool-comp-base-air-adjust-back-ultra-spruce-7cc.jpg
SKU: MID273-001-312 | Midmark Stool Comp Base Air Adjust Back Black | Value Series 273 Air Lift Stool features a basic stool with back - pneumatically adjustable. Replace model 196. Black composite five leg base. Weight capacity: 225 pounds. Stool weight: 20 pounds. Shipping weight: 25 pounds. | stool-comp-base-air-adjust-back-black-530.jpg
SKU: MID273-001-252 | Midmark Stool Comp Base Air Adjust Back Treviso | Value Series 273 Air Lift Stool features a basic stool with back - pneumatically adjustable. Replace model 196. Black composite five leg base. Weight capacity: 225 pounds. Stool weight: 20 pounds. Shipping weight: 25 pounds. | stool-comp-base-air-adjust-back-treviso-5e3.jpg
SKU: MID273-001-251 | Midmark Stool Comp Base Air Adjust Back Capri | Value Series 273 Air Lift Stool features a basic stool with back - pneumatically adjustable. Replace model 196. Black composite five leg base. Weight capacity: 225 pounds. Stool weight: 20 pounds. Shipping weight: 25 pounds. | stool-comp-base-air-adjust-back-capri-dab.jpg
SKU: MID274-001-229 | Midmark Physician Stool Manual Adjust Aluminum Base Perfect Plum | Basic Stool - manually adjustable. Replaces Model 123. Chrome five leg base. Weight capacity: 350 pounds. Stool weight: 15 pounds. Shipping weight: 20 pounds. | physician-stool-manual-adjust-aluminum-base-perfect-plum-e19.jpg
SKU: MID274-001-250 | Midmark Physician Stool Manual Adjust Aluminum Base Firenze | Basic Stool - manually adjustable. Replaces Model 123. Chrome five leg base. Weight capacity: 350 pounds. Stool weight: 15 pounds. Shipping weight: 20 pounds. | physician-stool-manual-adjust-aluminum-base-firenze-fe6.jpg
SKU: MID274-001-241 | Midmark Physician Stool Manual Adjust Aluminum Base Special Color: Pacific Blue | Basic Stool - manually adjustable. Replaces Model 123. Chrome five leg base. Weight capacity: 350 pounds. Stool weight: 15 pounds. Shipping weight: 20 pounds. | physician-stool-manual-adjust-aluminum-base-special-color-pacific-blue-c5f.jpg
SKU: MID274-001-216 | Midmark Physician Stool Manual Adjust Aluminum Base Pebble Grey | Basic Stool - manually adjustable. Replaces Model 123. Chrome five leg base. Weight capacity: 350 pounds. Stool weight: 15 pounds. Shipping weight: 20 pounds. | physician-stool-manual-adjust-aluminum-base-pebble-grey-70e.jpg
SKU: MID274-001-237 | Midmark Physician Stool Manual Adjust Aluminum Base Tea Green | Basic Stool - manually adjustable. Replaces Model 123. Chrome five leg base. Weight capacity: 350 pounds. Stool weight: 15 pounds. Shipping weight: 20 pounds. | physician-stool-manual-adjust-aluminum-base-tea-green-569.jpg
SKU: MID274-001-238 | Midmark Physician Stool Manual Adjust Aluminum Base Fossil Grey | Basic Stool - manually adjustable. Replaces Model 123. Chrome five leg base. Weight capacity: 350 pounds. Stool weight: 15 pounds. Shipping weight: 20 pounds. | physician-stool-manual-adjust-aluminum-base-fossil-grey-606.jpg
SKU: MID274-001-232 | Midmark Physician Stool Manual Adjust Aluminum Base Shadow | Basic Stool - manually adjustable. Replaces Model 123. Chrome five leg base. Weight capacity: 350 pounds. Stool weight: 15 pounds. Shipping weight: 20 pounds. | physician-stool-manual-adjust-aluminum-base-shadow-d37.jpg
SKU: MID274-001-233 | Midmark Physician Stool Manual Adjust Aluminum Base Dusty Blue | Basic Stool - manually adjustable. Replaces Model 123. Chrome five leg base. Weight capacity: 350 pounds. Stool weight: 15 pounds. Shipping weight: 20 pounds. | physician-stool-manual-adjust-aluminum-base-dusty-blue-67a.jpg
SKU: MID274-001-230 | Midmark Physician Stool Manual Adjust Aluminum Base Moss | Basic Stool - manually adjustable. Replaces Model 123. Chrome five leg base. Weight capacity: 350 pounds. Stool weight: 15 pounds. Shipping weight: 20 pounds. | physician-stool-manual-adjust-aluminum-base-moss-190.jpg
SKU: MID274-001-235 | Midmark Physician Stool Manual Adjust Aluminum Base Blueberry | Basic Stool - manually adjustable. Replaces Model 123. Chrome five leg base. Weight capacity: 350 pounds. Stool weight: 15 pounds. Shipping weight: 20 pounds. | physician-stool-manual-adjust-aluminum-base-blueberry-c70.jpg
SKU: MID274-001-240 | Midmark Physician Stool Manual Adjust Aluminum Base Terra Cotta | Basic Stool - manually adjustable. Replaces Model 123. Chrome five leg base. Weight capacity: 350 pounds. Stool weight: 15 pounds. Shipping weight: 20 pounds. | physician-stool-manual-adjust-aluminum-base-terra-cotta-2da.jpg
SKU: MID274-001-248 | Midmark Physician Stool Manual Adjust Aluminum Base Siena | Basic Stool - manually adjustable. Replaces Model 123. Chrome five leg base. Weight capacity: 350 pounds. Stool weight: 15 pounds. Shipping weight: 20 pounds. | physician-stool-manual-adjust-aluminum-base-siena-c2f.jpg
SKU: MID274-001-251 | Midmark Physician Stool Manual Adjust Aluminum Base Capri | Basic Stool - manually adjustable. Replaces Model 123. Chrome five leg base. Weight capacity: 350 pounds. Stool weight: 15 pounds. Shipping weight: 20 pounds. | physician-stool-manual-adjust-aluminum-base-capri-656.jpg
SKU: MID274-001-239 | Midmark Physician Stool Manual Adjust Aluminum Base Cashmere Blue | Basic Stool - manually adjustable. Replaces Model 123. Chrome five leg base. Weight capacity: 350 pounds. Stool weight: 15 pounds. Shipping weight: 20 pounds. | physician-stool-manual-adjust-aluminum-base-cashmere-blue-b8f.jpg
SKU: MID274-001-228 | Midmark Physician Stool Manual Adjust Aluminum Base Raven Wing | Basic Stool - manually adjustable. Replaces Model 123. Chrome five leg base. Weight capacity: 350 pounds. Stool weight: 15 pounds. Shipping weight: 20 pounds. | physician-stool-manual-adjust-aluminum-base-raven-wing-6f6.jpg
SKU: MID274-001-252 | Midmark Physician Stool Manual Adjust Aluminum Base Treviso | Basic Stool - manually adjustable. Replaces Model 123. Chrome five leg base. Weight capacity: 350 pounds. Stool weight: 15 pounds. Shipping weight: 20 pounds. | physician-stool-manual-adjust-aluminum-base-treviso-ef5.jpg
SKU: MID274-001-244 | Midmark Physician Stool Manual Adjust Aluminum Base Special Color: Arctic | Basic Stool - manually adjustable. Replaces Model 123. Chrome five leg base. Weight capacity: 350 pounds. Stool weight: 15 pounds. Shipping weight: 20 pounds. | physician-stool-manual-adjust-aluminum-base-special-color-arctic-955.jpg
SKU: MID274-001-242 | Midmark Physician Stool Manual Adjust Aluminum Base Special Color: Spruce | Basic Stool - manually adjustable. Replaces Model 123. Chrome five leg base. Weight capacity: 350 pounds. Stool weight: 15 pounds. Shipping weight: 20 pounds. | physician-stool-manual-adjust-aluminum-base-special-color-spruce-6d9.jpg
SKU: MID274-001-236 | Midmark Physician Stool Manual Adjust Aluminum Base Silver Sage | Basic Stool - manually adjustable. Replaces Model 123. Chrome five leg base. Weight capacity: 350 pounds. Stool weight: 15 pounds. Shipping weight: 20 pounds. | physician-stool-manual-adjust-aluminum-base-silver-sage-c58.jpg
SKU: MID274-001-247 | Midmark Physician Stool Manual Adjust Aluminum Base Belagio | Basic Stool - manually adjustable. Replaces Model 123. Chrome five leg base. Weight capacity: 350 pounds. Stool weight: 15 pounds. Shipping weight: 20 pounds. | physician-stool-manual-adjust-aluminum-base-belagio-70f.jpg
SKU: MID274-001-234 | Midmark Physician Stool Manual Adjust Aluminum Base Clay | Basic Stool - manually adjustable. Replaces Model 123. Chrome five leg base. Weight capacity: 350 pounds. Stool weight: 15 pounds. Shipping weight: 20 pounds. | physician-stool-manual-adjust-aluminum-base-clay-403.jpg
SKU: MID274-001-246 | Midmark Physician Stool Manual Adjust Aluminum Base Special Color: Canyon | Basic Stool - manually adjustable. Replaces Model 123. Chrome five leg base. Weight capacity: 350 pounds. Stool weight: 15 pounds. Shipping weight: 20 pounds. | physician-stool-manual-adjust-aluminum-base-special-color-canyon-bf9.jpg
SKU: MID274-001-231 | Midmark Physician Stool Manual Adjust Aluminum Base Navy | Basic Stool - manually adjustable. Replaces Model 123. Chrome five leg base. Weight capacity: 350 pounds. Stool weight: 15 pounds. Shipping weight: 20 pounds. | physician-stool-manual-adjust-aluminum-base-navy-3ee.jpg
SKU: MID274-001-243 | Midmark Physician Stool Manual Adjust Aluminum Base Special Color: Olivine | Basic Stool - manually adjustable. Replaces Model 123. Chrome five leg base. Weight capacity: 350 pounds. Stool weight: 15 pounds. Shipping weight: 20 pounds. | physician-stool-manual-adjust-aluminum-base-special-color-olivine-634.jpg
SKU: MID274-001-312 | Midmark Physician Stool Manual Adjust Aluminum Base Black | Basic Stool - manually adjustable. Replaces Model 123. Chrome five leg base. Weight capacity: 350 pounds. Stool weight: 15 pounds. Shipping weight: 20 pounds. | physician-stool-manual-adjust-aluminum-base-black-dd5.jpg
SKU: MID274-001-245 | Midmark Physician Stool Manual Adjust Aluminum Base Special Color: Sky | Basic Stool - manually adjustable. Replaces Model 123. Chrome five leg base. Weight capacity: 350 pounds. Stool weight: 15 pounds. Shipping weight: 20 pounds. | physician-stool-manual-adjust-aluminum-base-special-color-sky-612.jpg
SKU: MID274-001-249 | Midmark Physician Stool Manual Adjust Aluminum Base Tuscany | Basic Stool - manually adjustable. Replaces Model 123. Chrome five leg base. Weight capacity: 350 pounds. Stool weight: 15 pounds. Shipping weight: 20 pounds. | physician-stool-manual-adjust-aluminum-base-tuscany-132.jpg
SKU: MID274-001-999 | Midmark Physician Stool Manual Adjust Aluminum Base Special Color | Basic Stool - manually adjustable. Replaces Model 123. Chrome five leg base. Weight capacity: 350 pounds. Stool weight: 15 pounds. Shipping weight: 20 pounds. | physician-stool-manual-adjust-aluminum-base-special-color-766.jpg
SKU: MID275-001-250 | Midmark Physician Stool Back Manual Adjust Aluminum Base Firenze | Basic stool w/back - manually adjustable. Replaces Model 124. Chrome five leg base. Weight capacity: 225 pounds. Stool weight: 20 pounds. Shipping weight: 25 pounds. | physician-stool-back-manual-adjust-aluminum-base-firenze-0f8.jpg
SKU: MID275-001-242 | Midmark Physician Stool Back Manual Adjust Aluminum Base Special Color: Spruce | Basic stool w/back - manually adjustable. Replaces Model 124. Chrome five leg base. Weight capacity: 225 pounds. Stool weight: 20 pounds. Shipping weight: 25 pounds. | physician-stool-back-manual-adjust-aluminum-base-special-color-spruce-c20.jpg
SKU: MID275-001-249 | Midmark Physician Stool Back Manual Adjust Aluminum Base Tuscany | Basic stool w/back - manually adjustable. Replaces Model 124. Chrome five leg base. Weight capacity: 225 pounds. Stool weight: 20 pounds. Shipping weight: 25 pounds. | physician-stool-back-manual-adjust-aluminum-base-tuscany-a65.jpg
SKU: MID275-001-244 | Midmark Physician Stool Back Manual Adjust Aluminum Base Special Color: Artic | Basic stool w/back - manually adjustable. Replaces Model 124. Chrome five leg base. Weight capacity: 225 pounds. Stool weight: 20 pounds. Shipping weight: 25 pounds. | physician-stool-back-manual-adjust-aluminum-base-special-color-artic-442.jpg
SKU: MID275-001-237 | Midmark Physician Stool Back Manual Adjust Aluminum Base Tea Green | Basic stool w/back - manually adjustable. Replaces Model 124. Chrome five leg base. Weight capacity: 225 pounds. Stool weight: 20 pounds. Shipping weight: 25 pounds. | physician-stool-back-manual-adjust-aluminum-base-tea-green-af4.jpg
SKU: MID275-001-245 | Midmark Physician Stool Back Manual Adjust Aluminum Base Special Color: Sky | Basic stool w/back - manually adjustable. Replaces Model 124. Chrome five leg base. Weight capacity: 225 pounds. Stool weight: 20 pounds. Shipping weight: 25 pounds. | physician-stool-back-manual-adjust-aluminum-base-special-color-sky-964.jpg
SKU: MID275-001-239 | Midmark Physician Stool Back Manual Adjust Aluminum Base Cashmere Blue | Basic stool w/back - manually adjustable. Replaces Model 124. Chrome five leg base. Weight capacity: 225 pounds. Stool weight: 20 pounds. Shipping weight: 25 pounds. | physician-stool-back-manual-adjust-aluminum-base-cashmere-blue-835.jpg
SKU: MID275-001-999 | Midmark Physician Stool Back Manual Adjust Aluminum Base Special Color | Basic stool w/back - manually adjustable. Replaces Model 124. Chrome five leg base. Weight capacity: 225 pounds. Stool weight: 20 pounds. Shipping weight: 25 pounds. | physician-stool-back-manual-adjust-aluminum-base-special-color-ce8.jpg
SKU: MID275-001-246 | Midmark Physician Stool Back Manual Adjust Aluminum Base Special Color: Canyon | Basic stool w/back - manually adjustable. Replaces Model 124. Chrome five leg base. Weight capacity: 225 pounds. Stool weight: 20 pounds. Shipping weight: 25 pounds. | physician-stool-back-manual-adjust-aluminum-base-special-color-canyon-798.jpg
SKU: MID275-001-238 | Midmark Physician Stool Back Manual Adjust Aluminum Base Fossil Grey | Basic stool w/back - manually adjustable. Replaces Model 124. Chrome five leg base. Weight capacity: 225 pounds. Stool weight: 20 pounds. Shipping weight: 25 pounds. | physician-stool-back-manual-adjust-aluminum-base-fossil-grey-42f.jpg
SKU: MID275-001-248 | Midmark Physician Stool Back Manual Adjust Aluminum Base Siena | Basic stool w/back - manually adjustable. Replaces Model 124. Chrome five leg base. Weight capacity: 225 pounds. Stool weight: 20 pounds. Shipping weight: 25 pounds. | physician-stool-back-manual-adjust-aluminum-base-siena-531.jpg
SKU: MID275-001-235 | Midmark Physician Stool Back Manual Adjust Aluminum Base Blueberry | Basic stool w/back - manually adjustable. Replaces Model 124. Chrome five leg base. Weight capacity: 225 pounds. Stool weight: 20 pounds. Shipping weight: 25 pounds. | physician-stool-back-manual-adjust-aluminum-base-blueberry-547.jpg
SKU: MID275-001-233 | Midmark Physician Stool Back Manual Adjust Aluminum Base Dusty Blue | Basic stool w/back - manually adjustable. Replaces Model 124. Chrome five leg base. Weight capacity: 225 pounds. Stool weight: 20 pounds. Shipping weight: 25 pounds. | physician-stool-back-manual-adjust-aluminum-base-dusty-blue-42f.jpg
SKU: MID275-001-247 | Midmark Physician Stool Back Manual Adjust Aluminum Base Belagio | Basic stool w/back - manually adjustable. Replaces Model 124. Chrome five leg base. Weight capacity: 225 pounds. Stool weight: 20 pounds. Shipping weight: 25 pounds. | physician-stool-back-manual-adjust-aluminum-base-belagio-a85.jpg
SKU: MID275-001-312 | Midmark Physician Stool Back Manual Adjust Aluminum Base Black | Basic stool w/back - manually adjustable. Replaces Model 124. Chrome five leg base. Weight capacity: 225 pounds. Stool weight: 20 pounds. Shipping weight: 25 pounds. | physician-stool-back-manual-adjust-aluminum-base-black-e3e.jpg
SKU: MID275-001-232 | Midmark Physician Stool Back Manual Adjust Aluminum Base Shadow | Basic stool w/back - manually adjustable. Replaces Model 124. Chrome five leg base. Weight capacity: 225 pounds. Stool weight: 20 pounds. Shipping weight: 25 pounds. | physician-stool-back-manual-adjust-aluminum-base-shadow-331.jpg
SKU: MID275-001-240 | Midmark Physician Stool Back Manual Adjust Aluminum Base Terra Cotta | Basic stool w/back - manually adjustable. Replaces Model 124. Chrome five leg base. Weight capacity: 225 pounds. Stool weight: 20 pounds. Shipping weight: 25 pounds. | physician-stool-back-manual-adjust-aluminum-base-terra-cotta-24c.jpg
SKU: MID275-001-243 | Midmark Physician Stool Back Manual Adjust Aluminum Base Special Color: Olivine | Basic stool w/back - manually adjustable. Replaces Model 124. Chrome five leg base. Weight capacity: 225 pounds. Stool weight: 20 pounds. Shipping weight: 25 pounds. | physician-stool-back-manual-adjust-aluminum-base-special-color-olivine-247.jpg
SKU: MID275-001-229 | Midmark Physician Stool Back Manual Adjust Aluminum Base Perfect Plum | Basic stool w/back - manually adjustable. Replaces Model 124. Chrome five leg base. Weight capacity: 225 pounds. Stool weight: 20 pounds. Shipping weight: 25 pounds. | physician-stool-back-manual-adjust-aluminum-base-perfect-plum-b09.jpg
SKU: MID275-001-241 | Midmark Physician Stool Back Manual Adjust Aluminum Base Special Color: Pacific Blue | Basic stool w/back - manually adjustable. Replaces Model 124. Chrome five leg base. Weight capacity: 225 pounds. Stool weight: 20 pounds. Shipping weight: 25 pounds. | physician-stool-back-manual-adjust-aluminum-base-special-color-pacific-blue-69f.jpg
SKU: MID275-001-228 | Midmark Physician Stool Back Manual Adjust Aluminum Base Raven Wing | Basic stool w/back - manually adjustable. Replaces Model 124. Chrome five leg base. Weight capacity: 225 pounds. Stool weight: 20 pounds. Shipping weight: 25 pounds. | physician-stool-back-manual-adjust-aluminum-base-raven-wing-9b1.jpg
SKU: MID275-001-252 | Midmark Physician Stool Back Manual Adjust Aluminum Base Treviso | Basic stool w/back - manually adjustable. Replaces Model 124. Chrome five leg base. Weight capacity: 225 pounds. Stool weight: 20 pounds. Shipping weight: 25 pounds. | physician-stool-back-manual-adjust-aluminum-base-treviso-145.jpg
SKU: MID275-001-236 | Midmark Physician Stool Back Manual Adjust Aluminum Base Silver Sage | Basic stool w/back - manually adjustable. Replaces Model 124. Chrome five leg base. Weight capacity: 225 pounds. Stool weight: 20 pounds. Shipping weight: 25 pounds. | physician-stool-back-manual-adjust-aluminum-base-silver-sage-5e0.jpg
SKU: MID275-001-234 | Midmark Physician Stool Back Manual Adjust Aluminum Base Clay | Basic stool w/back - manually adjustable. Replaces Model 124. Chrome five leg base. Weight capacity: 225 pounds. Stool weight: 20 pounds. Shipping weight: 25 pounds. | physician-stool-back-manual-adjust-aluminum-base-clay-654.jpg
SKU: MID275-001-230 | Midmark Physician Stool Back Manual Adjust Aluminum Base Moss | Basic stool w/back - manually adjustable. Replaces Model 124. Chrome five leg base. Weight capacity: 225 pounds. Stool weight: 20 pounds. Shipping weight: 25 pounds. | physician-stool-back-manual-adjust-aluminum-base-moss-8cb.jpg
SKU: MID275-001-231 | Midmark Physician Stool Back Manual Adjust Aluminum Base Navy | Basic stool w/back - manually adjustable. Replaces Model 124. Chrome five leg base. Weight capacity: 225 pounds. Stool weight: 20 pounds. Shipping weight: 25 pounds. | physician-stool-back-manual-adjust-aluminum-base-navy-d90.jpg
SKU: MID275-001-216 | Midmark Physician Stool Back Manual Adjust Aluminum Base Pebble Grey | Basic stool w/back - manually adjustable. Replaces Model 124. Chrome five leg base. Weight capacity: 225 pounds. Stool weight: 20 pounds. Shipping weight: 25 pounds. | physician-stool-back-manual-adjust-aluminum-base-pebble-grey-df8.jpg
SKU: MID275-001-251 | Midmark Physician Stool Back Manual Adjust Aluminum Base Capri | Basic stool w/back - manually adjustable. Replaces Model 124. Chrome five leg base. Weight capacity: 225 pounds. Stool weight: 20 pounds. Shipping weight: 25 pounds. | physician-stool-back-manual-adjust-aluminum-base-capri-6a1.jpg
SKU: MID274-001-857 | Midmark 274 Basic Stool Manually Adjustable Obsidian | Ritter Classic Series stools by Midmark are the industryâ€™s most popular stools and the foundation of our seating line. The 274 stool provides physicians with the comfort, stability and maneuverability youâ€™ve come to expect from the Ritter name. | 274-basic-stool-manually-adjustable-obsidian--7af.png
SKU: UMFSS6700 | UMF Medical Stainless Steel Stool | UMF Medical 6700 stainless steel stool with tubular foot rest, revolving seat and backrest. | stainless-steel-stool-897.jpg
SKU: UMFSS6700 | UMF Medical Stainless Steel Stool | UMF Medical 6700 stainless steel stool with tubular foot rest, revolving seat and backrest. | stainless-steel-stool-897.jpg
SKU: SAMP560387 | Sammons Preston Economy Pneumatic Stool | The Sammons Preston Economy Pneumatic Stool is a mobile office stool with comfortable padding. The stool has casters to easily move it from room to room. The stool is ideal for use in the office, clinics, and at home. This 16" diameter swivel-seat stool is made from 3" foam covered with surface-washable material. | economy-pneumatic-stool-b3b.jpg
SKU: ALHS1160BA-RPL | Allied Healthcare 800cc Plastic Replacement Canister | Suction Canister 800mL with SnapOn Lid Allied S1160BARPL- 1 Each | 800cc-plastic-replacement-canister-27a.jpg
SKU: IPUMRS42OXYCAD | IPU Respiratory Cart | This Respiratory Cart serves as a complete mobile respiratory station, holding all equipment necessary for a ventilator patient. A wheeled oxygen concentrator can fit conveniently beneath the bottom shelf, and with the included velcro strap, it will be kept in place and move along with the cart. The shelves have raised retaining lips to keep equipment safe, and a push bar is incorporated into the cart's design to aid mobility. | respiratory-cart-c30.png
SKU: DRV18580 | Drive Medical O2 Analyzer with 3 Digit LCD Display | The Check and Go is designed to monitor oxygen concentration in the patient-breathing environment. It is one of a full line of oxygen analyzers. The Check and Go utilizes the Drive oxygen sensor and is engineered for fast response, maximum reliability and stable performance. The Check and Go is designed primarily for spot checking of oxygen levels delivered by medical oxygen delivery equipment and respiratory care systems. Its lightweight, compact size, extended battery life, and "auto off" feature makes this oxygen analyzer ideal for portable oxygen analysis by qualified heath care professionals. | o2-analyzer-with-3-digit-lcd-display-07c.jpg
SKU: MADA178BE | MADA Medical Plastic Elbow For 178B | Plastic Elbow for 178B. | plastic-elbow-for-178b-bc0.jpg
SKU: MADA1515ME | MADA Medical Oxy-Uni-Pak in Shoulder Bag | 1503ME Aluminum Oxygen Cylinder, 1309A adj. flow reg. (2-8 LPM), nasal cannula, 1509 shoulder bag (Empty). | oxy-uni-pak-in-shoulder-bag-46d.jpg
SKU: ALH01-90-3928 | Allied Healthcare Disposable Hydrophobic Bacteria Filter | Run time operation on fully-charged battery for approximately 3 hours at maximum vacuum. 25-550mm Hg vacuum range, coupled with greater than 30lpm flow, provides powerful suction for faster aspiration. | disposable-hydrophobic-bacteria-filter-ba9.jpg
SKU: CFAL7025 | CareFusion Sterile Water 5 ml | ModudoseÂ® 5mL Sterile Water | sterile-water-5-ml-fec.jpg
SKU: ROSCSMK-SGN | Roscoe Medical No Smoking Oxygen in Use Sign 7.50 inch square | Oxygen in use, No Smoking, No Fumar. Non-adhesive. Printed in red ink on white cover stock. With hole on top. | no-smoking-oxygen-in-use-sign-750-inch-square-a48.jpg
SKU: OMRC801NEB | Omron Healthcare Nebulizer Kit For NEC801 | Nebulizer Kit for NE-C801 Nebulizer - This reusable neb set is for use with the Omron NE-C801 nebulizer machine. The kit includes an angled mouthpiece that allows you to sit back and relax during nebulizer treatments. | nebulizer-kit-for-nec801-32f.jpg
SKU: CVN4.0PDC | Covidien Shiley Pediatric Tracheostomy Tubes Cuffed and Cuffless Size 4.0 Pediatric Cuffed 4.0mm I.D. x 5.9mm O.D. x 41mm L | The leading brand of disposable tracheostomy tubes. Includes a full range of adult, pediatric and neonatal tracheostomy tubes as well as speaking valves, tracheostomy tube holders and custom tracheostomy tube services. Helps provide pediatric patients with the right fit and maintain airway patency, helping ensure patient safety and comfort. Shileyâ„¢ tracheostomy tubes are a trusted solution from a proven partner. | shiley-pediatric-tracheostomy-tubes-cuffed-and-cuffless-size-40-pediatric-cuffed-40mm-id-x-59mm-od-x-41mm-l-de2.jpg
SKU: PEPM542 | Pepper Medical Trach Tube Holder Neonatal 2 Piece | Trach Tube Holder, Neonatal, 2-Piece | trach-tube-holder-neonatal-2-piece-b7b.png
SKU: CVN60XLTIN | Covidien Inner Cannula Size 6.0 Disposable Extended Length | For patients with challenging anatomy, Shiley XLT extended-length disposable inner cannula tracheostomy tubes are an efficient and economical, off-the-shelf alternative to custom tracheostomy tubes. | inner-cannula-size-60-disposable-extended-length-6c7.jpg
SKU: CRFUCN0005 | CareFusion AirLife Water Sterile For Inhalation USP 500mL | AirLife Sterile Water for Inhalation 500mL CareFusion CN0005 | airlife-water-sterile-for-inhalation-usp-500ml-1db.png
SKU: MARP201D | Marpac Tracheostomy Collar Universal Fit | Secure tabs limit movement of the tracheostomy tube, reducing accidental decannulation | tracheostomy-collar-universal-fit--4ed.jpg
SKU: MKS27423900 | McKesson Tracheostomy Tube Holder Medi-Pakâ„¢ Performance Pediatric, Flexible Material, Adjustable Length | TRACH TUBE HOLDER PED 10EA/BX 10BX/CS MCK BRAND | tracheostomy-tube-holder-medi-paktrade-performance-pediatric-flexible-material-adjustable-length--41c.jpg
SKU: RLMZRTCT | ReliaMed Tracheostomy Care Tray with Vinyl Powder Free Gloves, Sterile | ReliaMed Tracheostomy Care Tray with Vinyl Powder Free Gloves. Includes one inner basin; one trach brush; one pair of powder-free pvc gloves; four pipe cleaners; two cotton-tip applicators; one waterproof drape; one split sponge; one twill tape, white; and four nonwoven sponges. Sterile. | tracheostomy-care-tray-with-vinyl-powder-free-gloves-sterile-8f6.jpg
SKU: RLMZRTT240 | ReliaMed Tracheostomy Tube Holder | Fully adjustable neckband attaches to tube with Velcro fasteners to hold tube in place and prevent extubation. washable neckband fits most adults. latex-free. | tracheostomy-tube-holder-8c8.jpg
SKU: RLMZRTT241P | ReliaMed Pediatric Tracheostomy Tube Holder, Up to 9" Neck | ReliaMed Pediatric Trach Tube Holder, Up To 9"Neck. | pediatric-tracheostomy-tube-holder-up-to-9-neck-994.jpg
SKU: DKL15200 | Dukal Tracheostomy Care Kit Sterile | The DUKAL Tracheostomy Care Kit comes complete with all necessary items for care and cleaning of the trach site. Compact and disposable this kit offers easy storage, nurse convenience and infection control. | tracheostomy-care-kit-sterile-75b.jpg
SKU: MARP204-D | Marpac Universal Fit Tracheostomy Collars Adult 19 In | Easy-to-use Marpac tracheostomy collars are made of soft foam with smooth sealed edges to help keep your little patients comfortable. | universal-fit-tracheostomy-collars-adult-19-in-9c9.jpg
SKU: MARP201-D | Marpac Universal Fit Tracheostomy Collars-Adult 21.5 in. | Easy-to-use Marpac tracheostomy collars are made of soft foam with smooth sealed edges to help keep your little patients comfortable. They hold securely and are latex-free. If you have hard-to-fit patients, we also manufacture custom trach collars to your specifications.Secure tabs limit movement of the tracheostomy tube reducing accidental decannulation.Fastener tabs quickly and easily attach to the tracheostomy tube. | universal-fit-tracheostomy-collars-adult-215-in-0b1.jpg
SKU: MARP203-D | Marpac Universal Fit Pediatric Tracheostomy Collars | Easy-to-use Marpac tracheostomy collars are made of soft foam with smooth sealed edges to help keep your little patients comfortable. They hold securely and are latex-free. If you have hard-to-fit patients, we also manufacture custom trach collars to your specifications.Secure tabs limit movement of the tracheostomy tube reducing accidental decannulation.Fastener tabs quickly and easily attach to the tracheostomy tube. | universal-fit-pediatric-tracheostomy-collars-339.jpg
SKU: PEPM301-P | Pepper Medical Peditraic Trach Tube Holder | The Pepper Medical Tracheostomy Tube Neckband is designed to provide secure positioning of the tracheostomy tube for the patient. It is a one piece neckband made of hypoallergenic cotton-pile. It attaches to the Tracheostomy tube with fastener tabs. Made specifically for the pediatric patient. Soft, hypoallergenic, no stretch, cotton ensures patient safety and comfort. Latex freeReduces skin breakdown. Easy to adjust for proper fit. | peditraic-trach-tube-holder-088.jpg
SKU: SMTH60A160 | Smiths Medical Bivona Uncuffed Adult Tracheostomy Tubes, ID 6.0 mm, OD 8.8 mm, Length 70.0 mm | The forgiving nature of the silicone tube material allows the patient a greater range of mobility and more comfort than tubes made of more rigid materials. For patients who do not require a cuff, the all silicone construction of this uncuffed tube makes it an ideal choice. The soft, comfortable and compliant neck flange allows the tube to be secured with minimal stoma irritation. A comprehensive range of sizes confirms your patient can be properly fit for maximum comfort and function. | bivona-uncuffed-adult-tracheostomy-tubes-id-60-mm-od-88-mm-length-700-mm-d61.jpg
SKU: BLDM1157 | Ballard Medical KIMVENT Heat Moisture Exchanger, Pediatric Trach HME, "T" Shape | KIMVENT Heat Moisture Exchanger, Pediatric Trach HME, "T" Shape. For pediatric patients with a tracheostomy tube. | kimvent-heat-moisture-exchanger-pediatric-trach-hme-t-shape-722.jpg
SKU: HUD1076 | Hudson RCI Pediatric Tracheostomy Masks | Same as Item Code 1075 except pediatric-sized mask, Masks are individually packaged, 50 to a case. | pediatric-tracheostomy-masks-1b4.jpg
SKU: HUD1076 | Hudson RCI Pediatric Tracheostomy Masks | Same as Item Code 1075 except pediatric-sized mask, Masks are individually packaged, 50 to a case. | pediatric-tracheostomy-masks-1b4.jpg
SKU: ISG135TTH | Invacare Disposable Tracheostomy Tube Holder, One Size Fits Most | Soft, hypo-allergenic 100% cotton flannel that wicks moisture away from the skin, evaporating through the loop backing; preventing irritation and skin breakdown by allowing air to flow through to skin. Fabric integrity will not stretch, pull or "rope" digging into neck. 1" width will not roll-over or fold. Closed seams on edges of flannel neckband for reduced sponge effect of foam laminate, keeping moisture out of trach tie. Thicker foam padding for maximum comfort and less pain. FlexPiece that allows for edema & cough reflex and "Flex" for weight of Vent Circuitry. Two-piece adjustable neckband for universal sizing that is easily adjusted to any size patient with the help of secure Velcro tabs. Latex-free. | disposable-tracheostomy-tube-holder-one-size-fits-most-1a9.jpg
SKU: MARP204D | Marpac Tracheostomy Collar-Universal Fit, Adjustable, fits up to 19" Neck | Two-piece adjustable design. Secure tabs limit movement of the tracheostomy tube, reducing accidental decannulation. Fastener tabs quickly and easily attach to the tracheostomy tube. Available in a variety of sizes (neo-natal to 26" neck). Non-Sterile and Latex-free. | tracheostomy-collar-universal-fit-adjustable-fits-up-to-19-neck-5d1.jpg
SKU: MALM353U19004 | Mallinckrodt Medical Tracheolife II Heat and Moisture Exchanger | Compact and lightweight single use heat and moisture exchanger (HME) device for tracheostomy. Allows the combination of high humidification efficiency with long term effectiveness. Improvements include: a small collection chamber into which sputum deposits without compromising functionality; a central port through which suctioning and sampling may be performed without removing the device; and HME element is made of cellulose. Oxygen port is positioned to allow heating and humidification of all inspired gases. | tracheolife-ii-heat-and-moisture-exchanger--813.jpg
SKU: ISG1332869 | Health Care Wholesalers Tracheostomy Care Kit | Disposable, sterile, single use tray features 2 compartments with items necessary for care of tracheostomy patients.Includes: 4- 4" x 4", 8-ply Cotton Gauze Sponges, 1/2" x 20" Twill Tape, Bristled Cleaning Brush, 3- Pipe Cleaners, 2- Wood Handle Cotton Tip Applicators, Split 4" x 4", 12-ply Trach Gauz, White 2-ply Towel, 1 Pair Vinyl Medical Exam Gloves. | tracheostomy-care-kit-0d8.jpg
SKU: MALMTTH | Mallinckrodt Medical Tracheostomy Tube Holder, 18" | One size adjusts to fit most patients from pediatric to adults with neck size to 18". Made of latex-free, foam-padded cotton for patient comfort. Velcro hooks attach easily to tracheostomy tube neck flange. Wide band tapers at hooks to reduce excess secretion accumulation. Soft materials and wide band promote better skin care. Designed for single patient use. | tracheostomy-tube-holder-18-09c.jpg
SKU: CRFU1225 | CareFusion AirLife Tracheostomy Mask, Adult | Neckband is made from comfortable, nonbiting material; swivel tubing connector permits access from either side of the patient. Special snaps allow mask to be removed with minimal disturbance to the patient. Disposable and Latex-free. | airlife-tracheostomy-mask-adult-bbf.jpg
SKU: TLFX1075 | Teleflex Tracheostomy Mask, Adult | For tracheostomy and laryngectomy aerosol therapy. Tubing connector swivels 360 degrees and accepts 22mm I.D. corrugated tubing. | tracheostomy-mask-adult-ac6.jpg
SKU: KCC21603 | Kimberly-Clark Ballard Trach Care with Double Swivel Elbow | The Kimberly-Clark Ballard Trach Care Double Swivel Elbow Endotracheal features lavage irrigation port and locking thumb port. The trach is ffered in a variety of configurations of catheter french sizes, lengths, and accessories to meet both patient and caregiver needs. The item is gamma sterilized and designed for single patient use. | ballard-trach-care-with-double-swivel-elbow-6e7.jpg
SKU: CVN7SCT | Covidien Shiley Single Cannula Tracheostomy Tubes | Includes a full range of adult, pediatric and neonatal tracheostomy tubes as well as speaking valves, tracheostomy tube holders and custom tracheostomy tube services. | shiley-single-cannula-tracheostomy-tubes-46a.jpg
SKU: MAB40-741-000 | Briggs Healthcare Steam Inhaler | Soothing, steady vapor with variable steam adjustment, Ideal for aromatherapy. Fast 6-9 minute therapy. | steam-inhaler-0f2.jpg
SKU: ALH31-01-0500 | Allied Healthcare Portable Emergency Oxygen Unit With Cylinder Mask and Regulator | Allied Healthcareâ€™s line of disposable oxygen U.S.P. units provide oxygen for critical medical emergencies where use of oxygen is required until trained medical personnel can be summoned. The unit is complete with one disposable oxygen cylinder, one oxygen mask with 7 feet of oxygen tubing, and one 6 LPM oxygen regulator with contents (pressure) gauge. | portable-emergency-oxygen-unit-with-cylinder-mask-and-regulator-39b.jpg
SKU: ALH31-01-0555 | Allied Healthcare Twin Pack Portable Emergency Oxygen Unit 2 cylinders mask and regulator | The Lif-O-Gen Disposable Oxygen Kit comes with a choice of two models; a 15-Minute Kit and a 30-Minute Kit. The 15-Minute Kit option comes with one Oxygen Cylinder and provides 15 minutes of oxygen flow, and the 30-Minute comes with 2 Oxygen Cylinders and provides 30 minutes of oxygen. | twin-pack-portable-emergency-oxygen-unit-2-cylinders-mask-and-regulator-50b.jpg
SKU: MADA167WR | MADA Medical Cylinder Wrench Plastic | With chain for Small Cylinders with CGA-870 post valve. | cylinder-wrench-plastic-ffa.jpg
SKU: MADA1630A-15E | MADA Medical E Oxygen Kit on Cart Empty | "E" Oxygen Kit on Cart | e-oxygen-kit-on-cart-empty-9d0.jpg
SKU: MADA370C | MADA Medical D E Small Cylinder Cart | Cylinder Cart For Sizes D Or E | d-e-small-cylinder-cart--37d.jpg
SKU: NOVA6001 | Nova Oxygen Tank Cart With Wheels | The Oxygen Tank Cart with Wheels has a height adjustable handle and is used with E- and D-Tank gas cylinders, allowing for easy oxygen use on the go. | oxygen-tank-cart-with-wheels-f2e.jpg
SKU: INVIDD20EX | Invacare Venture Demand Oxygen Delivery Device 20psi | Recently-enhanced Venture Demand Oxygen Delivery Device (DODD) is designed to give patients the freedom to do more of what they want to do. When used with smaller cylinders, it is lightweight, portable and extremely easy to carry. Extended oxygen usage time makes it perfect for out-of-home use. Through a wide range of respiratory rates (10-40 bpm), the Venture DODD is able to deliver precise amounts of oxygen at the very beginning of each breath in which delivery duration is dependent on respiratory rate (variable-pulse technology). Its alarms are clearly identified, making solutions simple and quick. | venture-demand-oxygen-delivery-device-20psi-fd5.jpg
SKU: INVIOH200 | Invacare HomeFill Oxygen Compressor System | The Invacare HomeFill Oxygen System has revolutionized ambulatory oxygen by allowing patients to fill their own cylinders from their Invacare 5-liter and 10-liter concentrators. With the Invacare HomeFill Oxygen System, providers reduce costs by virtually eliminating cylinder deliveries, while patients enjoy their freedom and independence with an unlimited supply of ambulatory oxygen. The HomeFill Oxygen System allows the patient to breathe at home from a continuous flow concentrator and then use a convenient ambulatory pack when they are "out and about." | homefill-oxygen-compressor-system-479.jpg
SKU: INVHF2PCL6BAG | Invacare HomeFillÂ® Patient Convenience Pack | The available Patient Convenience Pack for the InvacareÂ® HomeFillÂ® System uses the latest integrated pneumatic conserving technology while remaining lightweight. This cylinder combines all the patient independence and provider cost savings realized with the HomeFill delivery model plus carefree convenience and simplicity. | homefillreg-patient-convenience-pack-18b.jpg
SKU: MADA400-1A | MADA Medical CGA-870 Oxygen Post Valve Gauge Port toggle and O Ring | Oxygen post valve with gauge port, toggle, "O" ring. | cga-870-oxygen-post-valve-gauge-port-toggle-and-o-ring-a2a.jpg
SKU: MADA1501E | MADA Medical 416 Liter Aluminum Oxygen Kits D Cylinder | 416 Liter Aluminum Oxygen Kits "D" Cylinder | 416-liter-aluminum-oxygen-kits-d-cylinder-66b.jpg
SKU: MADA1315ME | MADA Medical Oxy Uni Pak in Shoulder Bag | 210 Liter Aluminum Oxygen Kits | oxy-uni-pak-in-shoulder-bag-c7c.jpg
SKU: GFJB0150-086 | Graham Field John Bunn Oxygen Regulator 0-15 LPM H-Nut Style / CGA540 | John Bunn Oxygen Regulator 0-15 LPM H-Nut Style / CGA540 | john-bunn-oxygen-regulator-0-15-lpm-h-nut-style-cga540-ae8.jpg
SKU: GFB10325 | Everest & Jennings O2 Cylinder Holder | O2 Cylinder Holder | o2-cylinder-holder-16e.jpg
SKU: MADA1306A | MADA Medical Refilling Adapter For Mada Valve Systems 36" Flexible Hose | 36" flexible hose for MadaValve systems. | refilling-adapter-for-mada-valve-systems-36-flexible-hose-2ab.jpg
SKU: MADA300-14AS | MADA Medical On Off Knob Black with Xcrew For Mada Regulators | Liter Flow knob for regulator | on-off-knob-black-with-xcrew-for-mada-regulators-514.jpg
SKU: MADA300-17A | MADA Medical Dust Cap Green For Cylinder CGA-540 | Green Plastic CGA-540 valve dust caps. | dust-cap-green-for-cylinder-cga-540-de2.jpg
SKU: MADA301-10 | MADA Medical Liter Flow Gauge 2-8 LPM For 1309A Regulator Back Mounted | 1/8â€NPT Back Mounted 2-8 LPM Oxygen Gauge for Mada Regulator 1309A. | liter-flow-gauge-2-8-lpm-for-1309a-regulator-back-mounted-e46.jpg
SKU: MADA302-11-15 | MADA Medical Liter Flow Gauge 2-15 LPM, Bottom Mounted 1/8" NPT | 1/8â€NPT Bottom Mounted 2-15 LPM Oxygen Gauge for Mada Regulators 1333-15, 1335-15, 1443-15, 1443S-15. | liter-flow-gauge-2-15-lpm-bottom-mounted-1-8-npt-bf4.jpg
SKU: MADAR1833-8G | MADA Medical Adjustable Flow Click Style Oxygen Regulators with Contents Gauge | Mada Medical's line of Adjustable Flow Click Style Oxygen Regulators with Contents Gauge are high quality and reliable regulators. | adjustable-flow-click-style-oxygen-regulators-with-contents-gauge--c80.jpg
SKU: MADAR1833GBHF-25 | MADA Medical Multi-Purpose High Low Flow Click Style Oxygen Regulators | Multi-Purpose High/ Low Flow Click Style Oxygen Regulators, 1/4-25 LPM, CGA-540 Hex Nut, 2 DISS Outlets, 50 PSI For Large Cylinders. | multi-purpose-high-low-flow-click-style-oxygen-regulators-58c.jpg
SKU: MADA302-5GP | MADA Medical 0-3000 PSI Gauge Back Mounted and Protector | 1/8" NPT Back Mounted 0-3,000 PSIG Oxygen Contents Gauge for Mada Regulators and Cylinders. | 0-3000-psi-gauge-back-mounted-and-protector-337.jpg
SKU: MADA1209 | MADA Medical M6 Shoulder Bag | Shoulder bag for "M6" Cylinders. | m6-shoulder-bag-b7e.jpg
SKU: MADA1443 | MADA Medical Mini-Oxygen Regulator Adjustable Flow Oxygen Regulators For C D and E Cylinders | 2-8 LPM Mini-Regulator For Aluminum Cylinder with Gauge. | mini-oxygen-regulator-adjustable-flow-oxygen-regulators-for-c-d-and-e-cylinders--c3c.jpg
SKU: MADA1509 | MADA Medical Soft Style Shoulder Bag For "D" Size Cylinder | Shoulder bag for "D" Size Cylinders | soft-style-shoulder-bag-for-d-size-cylinder-225.jpg
SKU: MADA2001 | MADA Medical Cylinder Stand For D/E Cylinder | 'D'/'E' Small Cylinder Stand. | cylinder-stand-for-d-e-cylinder-b21.jpg
SKU: MADA2004 | MADA Medical 'D'/'E' Small Cylinder Stand | Stand for 6 "D"/"E" Cylinders (Chrome Finish). | d-e-small-cylinder-stand-ade.jpg
SKU: MADA2008 | MADA Medical Cylinder Stand For 18 D/E Cylinders | 'D'/'E' Small Cylinder Stand. | cylinder-stand-for-18-d-e-cylinders-2c9.jpg
SKU: MADA2023 | MADA Medical Cylinder Cart For Sizes M7 M9 C D Or E 4 Wheels & Detachable Handle Holds Up To 6 Cylinders Painted | Cart for 6 "M7", "C", "D", "E" Cylinders | cylinder-cart-for-sizes-m7-m9-c-d-or-e-4-wheels-amp-detachable-handle-holds-up-to-6-cylinders-painted-738.jpg
SKU: MADA2046 | MADA Medical Cylinder Stand For "M60" Cylinder Painted | Stand for 1902 "M60" Cylinder. | cylinder-stand-for-m60-cylinder-painted-e99.jpg
SKU: MADA302-4 | MADA Medical Oxygen Fitting | Oxygen Fitting, Green Plastic, For Hose Connector. | oxygen-fitting-466.jpg
SKU: MADA1629E | MADA Medical Oxygen Resuscitator Kit on Cart E Cylinder | 1603E Aluminum Cylinder, 1442 fixed flow mini-reg. | oxygen-resuscitator-kit-on-cart-e-cylinder-fd8.jpg
SKU: DRVOM-812 | Drive Medical Bonsai Velocity Pneumatic Conserver | The Bonsai Velocity is the most efficient pneumatic conserver on the market, enjoying more liter flow equivalencies, continuous flow settings, and a higher savings ratio than the competition. The Bonsai Velocity's decreased delivery time increases oxygen concentration provided to the patient, thus increases the ability to better maintain patient saturation levels, all while maintaining up to a 6:1 conservation ratio. The Bonsai Velocity delivers a uniform oxygen pulse which ensures that if you breathe faster, you will still receive the same amount of oxygen; unlike other products on the market. | bonsai-velocity-pneumatic-conserver-093.jpg
SKU: DRVCH3115-L | Drive Medical Chad CGA 870 Brass Core Oxygen Regulator 0-15 LPM | The Chad CGA 870 Oxygen Regulator offers a multitude of liter flow options from 0-15 liters per minute. The Barb Outlet will connect directly with a cannula. The ergonomic T-handle makes tightening quick and pain free. A sleek blue finish gives this oxygen regulator some flare. This oxygen regulator by Chad is made with brass components to ensure long lasting and reliable use. This item has been fully quality control tested and inspected in the USA. | chad-cga-870-brass-core-oxygen-regulator-0-15-lpm-39b.jpg
SKU: DRV18149KD | Drive Medical Oxygen Cylinder Stand M60 M90 MM H T | This Oxygen Cylinder Stand from Drive Medical allows large oxygen cylinders to be secured upright. The clamp adjusts from 7" to 9", allowing cylinders of the following sizes to be secured: M60, M90, MM, H, and T. | oxygen-cylinder-stand-m60-m90-mm-h-t-a2e.jpg
SKU: CF9005A | CareFusion PEEP Valve Adapter 22 mm M x 30 mm M | PEEP Valve Adapter, 22 mm M x 30 mm M. | peep-valve-adapter-22-mm-m-x-30-mm-m-bea.jpg
SKU: MADA1411E | MADA Medical First-In Oxygen Resuscitator in Carry Bag | 1402E Aluminum Oxygen Cylinder | first-in-oxygen-resuscitator-in-carry-bag-b86.jpg
SKU: MADA370ECO | MADA Medical D/ E Small Cylinder Stand | Adjustable Cart for "D"/"E" Cylinder. | d-e-small-cylinder-stand-276.jpg
SKU: RES130-0400 | Responsive Respiratory Respond C5 Single Lumen Conserver | Whisper quiet - ideal for church, movie bingo outings. | respond-c5-single-lumen-conserver-78a.png
SKU: RES150-0100 | Responsive Respiratory Single D & E Cylinder Cart | Single D & E Cylinder Cart For use with D or E size medical oxygen cylinders | single-d-e-cylinder-cart-64c.png
SKU: ALH31-80-2058 | Allied Healthcare Replacement Carry Case for the Disposable Emergency Oxygen Kit | The Replacement Carry Case for the Disposable Emergency Oxygen Kit allows the corresponding oxygen cylinders to be transported with the use of a safe and reliable case, thereby allowing the portability of oxygen tanks to take place with ease. | replacement-carry-case-for-the-disposable-emergency-oxygen-kit-841.jpg
SKU: HUD1589 | Hudson RCI Aqua+ HCH | The Aqua+ HCH line uses a fiber-free, cellular, hygroscopically treated media and is available in a variety of configurations to meet a wide range of clinical needs. | aqua-hch-946.jpg
SKU: NYO99-O2RK-12 | NY Orthopedic Oxygen Cylinder Rack 12, C, D and E Cylinders | Cylinder racks provide convenient storage of multiple oxygen tanks.Size C (M9), D (M15), E (M24) cylinders.Dimensions: 9Â¼" x 15Â¾" x 20Â¼".Holds 12 cylinders.Steel, Chrome finish. | oxygen-cylinder-rack-12-c-d-and-e-cylinders-98a.jpg
SKU: INVHF2PCM2KIT | Invacare M2 cylinder with bag and belt | The available Patient Convenience Pack for the InvacareÂ® HomeFillÂ® System uses the latest integrated pneumatic conserving technology while remaining lightweight. This cylinder combines all the patient independence and provider cost savings realized with the HomeFill delivery model plus carefree convenience and simplicity. | m2-cylinder-with-bag-and-belt-f4d.jpg
SKU: MADA2003 | MADA Medical Cylinder Stand For 4 D E Cylinders | Stand for 4 "M7", "C", "D", "E" Cylinders | cylinder-stand-for-4-d-e-cylinders-0f5.jpg
SKU: CRFM199010 | Carefore Medical Brass Yoke Washer | Brass Yoke Washer | brass-yoke-washer-b2c.jpg
SKU: ROSCM6-BAG | Roscoe Medical Shoulder-Style Cylinder Bag with Adjustable Strap Black | ValueAdvantage M6 Cylinder Bag Roscoe Medical ValueAdvantage cylinder bags are priced up to 35 percent lower than comparable bags currently on the market. Features high-quality padded nylon fabric, adjustable shoulder strap and clear window panel for easy viewing of the regulator. | shoulder-style-cylinder-bag-with-adjustable-strap-black-f11.jpg
SKU: CVN331U5661 | Covidien DAR Double Swivel Connector Extendable Extension Tube 15F/22M - 15M | Electrostatic Hydrophobic media protects against cross-contamination. May be placed at patient or equipment side. Lightweight, compact design reduces circuit weight. Low resistance to flow minimizes work of breathing. ISO standard 15mm and 22mm fitting connects to breathing circuit. Supplied clean and individually packaged. Single patient use on anesthetized patients and respiratory care patients who require a breathing circuit. The product is intended to be replaced at least once every 24 hours. | dar-double-swivel-connector-extendable-extension-tube-15f-22m-15m-e8a.jpg
SKU: CVN4-070305-00 | Covidien Puritan Bennett ReX800 Expiratory Bacterial Filter | Puritan Bennett ReX800 Expiratory Bacterial Filter. | puritan-bennett-rex800-expiratory-bacterial-filter-ab2.jpg
SKU: MADA2010 | MADA Medical Cylinder Stand For 40 D/E Cylinders | Stand for 40 "D"/"E" Cylinders (Painted)(Green) | cylinder-stand-for-40-d-e-cylinders-13a.jpg
SKU: PMI012 | Probasics M6 Style Oxygen Cyinder Bag | M6 Style Oxygen Cyinder Bag | m6-style-oxygen-cyinder-bag-655.jpg
SKU: PMI013 | Probasics Oxygen Cyinder Bag, D Style | Durable lightweight nylon. Adjustable Shoulder Strap. | oxygen-cyinder-bag-d-style-522.jpg
SKU: SMTH5093 | Smiths Medical Advisor ETCO2 Calibration Gas | ETCO2 Calibration Gas made of 10% CO2, 21% O2, Balance N2 For Vital Signs MonitorGas accessories for use with: Capnocheck Plus Carbon Dioxide Detector Capnocheck Sleep Carbon Dioxide Detector Advisor Vital Signs Monitor | advisor-etco2-calibration-gas-dc7.png
SKU: OMNMD153052 | Omnimed Two-Section Screen Frame Only, 2 Panels Needed | Durable anodized aluminum frame, and unique S shape base provides the screens their fully expandable capability for immediate isolation. Each section measures 68"H x 19"W. Lightweight design makes setup a cinch. | two-section-screen-frame-only-2-panels-needed-724.jpg
SKU: PMI1020 | Probasics Oxygen Cylinder Racks, Holds12 DE | Heavy duty welded construction with silver vein finish. | oxygen-cylinder-racks-holds12-de-2c0.jpg
SKU: CM8047 | Catalina Cylinders Oxygen M6 Tank With Toggle 170 liters | With Toggle Post Valve (Easy to turn on/off manually) | oxygen-m6-tank-with-toggle-170-liters-e5b.jpg
SKU: CM14002 | PMI Incorporated Oxygen Regulator for D/E Tanks 0-8 LPM CGA870 | High strength lightweight aluminum alloy body with all brass core | oxygen-regulator-for-d-e-tanks-0-8-lpm-cga870-b46.jpg
SKU: CM14002A | PMI Incorporated Oxygen Regulator for D/E Tanks 0-15 LPM | High strength lightweight aluminum alloy body with all brass core | oxygen-regulator-for-d-e-tanks-0-15-lpm-e76.jpg
SKU: CM8000A | Westmed Oxygen Bubble Humidifier | For use with Oxygen concentrators. | oxygen-bubble-humidifier-61d.jpg
SKU: MADA1333-15 | MADA Medical Oxygen Regulator | Adjustable Flow Regulators, Contents Gauge For Type H, K, M, S, T Storage Cylinder. | oxygen-regulator-3c5.jpg
SKU: MADA1335-15 | MADA Medical Mini CGA 870 1/2 8 LPM | (1/2-8 LPM) CGA-870 yoke with barb. | mini-cga-870-1-2-8-lpm-3e4.jpg
SKU: MADA8250 | MADA Medical OCD 4000 Series Single Lumen Pneumatic Conserver | OCD-4000 Pneumatic 02 conserving regulator | ocd-4000-series-single-lumen-pneumatic-conserver-491.jpg
SKU: ROSCMG-C23 | Roscoe Medical Oxygen Gas Cylinder Gauges 1.50 inch OD | Gauge 4000 PSI bottom port, 1.50 in. OD, 1/8 in. NPT, Chrome | oxygen-gas-cylinder-gauges-150-inch-od-df2.jpg
SKU: ROSCBB-PB | Roscoe Medical Puritan-Bennett Bottle Bracket | Bottle Bracket for use in Puritan-Bennett Reservoirs (except Helios). | puritan-bennett-bottle-bracket-3d4.jpg
SKU: ROSCBF-14 | Roscoe Medical Brass Ferrule 0.25 inch | Brass Ferrule 0.25 in | brass-ferrule-025-inch-e1e.jpg
SKU: ROSCBF-316 | Roscoe Medical Brass Ferrule 0.19 inch | Brass Ferrule 0.19 inch | brass-ferrule-019-inch-149.jpg
SKU: ROSCBN-14 | Roscoe Medical Brass Nut 0.25 inch | Brass Nut 0.25 inch | brass-nut-025-inch-9c9.jpg
SKU: ROSCBN-316 | Roscoe Medical Brass Nut 0.19 inch | Brass Nut 3/16 in. | brass-nut-019-inch-052.jpg
SKU: ROSCCP-RVA20-3 | Roscoe Medical 0.13 inch Aluminum Relief Valve 20 psi for Caire Generation 3 Stroller Units | 0.13 inch Aluminum Relief Valve for use in Caire Generation 3 Stroller units. | 013-inch-aluminum-relief-valve-20-psi-for-caire-generation-3-stroller-units-f25.jpg
SKU: ROSCCP-RVA30-3 | Roscoe Medical 0.13 inch Aluminum Relief Valve 30 psi for Caire Generation 3 Stroller Units | 0.13 inch Aluminum Relief Valve for use in Caire Generation 3 Stroller units. | 013-inch-aluminum-relief-valve-30-psi-for-caire-generation-3-stroller-units-0fe.jpg
SKU: ROSCCR-RVB22 | Roscoe Medical 0.25 inch Brass Relief Valve 22 psi for Cryo II, Inspiron, Pulsair and Penox Units | 0.25 inch Brass Relief Valve for use in Cryo II, Inspiron, Pulsair and Penox units | 025-inch-brass-relief-valve-22-psi-for-cryo-ii-inspiron-pulsair-and-penox-units-676.jpg
SKU: ROSCCR-RVCS22 | Roscoe Medical 0.25 inch Brass Relief Valve 22 psi for Puritan Bennett Units | 0.25 inch Brass Relief Valve for use in Puritan-Bennett units | 025-inch-brass-relief-valve-22-psi-for-puritan-bennett-units-a98.jpg
SKU: ROSCDT-PB | Roscoe Medical Drain Tube For Puritan Bennett Reservoirs | Drain Tube for use in Puritan-Bennett Reservoirs (except Helios). | drain-tube-for-puritan-bennett-reservoirs--f90.jpg
SKU: ROSCFCV-K12H300 | Roscoe Medical 12-Position FCV Knob 0-4 LPM for Puritan-Bennett Helios H300 Portables Unit | 12-Position FCV Knob 0-4 LPM For use in Puritan-Bennett Helios H300 Portables HEL-BAG. | 12-position-fcv-knob-0-4-lpm-for-puritan-bennett-helios-h300-portables-unit-feb.jpg
SKU: ROSCFCV-N12 | Roscoe Medical 12 Position FCV Number Disk for Caire Generation 2 Reservoir and Portable | 12 Position FCV Number Disk for Caire Generation 2 Reservoir and Portable and Generation 3 Portable units. | 12-position-fcv-number-disk-for-caire-generation-2-reservoir-and-portable-73a.jpg
SKU: ROSCFCV-N12PB | Roscoe Medical 12-Position FCV Number Disk for Puritan-Bennett Units | 12-Position FCV Number Disk For use in Puritan-Bennett units (all models except Helios). | 12-position-fcv-number-disk-for-puritan-bennett-units-2f4.jpg
SKU: ROSCFCV-PBR12 | Roscoe Medical 12-position Flow Control Valve 0-6 LPM for Puritan Bennett 31/41 Units | 12-position Flow Control Valve 0-6 LPM For use in Puritan Bennett 31/41 Units | 12-position-flow-control-valve-0-6-lpm-for-puritan-bennett-31-41-units-b30.jpg
SKU: ROSCFCV-R12 | Roscoe Medical 12 Position Flow Control Valve 0-6 LPM for Caire Generation 2 and 3 Liberator Units | 12 Position Flow Control Valve 0-6 LPM For use in Caire Generation 2 and 3 Liberator units. | 12-position-flow-control-valve-0-6-lpm-for-caire-generation-2-and-3-liberator-units-d86.jpg
SKU: DRV13002SV | Drive Medical Adjustable Oxygen Cart with Silver Vein Finish | Oxygen cart with adjustable handle height , Silver vein finish easy to maintain and less institutional looking. | adjustable-oxygen-cart-with-silver-vein-finish-44e.jpg
SKU: MADA1309A | MADA Medical Fixed & Adjustable Flow Oxygen Regulators For Mada Valve System Adjustable Flow 2-8 LPM | Oxygen MadaValve Regulator | fixed-amp-adjustable-flow-oxygen-regulators-for-mada-valve-system-adjustable-flow-2-8-lpm-23f.jpg
SKU: MADA1358-15 | MADA Medical Oxygen Flow Meter Regulator | Mada Medical's oxygen flow meter regulator is a high quality regulator at an economical price. | oxygen-flow-meter-regulator-a90.jpg
SKU: MADAR1835-15G | MADA Medical Adjustable Flow Oxygen Regulators For C D and E Cylinders | Adjustable Flow Oxygen Regulators For C, D & E Cylinders. | adjustable-flow-oxygen-regulators-for-c-d-and-e-cylinders--959.jpg
SKU: MADA1359-15 | MADA Medical Adjustable Flowmeter Oxygen Regulators For C D And E Cylinders | Adjustable Flowmeter Oxygen Regulators For C D And E Cylinders 1/2-15 LPM Flowmeter, CGA-870 Yoke, Contents Gauge. | adjustable-flowmeter-oxygen-regulators-for-c-d-and-e-cylinders-687.jpg
SKU: MADA1633-1 | MADA Medical Oxygen Regulator | CGA-540 hex nut for large oxygen cylinders, single DISS outlet. | oxygen-regulator-944.jpg
SKU: MADA402-8 | MADA Medical Regulators Yoke Only 1/4' NPT male | For CGA-870 pin index post . | regulators-yoke-only-1-4-npt-male-ae9.jpg
SKU: MADA1528E | MADA Medical Emergency Oxygen Unit 1502E Cylinder 1441 | Emergency Kit "D" Size | emergency-oxygen-unit-1502e-cylinder-1441--a48.jpg
SKU: MADA1528BE | MADA Medical Emergency Oxygen Resuscitator Kit D Cylinder | 1502E Aluminum Oxygen Cylinder, 1441 fixed flow reg. (6 LPM avg.), 4000X manual resuscitator, mask and tube, 1500A carrying case (Empty) | emergency-oxygen-resuscitator-kit-d-cylinder-8b3.jpg
SKU: MADA2014 | MADA Medical MRI Cart For D Or E Cylinder | MADA Medical 2014 MRI Cart For D Or E Cylinder. | mri-cart-for-d-or-e-cylinder--d3e.jpg
SKU: MADA8222 | MADA Medical Gauge Protector For Low Profile Back Mounted Gauges | For low profile back mounted gauges. | gauge-protector-for-low-profile-back-mounted-gauges-553.jpg
SKU: DRV13002SV-6 | Drive Medical Adjustable Oxygen Cart with Silver Vein Finish | Oxygen cart with adjustable handle height , Silver vein finish easy to maintain and less institutional looking. | adjustable-oxygen-cart-with-silver-vein-finish-e2e.jpg
SKU: DRV13001SV-2 | Drive Medical Dual Oxygen Cart Adjustable Handle Height with Silver Vein Finish | Dual oxygen cart with adjustable handle height , silver vein | dual-oxygen-cart-adjustable-handle-height-with-silver-vein-finish-56f.jpg
SKU: MADAM1935-15GB | MADA Medical Mini Oxygen Click Style Regulator 1/2-15 LPM | Mini-Oxygen Click Style Regulator 1/2-15 LPM | mini-oxygen-click-style-regulator-1-2-15-lpm-315.jpg
SKU: MADAM1935-8GB | MADA Medical Mini Oxygen Click Style Regulator 1/2-8 LPM | (1/2-8 LPM) CGA-870 yoke with barb | mini-oxygen-click-style-regulator-1-2-8-lpm-b61.jpg
SKU: MADAR1835-15GB | MADA Medical Oxygen Click Regulator CGA-870 Yoke With Barb | (1/2-15 LPM) CGA-870 yoke with barb. | oxygen-click-regulator-cga-870-yoke-with-barb--212.jpg
SKU: MADAR1835-8GB | MADA Medical Click Regulator 1/4 8 LPM CGA 870 Yoke with Barb | Click Regulator 1/4-8 LPM CGA-870 Yoke with Barb | click-regulator-1-4-8-lpm-cga-870-yoke-with-barb--19f.jpg
SKU: MADA1309A-1 | MADA Medical Oxygen MadaValve Regulator Adjustable flow 1/16-1 LPM | Adjustable flow 1/16-1 LPM. | oxygen-madavalve-regulator-adjustable-flow-1-16-1-lpm-c09.jpg
SKU: MADA1309A-5 | MADA Medical Fixed and Adjustable Flow Oxygen Regulators For Mada Valve System | Fixed and Adjustable Flow Oxygen Regulators For Mada Valve System | fixed-and-adjustable-flow-oxygen-regulators-for-mada-valve-system-f14.jpg
SKU: MADA1333-5 | MADA Medical Adjustable Flow Regulators Contents Gauge For Type H, K, M, S, T | Contents Gauge For Type H, K, M, S, T Storage Cylinder. | adjustable-flow-regulators-contents-gauge-for-type-h-k-m-s-t--65b.jpg
SKU: MADA1333HT-15 | MADA Medical Oxygen Regulator For Large Cylinder | Oxygen Regulator 2-15 LPM CGA-540 Hand Tighten Knob | oxygen-regulator-for-large-cylinder--0c8.jpg
SKU: MADA1443-15 | MADA Medical Mini-Oxygen Regulator | Mini-Oxygen Regulator | mini-oxygen-regulator--881.jpg
SKU: MADA1633-1A | MADA Medical Mada High Flow Oxygen Regulators 50 PSI | Mada High Flow Oxygen Regulators 50 PSI | mada-high-flow-oxygen-regulators-50-psi--fef.jpg
SKU: MADA1633-2 | MADA Medical Oxygen Regulator | 50 psi High Flow, CGA-540 hex nut for large cylinders, 2 Male DlSS outlets | oxygen-regulator-b9f.jpg
SKU: MADA1635-1 | MADA Medical High Flow Oxygen Regulators 50 PSI | High Flow Oxygen Regulators 50 PSI Average High Flow CGA-870 Yoke Single DISS Outlet Pressure Gauge 50 PSI. | high-flow-oxygen-regulators-50-psi-3b2.jpg
SKU: MADA302-9 | MADA Medical Yoke Seal For CGA-870 Yoke | Seal for CGA-870 yoke | yoke-seal-for-cga-870-yoke--ed5.jpg
SKU: MADA402-5 | MADA Medical Contents Gauge 0-4000 psi Bottom Mounted | Contents Gauge 0-4000 psi, bottom mounted 1/8" NPT | contents-gauge-0-4000-psi-bottom-mounted-d19.jpg
SKU: MADAR1833-15G | MADA Medical Oxygen Click Regulator | (1/2-15 LPM) CGA-540 hex nut with DISS outlet | oxygen-click-regulator-7db.jpg
SKU: MADAR1835-25GB | MADA Medical Oxygen Click Regulator 1/4-25 LPM with CGA-870 Yoke | Oxygen Click Regulator 1/4-25 LPM with CGA-870 Yoke | oxygen-click-regulator-1-4-25-lpm-with-cga-870-yoke-95d.jpg
SKU: MADA1304F | MADA Medical Tube Fitting DISS Male X Barb | Tube fitting DISS male x barb. | tube-fitting-diss-male-x-barb-4e4.jpg
SKU: MADA1529E | MADA Medical Emergency Oxygen Unit "D" Size | 1502E Aluminum Oxygen Cylinder, R1835-25GB adj. flow reg. (1/4 - 25 LPM), mask and tube, 1520 carrying case | emergency-oxygen-unit-d-size-085.jpg
SKU: MADA1359 | MADA Medical Adjustable Flowmeter Oxygen Regulators For C D & E Cylinders 1/4-8 LPM Flowmeter CGA-870 Yoke Contents Gauge | MADA Medical Products Adjustable Flowmeter Oxygen Regulators For C D & E Cylinders 1/4-8 LPM Flowmeter CGA-870 Yoke Contents Gauge. | adjustable-flowmeter-oxygen-regulators-for-c-d-amp-e-cylinders-1-4-8-lpm-flowmeter-cga-870-yoke-contents-gauge-f8f.jpg
SKU: MADA1333 | MADA Medical Adjustable Flow Regulators Contents Gauge For Type H, K, M, S, T | Contents Gauge For Type H, K, M, S, T | adjustable-flow-regulators-contents-gauge-for-type-h-k-m-s-t-f82.jpg
SKU: MKS67934209 | McKesson SunMark Performance I.V. Oxygen Tank Holder for Wheelchair | SunMark Performance I.V. / Oxygen Tank Holder for Wheelchair Holds oxygen tank and I.V. pole so that they are out of the patient's way. | sunmark-performance-iv-oxygen-tank-holder-for-wheelchair-39c.jpg
SKU: REVMPA-OC | Revolution Mobility Oxygen Cart | Oxygen Cart Adjustable handle. Large wheels for safe and easy maneuvering | oxygen-cart-819.jpg
SKU: ROSCRMI-15ST | Roscoe Medical Medical Click Style Regulator Standard Hose Barb | The Roscoe Medical Click-Style Regulators are constructed with an aluminum body and all brass core, providing patients with the ultimate in portability and safety. The Roscoe Regulator offers HME dealers a reliable, high-quality regulator at an affordable price. | medical-click-style-regulator-standard-hose-barb-fa4.png
SKU: GE73319-HEL | GE Healthcare 10 ft Anesthesia Gas Disposable | Anesthesia Gas, Disposable, 10 ft, | 10-ft-anesthesia-gas-disposable-b98.jpg
SKU: MADA2053 | MADA Medical Large Cylinder Cart 8" Front Wheels & 4" Rear Wheels | The Mada Large Oxygen Cylinder Cart w/Retractable Support Leg is a recommended cylinder truck for the transport and handling of large cylinders. The unit also comes with a detachable handle and a retractable rear-wheel assembly, as well as a chain to hold the cylinder in place. | large-cylinder-cart-8-front-wheels-4-rear-wheels-2f3.jpg
SKU: MADA2036 | MADA Medical Wall Bracket for D and E Cylinder | Wall Bracket for "D"/"E" Cylinder | wall-bracket-for-d-and-e-cylinder-3de.jpg
SKU: TAFG167WR | The Aftermarket Group Hardened Plastic Cylinder Wrench | Wrench for Cylinders. | hardened-plastic-cylinder-wrench-1d2.jpg
SKU: STL1600 | Salter Labs Salter Style 1600 Series Nasal Cannula | This is the original Salter-Style model with all of the features. It matches comfort with everyday performance â€¦..up to 6 LPM and a multitude of three channel crush resistant or smooth bore tubing lengths. The clear, lightweight adult cannula is made with the Salter-Style manufacturing process, producing a soft, anatomically designed, one piece, seamless cannula that is comfortable to wear. | salter-style-1600-series-nasal-cannula--980.jpg
SKU: CRFU1860 | CareFusion Disposable Water Traps | Self-sealing. For connecting in-line to standard 22mm tubing. | disposable-water-traps-465.jpg
SKU: ROSCRMI-08MINI | Roscoe Medical Medical Click Style Regulators Mini Hose Barb | The Roscoe Medical Click-Style Regulators are constructed with an aluminum body and all brass core, providing patients with the ultimate in portability and safety. The Roscoe Regulator offers HME dealers a reliable, high-quality regulator at an affordable price. | medical-click-style-regulators-mini-hose-barb-d05.png
SKU: ROSCRMI-15ST | Roscoe Medical Medical Click Style Regulator Standard Hose Barb | The Roscoe Medical Click-Style Regulators are constructed with an aluminum body and all brass core, providing patients with the ultimate in portability and safety. The Roscoe Regulator offers HME dealers a reliable, high-quality regulator at an affordable price. | medical-click-style-regulator-standard-hose-barb-fa4.png
SKU: ROSCRMI-15MINI | Roscoe Medical Medical Click-Style Regulator Mini Hose Barb | The Roscoe Medical Click-Style Regulators are constructed with an aluminum body and all brass core, providing patients with the ultimate in portability and safety. The Roscoe Regulator offers HME dealers a reliable, high-quality regulator at an affordable price. | medical-click-style-regulator-mini-hose-barb-3da.png
SKU: RES140-0110 | Responsive Respiratory E Cylinder Cart Kit | Set-up kit includes all the essentials for an oxygen patient. | e-cylinder-cart-kit--fdb.png
SKU: RES200-0170-5 | Responsive Respiratory Plastic E Cylinder Wrench With Chain | Plastic E Cylinder Wrench With Chain | plastic-e-cylinder-wrench-with-chain-9a6.jpg
SKU: MEDHCS8715M | Medline Industries Best Valued Oxygen Regulators 0-15 Lpm 870 Cga Connection | Best Valued Oxygen Regulators 0-15 Lpm 870 Cga Connection. | best-valued-oxygen-regulators-0-15-lpm-870-cga-connection-0a1.jpg
SKU: ALI710779 | Alimed Oxygen Tank Holder | AliMed Oxygen Tank Holder offers tool-free, left-side mount and fits most conventional wheelchairs. For size "E" tanks.Specifications: 5"Wx15"Hx9"D â€¢ For tanks with diameters ranging from 3-7/8" to 4-3/8" â€¢ For wheelchair frame up to 1-1/8" diameter. | oxygen-tank-holder-87a.jpg
SKU: ALHS1160BA-RPL | Allied Healthcare 800cc Plastic Replacement Canister | Suction Canister 800mL with SnapOn Lid Allied S1160BARPL- 1 Each | 800cc-plastic-replacement-canister-27a.jpg
SKU: CVNEASYCAPIIG | Covidien Easy Cap II CO2 Detector - Each | Reliable carbon dioxide detector helps verify endotracheal tube placement. Responds quickly to exhaled CO2 with a simple color change from purple to yellow. Breath-to-breath response. Constant visual feedback for up to two hours. | easy-cap-ii-co2-detector-each-8c6.jpg
SKU: CVNPEDICAPG | Covidien Nellcor COÂ² Detector Pediatric End Tidal | With the Nellcorâ„¢ adult/pediatric colorimetric CO2 detector clinicians can confirm proper endotracheal tube (ETT) placement by assessing exhaled CO2. The detector attaches directly to the endotracheal tube and responds quickly to exhaled CO2 by changing from purple to yellow. | nellcor-cosup2-detector-pediatric-end-tidal-4eb.png
SKU: MKS12161200 | McKesson Respiratory Set-Up Bag Medi-Pak, BAG RESP SET UP 12X16 CLR | Respiratory Set-Up Bag Medi-Pak, BAG RESP SET UP 12X16 CLR 500EA/CS MCK BRAND. | respiratory-set-up-bag-medi-pak-bag-resp-set-up-12x16-clr-5bf.jpg
SKU: MKS10736400 | McKesson Pillow Sleeves, CPAP Mirage Swift II | Pillow Sleeves, CPAP Mirage Swift II. | pillow-sleeves-cpap-mirage-swift-ii-1e1.jpg
SKU: MKS10836400 | McKesson Pillow Sleeves, CPAP Mirage Swift | Pillow Sleeves, CPAP Mirage Swift. | pillow-sleeves-cpap-mirage-swift-2ad.jpg
SKU: MKS18636400 | McKesson Wrap F/Cpap Tube S9 Ea Mck Brand | Wrap F/Cpap Tube S9 Ea Mck Brand. | wrap-f-cpap-tube-s9-ea-mck-brand-ead.jpg
SKU: MKS19146400 | McKesson Pad Nasal Gecko F Cpap Small | Pad Nasal Gecko F/Cpap Sm Mck Brand | pad-nasal-gecko-f-cpap-small-2e5.jpg
SKU: MKS19156400 | McKesson Pad Nasal Gecko F/Cpap Lg 10Ea/Pk Mck Brand | Pad Nasal Gecko F/Cpap Lg 10Ea/Pk Mck Brand. | pad-nasal-gecko-f-cpap-lg-10ea-pk-mck-brand-26d.jpg
SKU: MKS36116400 | McKesson S9 Series Wrap F/Cpap Tube | S9 Series Wrap F/Cpap Tube | s9-series-wrap-f-cpap-tube-90d.jpg
SKU: MKS36806400 | McKesson H5i Standard Water Chamber | Replacement water chamber for H5i Heated Humidifier. Fits S9 Series Machines. | h5i-standard-water-chamber-347.jpg
SKU: MKS39236400 | McKesson CPAP F/S8 CVR Filter | CPAP F/S8 cvr filter | cpap-f-s8-cvr-filter-fcf.jpg
SKU: MKS49116400 | McKesson Resmed CONN Air Tubing | Resmed CONN Air Tubing | resmed-conn-air-tubing-504.jpg
SKU: MKS60206400 | McKesson Mirage Swift CPAP Pillow Sleeve - Small | Mirage Swift CPAP Pillow Sleeve - Small | mirage-swift-cpap-pillow-sleeve-small-086.jpg
SKU: MKS60216400 | McKesson Mirage Swift CPAP Pillow Sleeve - Medium | Mirage Swift CPAP Pillow Sleeve | mirage-swift-cpap-pillow-sleeve-medium-a84.jpg
SKU: MKS60226400 | McKesson Mirage Swift CPAP Pillow Sleeve - Large | Mirage Swift CPAP Pillow Sleeve - Large | mirage-swift-cpap-pillow-sleeve-large-613.jpg
SKU: MKS60566400 | McKesson Swift LT Nasal Pillow CPAP Mask with Headgear | Swift LT nasal pillow CPAP mask with headgear | swift-lt-nasal-pillow-cpap-mask-with-headgear-af6.jpg
SKU: MKS61336400 | McKesson Mirage Liberty CPAP Replacement Pillow Cushion | Mirage liberty CPAP replacement pillow cushion | mirage-liberty-cpap-replacement-pillow-cushion-3e2.jpg
SKU: MKS69536400 | McKesson H4i CPAP Top Cover and Seal Cover | H4i CPAP top cover and seal cover | h4i-cpap-top-cover-and-seal-cover-05c.jpg
SKU: MKS69596400 | McKesson H4i Water Chamber Upgrade Kit | H4i water chamber upgrade kit | h4i-water-chamber-upgrade-kit-82d.jpg
SKU: MKS73566400 | McKesson Mirage Swift II CPAP Frame System - Small | Mirage swift II CPAP frame system - small | mirage-swift-ii-cpap-frame-system-small--126.jpg
SKU: CRFUT60C | CareFusion AirLife Brand Tri-Flo Single Catheter, With Control Port, Looped, 14 Fr | Our Tri-Flo suction catheters are designed with two triangular eyes and a beveled tip to be less traumatic to your patients while still providing high suctioning efficiency. Clear connectors and depth markings are standard on all 5/6 and 8 Fr sizes. Catheters are available with or without a control port to provide you with the choice of continuous or controlled suctioning | airlife-brand-tri-flo-single-catheter-with-control-port-looped-14-fr-7dd.jpg
SKU: TRATMS-09ADJ | Tiara Medical Chin Strap Tiara PureSom Ruby Topaz Adjustable | Chin Strap Tiara PureSom Ruby Topaz Adjustable | chin-strap-tiara-puresom-ruby-topaz-adjustable-2e1.jpg
SKU: PASMPMV2001 | Passy-Muir Low Profile Tracheostomy and Ventilator Swallowing and Speaking Valve PMV 2001 | The Passy-Muir PMV 2001 (Purple colored) (15mm I.D. / 23mm O.D.) is identical to the PMV 2000 (Clear) except for its color. | low-profile-tracheostomy-and-ventilator-swallowing-and-speaking-valve-pmv-2001-7ed.png
SKU: CRFU1851 | CareFusion AirLife Disposable Bacteria Filter | Traps bacteria and viral particles by electrostatic attraction and its dense makeup. Filter provides defense against infection. Small, lightweight and translucent, our hydrophobic filter resists moisture and offers easy visualization of water buildup. Latex-free. | airlife-disposable-bacteria-filter-d32.jpg
SKU: CRFUN52A | CareFusion Medi-Vac Clear Nonconductive Suction Tubing, Sterile, 18"L | Nonconductive tubing with Maxi-Grip connector expands to fit most male connectors. Latex-free. | medi-vac-clear-nonconductive-suction-tubing-sterile-18l-3d5.jpg
SKU: SMTH211530 | Smiths Medical acapella Vibratory PEP Therapy Devices, DH with Mouthpiece, High Flow | Devices facilitate opening of airways in patients with lung diseases with secretory problems (COPD, asthma, Cystic Fibrosis). Combine the benefits of both PEP therapy and airway vibrations to mobilize pulmonary secretions for spatial orientation. Improves clearance of secretions, easier to tolerate than CPT, and takes less than half the time of conventional CPT sessions. Choose from DH and DM color-coded units (green for high-flow, blue for low-flow) or acapella Choice models. | acapella-vibratory-pep-therapy-devices-dh-with-mouthpiece-high-flow-759.jpg
SKU: MASC2329 | Masimo Corp LNCS Neonatal Adhesive Sensor | LNCS (Low Noise Cabled Sensor) Neonatal Adhesive Sensor provides the highest performance of any integrated pulse oximetry sensor cable and yet is flexible, affordable, and disposable - the best choice in situations when the connector should be away from the application site. Masimo LNCS sensors will work with all Masimo SET pulse oximeters, but are also designed to operate on Nellcor sensor-compatible instruments without Oximax. | lncs-neonatal-adhesive-sensor-5e7.jpg
SKU: MALMMAXN | Mallinckrodt Medical OxiMax Single-Patient-Use, Adhesive Sensors, Neonatal/Adult | Sensors that talk to you providing caregivers with sensor application tips. Clinicians can use the Sensor Event Report function to quickly review alarm events that occurred while the sensor was on the patient. Features LoSat expanded accuracy range that assures industry-leading accuracy Tear-resistant bandages provide a comfortable, secure "second skin" fit and are designed to prevent ambient light from interfering with SpO2 readings. Comfortable, form fitting sensors are designed for long-term monitoring and are latex-free. 1-year warranty. | oximax-single-patient-use-adhesive-sensors-neonatal-adult-3ea.jpg
SKU: KCC150 | Kimberly-Clark Heat Moisture Exchange 1000 HME with Built-In Flex Tube 1500 Total Volume | Humidifies and helps reduce the transfer of bacteria and viruses between the patient and practitioner. HMEFs are cost effective devices because they reduce the need for expensive, heated humidification systems and provide filtration of circuits for ventilator patients. | heat-moisture-exchange-1000-hme-with-built-in-flex-tube-1500-total-volume-ae9.jpg
SKU: BOV09-005-001 | Bovie Medical Hospital-grade Power Cord, 110 VAC | 110 VAC Hospital-grade power cord (replacement part). | hospital-grade-power-cord-110-vac-ece.jpg
SKU: CVN350U5865 | Covidien Barrierbac Filter ISO 22M/15F-22F Connection | Electrostatic Hydrophobic media protects against cross-contamination. May be placed at patient or equipment side. Lightweight, compact design reduces circuit weight. Low resistance to flow minimizes work of breathing. Single patient use on anesthetized patients and respiratory care patients who require a breathing circuit. | barrierbac-filter-iso-22m-15f-22f-connection-2eb.jpg
SKU: MONET840 | Puritan Bennett Respiratory Ventilator Refurbished | The Puritan BennettÂ® 840â„¢ Ventilator System is the flagship product in Covidien's line of critical care ventilators. It is responsive to patients and offers superior comfort, delivering sensitive, precise breaths to critically ill neonatal through adult patients. For use in providing neonate through adult patients with ventilatory support in the hospital environment. | respiratory-ventilator-refurbished-ecd.jpg
SKU: ROSC10258 | Roscoe Medical Pulmonetics Ventilator Inlet Filter Foam White Rectangle | Pulmonetics Vent Inlet Filter Foam white rectangle | pulmonetics-ventilator-inlet-filter-foam-white-rectangle-476.jpg
SKU: ROSC10789 | Roscoe Medical Pulmonetics Ventilator Inlet Filter Foam Black Square | Pulmonetics Vent Inlet Filter Foam black square | pulmonetics-ventilator-inlet-filter-foam-black-square-992.jpg
SKU: HUD1650 | Hudson RCI Water Traps, 70cc, 22 mm OD x 22 mm OD | 70-cc capacity, 22 mm OD x 22 mm OD tubing connectors, Self-sealing lid to ensure circuit patency, | water-traps-70cc-22-mm-od-x-22-mm-od-f56.jpg
SKU: CRFU3762 | CareFusion Adult Single Limb Portable Ventilator Circuits, 1/8" and 1/4" Pressure Lines, Silicone Diaphragm | Adult single-limb circuits for use with Life Products LP4, LP5, Aequitron LP6, LP6 Plus, LP10, and LifecarePLV-100 and PLV-102 ventilators. Includes 6" patient tube and trach elbow adapter, 15mm I.D.; 60" patient air tube; 70" exhalation supply line, 0.137" I.D.; 70" pressure sensing line, 0.200" I.D., and tip adapter; 189" cascade tube and elbow adapter, 22mm I.D., silicone diaphragm. | adult-single-limb-portable-ventilator-circuits-1-8-and-1-4-pressure-lines-silicone-diaphragm-13e.jpg
SKU: CRFU3760 | CareFusion Adult Single-Limb Portable Ventilator Circuits, 1/8" ID Pressure Line and Pressure Port Cap, Polyisoprene Diaphragm | Adult single-limb circuits for use with Life Products LP4, LP5, Aequitron LP6, LP6 Plus, LP10, and LifecarePLV-100 and PLV-102 ventilators. Includes 6" patient tube and trach elbow adapter, 15mm I.D.; 60" patient air tube; 70" exhalation supply line, 0.137" I.D.; 70" pressure sensing line, 0.200" I.D., and tip adapter; 189" cascade tube and elbow adapter, 22mm I.D., silicone diaphragm. | adult-single-limb-portable-ventilator-circuits-1-8-id-pressure-line-and-pressure-port-cap-polyisoprene-diaphragm-d1f.jpg
SKU: 3MBE10L3 | 3M Health Care Air-Mate Powered Air Purifying Respirator Hood Tychem QC Sz Large | 3M Avagard Foaming Instant Hand Antiseptic is uniquely formulated to be non-drying and non-irritating to skin, even with multiple daily use. Emollient-enriched formulations to help improve hand hygiene compliance Fits easily into health care environment. | air-mate-powered-air-purifying-respirator-hood-tychem-qc-sz-large-bb7.jpg
SKU: DRVSOFT200 | Drive Medical The Cozy Cannula - Non-Kinking Tubing | Cannula only, cozy cannula , | the-cozy-cannula-non-kinking-tubing-788.jpg
SKU: DRVSOFT207P | Drive Medical The Cozy Cannula Non Kinking Tubing | Adjustable tubing fits comfortably over the ears to hold the cannula firmly in place, affords complete freedom of movement. | the-cozy-cannula-non-kinking-tubing-957.jpg
SKU: DRVTUBNK40 | Drive Medical Oxygen Tubing Non Kink | 40' Length, oxygen tubing - non kink, | oxygen-tubing-non-kink-ff7.jpg
SKU: DRVTUBNK50 | Drive Medical Oxygen Tubing Non Kink 50' | 50' Length, oxygen tubing - non kink. | oxygen-tubing-non-kink-50-015.jpg
SKU: DRVMASK003A | Drive Medical Oxygen Mask with 7' Tubing | Adult oxygen mask with 7' tubing, | oxygen-mask-with-7-tubing-86a.jpg
SKU: DRVCON700 | Drive Medical Y Connector Tubing Extension Connector | Y connector tubing extension connector, | y-connector-tubing-extension-connector-647.jpg
SKU: DRV18600 | Drive Medical Heavy Duty Suction Machine | Heavy Duty Suction Machine is portable weighing only 4 lbs with a E-Z Grp handle for easy transportation. The power cord can be wrapped around the base for easy storage. Suction machine comes with a suction canister. User can control the vacuum from 23inHG. | heavy-duty-suction-machine-07e.jpg
SKU: ALH01-90-3489 | Allied Healthcare Glass Collection Bottle with cap and float assembly 1200 ml | For gastric drainage aspirator for hospitals, clinics and home care. | glass-collection-bottle-with-cap-and-float-assembly-1200-ml-127.jpg
SKU: ROSC50006 | Roscoe Medical Portable Suction Machine with DC Rechargeable Battery | The lightweight Roscoe Portable Suction Machine is easy to handle and transport, perfect for everyday use. Available with AC Power (Model #50004) or with DC Rechargeable Battery Power. | portable-suction-machine-with-dc-rechargeable-battery-9eb.png
SKU: GFJB0112-016 | John Bunn Vacutec 800 EV2 Suction Aspirator | John Bunn Vacutec 800 EV2 Aspirator Designed for single patient, everyday use. Easy-to-read gauge and easy-to-turn flow regulator knob. | vacutec-800-ev2-suction-aspirator-988.jpg
SKU: MADA172BS-II | MADA Medical MadaVac Aspirator | Aspirator Pump on blue base stand with carry handle. | madavac-aspirator-c89.jpg
SKU: ALHS130A | Allied Healthcare Schuco Vac 130 Suction Aspirator Machine | Schuco is widely known and respected in the hospital and homecare markets for reliability and durability. Now the entire family of Schuco aspirators has evolved to meet the changes in standards and provide just the right aspirator for your suction requirements. | schuco-vac-130-suction-aspirator-machine-d4b.jpg
SKU: CVN8888301515 | Covidien Argyle Connecting Tubing Molded Connectors 3/16" x 6' | Argyle Surgical Suction Connecting Tubing is available with female molded connectors (male connector also included) or intergral connectors. | argyle-connecting-tubing-molded-connectors-3-16-x-6-938.png
SKU: MSIMS-001PMP | MedSource Manual Suction Pump | The Manual Suction Pump is a light and portable suction unit that can be powered by one hand allowing the other hand to remain available for other important duties. This suction unit was designed to provide simple operation and maintenance in all emergency suction applications. Each unit comes complete with a reusable pump, label and instructions. Refill canisters available. Due to federal regulations this item cannot be returned. The pump is reusable, the canister and tubing are designed for 1 time use and then should be disposed of per OSHA/PESH guidelines. This item should only be used by trained personnel. | manual-suction-pump-be1.jpg
SKU: PMPM60 | Precision Medical EasyVac Aspirator | It's Powerful.High performance 1/5 horsepower pump delivers 0-26 inHg (0-660 mmHg) - among the highest in the industry.It's Protected.A dual protection system consists of a float shut-off in the canister lid and an Inline Hydrophobic Filter to prevent back flow of fluid as well as airborne contaminants from entering the pump.It's Durable.The Easy Vac has a protective canister bracket which not only holds the canister but also protects the gauge and adjustment knob from accidents.It's Convenient.The Easy Vac has a Velcroâ„¢ strap that allows the power cord to be wrapped securely to make portability easier. Extra strength premium suction feet attach the unit safely and securely to most surfaces, preventing spillage.It's Safe.Safety is assured with the automatic resetting thermal limit switch which prevents the unit from overheating. | easyvac-aspirator-25e.jpg
SKU: GF1395-1#6 | John Bunn Jackson Original Model Short Length Number 6 | Jackson Original Model, Short Length #6 Stainless Steel Trach Tube. | jackson-original-model-short-length-number-6-c9e.jpg
SKU: ALHS330A | Allied Healthcare Portable Suction Machine Aspirator | Known for reliable, durable products in hospitals and homecare, Allied Healthcare's Schuco-Vac aspirator line offers an updated approach to suction. Ideal for respiratory care and therapy, this portable suction machine features a regulator gauge that is easy to read and vibration-free. Easy connection allows you to quickly, efficiently connect tubes. Each medical suction machine features 3 hydrophobic bacteria filters to eliminate pump device flooding and a sturdy basket to accommodate 800cc or 1200cc canisters.Â 4MD Medical is committed to providing hospitals and healthcare professionals with the tools and equipment they need at a discounted price. We stock items from the most trusted brands in the medical industry, ensuring quality and peace of mind. Receive free shipping on all qualifying orders over $250. Have a question? Call us or fill out our contact form. Shop 4MD Medical today and save on great medical tools and accessories. | portable-suction-machine-aspirator--543.jpg
SKU: GF1395-1#5 | John Bunn Jackson Original Model, Short Length #5 Stainless Steel Trach Tube | Jackson Original Model, Short Length #5 Stainless Steel Trach Tube | jackson-original-model-short-length-5-stainless-steel-trach-tube-2ea.jpg
SKU: ALHG180 | Allied Healthcare OptiVac Unit w/ gauge & regulator, On & Off Buttons (on contract) | Run time operation on fully-charged battery for approximately 3 hours at maximum vacuum. 25-550mm Hg vacuum range, coupled with greater than 30lpm flow, provides powerful suction for faster aspiration. Fully chargeable in 8 hours. Will run on AC power even with a low battery. Long-life rechargeable battery eliminates the need for frequent replacement. Sealed water-resistant unit is easy to clean, and minimizes potential contamination or damage to the compressor and battery. Control panel at an angle for easy viewing. Quality-engineered thermoplastic provides impact resistance and durability. 3-year warranty on the unit and 1 year on the battery. | optivac-unit-w-gauge-regulator-on-off-buttons-on-contract-62f.jpg
SKU: CVN31620 | Covidien Single Suction Catheters,16 Fr, Safe-T-Vac | Safe-T-Vac Single Suction Catheter Features A Chimney-Style Valve That Has A Large Opening On The Control Vent That Minimizes Residual Suction. Catheters Are Available In Two Tip Styles - The Smooth, Atraumatic Delee Tip With Staggered Eyes, And The Angled Whistle Tip. Latex-Free. | single-suction-catheters16-fr-safe-t-vac-19f.jpg
SKU: CVN8888501007 | Covidien ARGYLE Yankauer Suction Instrument, Flexible Type, Regular Capacity | Flexible Surgical Suction Instruments are made of a malleable vinyl, are nonbreakable, and have a smooth inner lumen. An optional TIP TROL vent for improved suction control is available. These single-use instruments come in fine, regular, and high capacity versions, with or without a sump tip. Sets include your choice of conductive or non-conductive tubing in various sizes. KND8888504001 for pediatric use. Sterile. Latex-free. | argyle-yankauer-suction-instrument-flexible-type-regular-capacity-300.jpg
SKU: CVN31400 | Covidien Single Suction Catheters | SAFE-T-VAC single suction catheter features a chimney-style valve that has a large opening on the control vent that minimizes residual suction. Catheters are available in two tip styles - the smooth, atraumatic DeLee Tip with staggered eyes, and the angled Whistle Tip. | single-suction-catheters-8b1.jpg
SKU: CVN31444 | Covidien Suction Catheter 14FR Graduated Straight Packed Sterile | Touch-trol reverse angle valve helps minimize the chance of contact with aspirated sputum. | suction-catheter-14fr-graduated-straight-packed-sterile-ec3.jpg
SKU: CVN31420 | Covidien Single Suction Catheters, French Size: 14 Fr, Style: SAFE-T-VAC | SAFE-T-VAC single suction catheter features a chimney-style valve that has a large opening on the control vent that minimizes residual suction. Catheters are available in two tip styles - the smooth, atraumatic DeLee Tip with staggered eyes, and the angled Whistle Tip. Latex-free. | single-suction-catheters-french-size-14-fr-style-safe-t-vac-b6c.jpg
SKU: CVN31445 | Covidien Suction Catheter 14FR Straight Packed Coude Tip Sterile | Covidien provides hospitals and alternate care facilities the broadest, highest quality line of open suction products on the market. The chimney style valve has a large opening on the control vent that minimizes residual suction. Catheters are available in two tip styles - the smooth, atraumatic DeLee Tip with staggered eyes, and the angled Whistle Tip. All Covidien suction products are latex-free. | suction-catheter-14fr-straight-packed-coude-tip-sterile-a35.jpg
SKU: CVN31800 | Covidien Argyle Suction Catheter with Chimney Valve Straight Packed 18 Fr/Ch | Covidien provides hospitals and alternate care facilities the broadest, highest quality line of open suction products on the market. The chimney style valve has a large opening on the control vent that minimizes residual suction. Catheters are available in two tip styles - the smooth, atraumatic DeLee Tip with staggered eyes, and the angled Whistle Tip. All Covidien suction products are latex-free. | argyle-suction-catheter-with-chimney-valve-straight-packed-18-fr-ch-0cf.jpg
SKU: CVN30820 | Covidien Suction Catheter 8FR Pediatric Graduated Single Coil Packed Sterile | SAFE-T-VAC single suction catheter features a chimney-style valve that has a large opening on the control vent that minimizes residual suction. Catheters are available in two tip styles - the smooth, atraumatic DeLee Tip with staggered eyes, and the angled Whistle Tip. Latex-free. | suction-catheter-8fr-pediatric-graduated-single-coil-packed-sterile-b36.jpg
SKU: CVN8888502005 | Covidien Argyle Yankauer Suction Instruments Flexible Type High Capacity | Flexible Surgical Suction Instruments are made of a malleable vinyl, are nonbreakable, and have a smooth inner lumen.. | argyle-yankauer-suction-instruments-flexible-type-high-capacity-8a7.jpg
SKU: CVN8888504001 | Covidien ARGYLE Yankauer Suction Instruments, Flexible Type, Fine Capacity | ARGYLE Flexible Surgical Suction Instruments are made of a malleable vinyl, are nonbreakable, and have a smooth inner lumen. An optional TIP TROL vent for improved suction control is available. These single-use instruments come in fine, regular, and high capacity versions, with or without a sump tip. Sets include your choice of conductive or non-conductive tubing in various sizes. KND8888504001 for pediatric use. Sterile. Latex-free. | argyle-yankauer-suction-instruments-flexible-type-fine-capacity-59f.jpg
SKU: CVN8888501015 | Covidien Argyle Flexible Yankauer, Sump Tip, Regular Capacity, No Vent, 18 Fr/Ch | Argyleâ„¢ Flexible Surgical Suction Instruments are made of a malleable vinyl, are nonbreakable, and have a smooth inner lumen. An optional vent for improved suction control is available. These single-use instruments come in fine, regular, and high capacity versions, with or without a sump tip. Sets include your choice of conductive or non-conductive tubing in various sizes. | argyle-flexible-yankauer-sump-tip-regular-capacity-no-vent-18-fr-ch--38d.jpg
SKU: CVN8888268060 | Covidien Sump Tube 24" 6FR | Covidien's Salem Sump nasogastric tubes enjoy world wide brand name recognition. The 10fr Gientri port and 10fr Silicone Gientri port are available with safe enteral connections. | sump-tube-24quot-6fr-7e9.jpg
SKU: BRSLBR04-15028 | BR Surgical Yankauer Tonsil Suction Tube Central Boring Tube | Yankauer Tonsil Suction Tube Central Boring Tube | yankauer-tonsil-suction-tube-central-boring-tube--421.jpg
SKU: ALHS610100 | Allied Healthcare Suction Tubing Kit | Suction Tubing Kit 15" Blue-Tipped Tubing, Â¼" I.D. & (1) 72" Blue-Tiped Tubing Â¼" I.D., Clear PVC. | suction-tubing-kit-7c7.gif
SKU: ALHS430A | Allied Healthcare Aspirator Pump Schuco Without Base | Portable, high volume aspirator with quiet, vibration-free operation. Controlled vacuum regulation from 0 to 22Ã¯Â¿Â½?Ã¯Â¿Â½ Hg. Thermal protected motor prevents pump damage. Plastic canister and top provide automatic overflow protection. For EENT drainage; tracheal, bronchoscopic and proctologic suctioning. | aspirator-pump-schuco-without-base-14e.jpg
SKU: MADA641130 | MADA Medical Hydro Filter For No.'s 172 172OS 178 | Hydro Filter For No.'s 172, 172OS, 178 | hydro-filter-for-nos-172-172os-178-5e2.jpg
SKU: BRSLBR44-41325 | BR Surgical Rosen Suction Tube 2.5mm | Rosen Suction Tube 2.5mm. | rosen-suction-tube-25mm-30e.jpg
SKU: BRSLBR44-41305 | BR Surgical Rosen Suction Tube 0.5mm | BR Surgical Rosen Suction Tube 0.5mm is crafted from high quality German stainless steel. | rosen-suction-tube-05mm-36d.jpg
SKU: BRSLBR46-29905 | BR Surgical Baron Suction Tube 5FR 1.7 x 75mm | Baron Suction Tube. | baron-suction-tube-5fr-17-x-75mm-cb6.jpg
SKU: CVN31020 | Covidien Single Suction Catheters, Style: SAFE-T-VAC, French Size: 10 Fr | Safe-T-Vac Single Suction Catheter Features A Chimney-Style Valve That Has A Large Opening On The Control Vent That Minimizes Residual Suction. Catheters Are Available In Two Tip Styles - The Smooth, Atraumatic Delee Tip With Staggered Eyes, And The Angled Whistle Tip. Latex-Free. | single-suction-catheters-style-safe-t-vac-french-size-10-fr-ba8.jpg
SKU: CVN31200 | Covidien Single Suction Catheters, Style: SAFE-T-VAC, Straight Pack, 12 Fr | SAFE-T-VAC single suction catheter features a chimney-style valve that has a large opening on the control vent that minimizes residual suction. Catheters are available in two tip styles - the smooth, atraumatic DeLee Tip with staggered eyes, and the angled Whistle Tip. Latex-free. | single-suction-catheters-style-safe-t-vac-straight-pack-12-fr-fe1.jpg
SKU: CVN31220 | Covidien Single Suction Catheters, French Size : 12 Fr, Style: SAFE-T-VAC | SAFE-T-VAC single suction catheter features a chimney-style valve that has a large opening on the control vent that minimizes residual suction. Catheters are available in two tip styles - the smooth, atraumatic DeLee Tip with staggered eyes, and the angled Whistle Tip. Latex-free. | single-suction-catheters-french-size-12-fr-style-safe-t-vac-de3.jpg
SKU: CVN31000 | Covidien Single Suction Catheters,10 Fr, Safe-T-Vac | SAFE-T-VAC single suction catheter features a chimney-style valve that has a large opening on the control vent that minimizes residual suction. Catheters are available in two tip styles - the smooth, atraumatic DeLee Tip with staggered eyes, and the angled Whistle Tip. Latex-free. | single-suction-catheters10-fr-safe-t-vac-666.jpg
SKU: MADA172VG | MADA Medical Vacuum Gauge For 172 172OS | Vacuum Gauge for Mada Suction Pump | vacuum-gauge-for-172-172os-b09.jpg
SKU: MADA178B | MADA Medical Vacuum Bottle | Vacuum Bottle Plastic | vacuum-bottle-e96.jpg
SKU: MKS63054000 | McKesson Suction Tubing Medi-Pak 6 Foot 1/4 Inch Sterile Female/Male | Suction Tubing Medi-Pak 6 Foot 1/4 Inch Sterile Female/Male. | suction-tubing-medi-pak-6-foot-1-4-inch-sterile-female-male-01e.jpg
SKU: EVOM610-12 | EVO Medical Solutions Suction Canister / LID, 800Cc | Suction Canister / LID, 800Cc. | suction-canister-lid-800cc-81c.jpg
SKU: EVOM610-48 | EVO Medical Solutions Suction Canister / Lid, 800cc | Suction Canister / Lid, 800cc. | suction-canister-lid-800cc-fa3.jpg
SKU: BLDM2155 | Ballard Medical Closed Suction Systems For Adults, 12Fr T-Piece, Endotracheal Length | Closed Suction Systems For Adults, 12Fr T-Piece, Endotracheal Length. 12 French T-Piece 21.3in/54cm (ET Length) 22mm x 22mm Flex Tube (4") | closed-suction-systems-for-adults-12fr-t-piece-endotracheal-length-ea0.jpg
SKU: BLDM22015 | Ballard Medical Closed Suction Systems For Adults, 14F, T-Piece, Endotracheal Length | 14 French T-Piece 21.3in/54cm (ET Length) 22mm x 22mm Flex Tube (4") 15mm Swivel Adapter | closed-suction-systems-for-adults-14f-t-piece-endotracheal-length-1fa.jpg
SKU: BLDM208 | Ballard Medical KIMVENT Closed Suction Systems for Neonatal/Pediatric, 8Fr Elbow, 14in/35.5cm | KIMVENT Closed Suction Systems for Neonatal/Pediatric, 8Fr Elbow, 14in/35.5cm. 8 French. Elbow. 14in/35.5cm (ET Length) | kimvent-closed-suction-systems-for-neonatal-pediatric-8fr-elbow-14in-355cm-54e.jpg
SKU: BLDM210 | Ballard Medical Kimberly-Clark Neonatal And Pediatric Trach Care Elbow, 10Fr (3.3mm) | Outer Diameter: 10Fr/3.3Mm; Length: 16"/40.5Cm; Description: Elbow, Endotracheal Tube, Adapters (2.5Mm, 3Mm, 3.5Mm, 4Mm); Lavage/Irrigation Port, Locking Thumb Port, Manifold, Elbow And "Y" Confirgurations, Multi Access Catheter. | kimberly-clark-neonatal-and-pediatric-trach-care-elbow-10fr-33mm-7bf.png
SKU: BLDM21603 | Ballard Medical KIMVENT Closed Suction Systems for Adults, 12Fr, Double Swivel Elbow, Tracheostomy Length | KIMVENT Closed Suction Systems for Adults, 12Fr, Double Swivel Elbow, Tracheostomy Length. 12 French Double Swivel Elbow 12in/30.5cm (Trach Length). | kimvent-closed-suction-systems-for-adults-12fr-double-swivel-elbow-tracheostomy-length-cac.jpg
SKU: BLDM22103 | Ballard Medical KIMVENT Closed Suction Systems for Adults, 14Fr , Double Swivel Elbow, Tracheostomy Length | Outer Diameter: 14Fr/4.6Mm; Length: 12:/30.5Mm; Description: Double Swivel Elbow, Tracheostome, One-Way Lavage/Irrigation Port; Tactile Sleeve. | kimvent-closed-suction-systems-for-adults-14fr-double-swivel-elbow-tracheostomy-length-6ae.jpg
SKU: CRFUK82 | CareFusion Medi-Vac Yankauer Sterile Suction Handles, With Control Vent and Tapered Bulbous Tip | Medi-Vac Yankauer Sterile Suction Handles have a clear tip and are individually packaged. Sterile. | medi-vac-yankauer-sterile-suction-handles-with-control-vent-and-tapered-bulbous-tip-2b7.jpg
SKU: CRFUK80 | CareFusion Medi-Vac Yankauer Sterile Suction Handles, With Tapered Bulbous Tip | Medi-Vac Yankauer Sterile Suction Handles have a clear tip and are individually packaged. Sterile. | medi-vac-yankauer-sterile-suction-handles-with-tapered-bulbous-tip-cfc.jpg
SKU: BEM424410 | Bemis Hydrophobic Canister, 800CC | Pour spout, vacuum, and patient ports, With hydrophobic shutoff filter, Builtâ€“in critical measure. | hydrophobic-canister-800cc-304.jpg
SKU: KCC22705 | Kimberly-Clark Closed Suction System Adult Turbo Cleaning 14FR T-Piece Endotracheal Length | 14 French T-Piece 21.3in/54cm (ET Length) 22mm x 22mm Flex Tube (4"). | closed-suction-system-adult-turbo-cleaning-14fr-t-piece-endotracheal-length-dd9.jpg
SKU: KCC2270135 | Kimberly-Clark Closed Suction System Adult Turbo Cleaning 14FR Tracheostomy Length Swivel Adapter | 14 French T-Piece 12in/30.5cm (Trach Length) 22mm x 22mm Flex Tube (4") 15mm Swivel Adapter. | closed-suction-system-adult-turbo-cleaning-14fr-tracheostomy-length-swivel-adapter-df7.jpg
SKU: KCC22056 | Kimberly-Clark Closed Suction System Adult 14FR T-Piece Endotracheal Length Wet Pak | 14 French T-Piece 21.3in/54cm (ET Length) Wet Pak (contains saline vials) 22mm x 22mm Flex Tube (4"). | closed-suction-system-adult-14fr-t-piece-endotracheal-length-wet-pak-c61.jpg
SKU: ROSCCJ-32D | Roscoe Medical Condensation Jar with Hole | Condensation Jar with Hole for use in Puritan-Bennett 31/41 units. | condensation-jar-with-hole-dea.jpg
SKU: ALH31-01-0510 | Allied Healthcare Replacement Emergency Oxygen Disposable Cylinder For 31-01-0555 and 31-01-0555 | Replacement Oxygen Cylinder for 31-01-0500 and 31-01-0555; 15 minutes of medical oxygen USP. Provides 6 liters per minute of U.S.P. oxygen. | replacement-emergency-oxygen-disposable-cylinder-for-31-01-0555-and-31-01-0555-bc6.png
SKU: GFGF33242 | Graham Field John Bunn Cannula with 25' Tubing | John Bunn Cannula with 25' Tubing | john-bunn-cannula-with-25-tubing-c35.jpg
SKU: GFGF64234 | Graham Field John Bunn Oxygen 50' Tubing | Prevents tubing from becoming occluded. | john-bunn-oxygen-50-tubing-c99.jpg
SKU: GFBF65100 | John Bunn John Bunn O2 Supply Line Adapter | John bunn O2 supply line adapter | john-bunn-o2-supply-line-adapter-c79.jpg
SKU: DRVSOFT207 | Drive Medical The Cozy Cannula Non Kinking Tubing 7 ft Straight | Adjustable tubing fits comfortably over the ears to hold the cannula firmly in place, affords complete freedom of movement. | the-cozy-cannula-non-kinking-tubing-7-ft-straight-cc5.jpg
SKU: BDSPBDS155HVY | Body Sport Loop Tubing 24" Ring Heavy Red | Two ankle cuffs for extra comfort. Ideal for complete lower body toning workout. | loop-tubing-24-ring-heavy-red-103.gif
SKU: DRVTUBNK07 | Drive Medical Oxygen Tubing Non Kinking 7' | 7' Length, oxygen tubing - non kink replaces TUB NK07 U, | oxygen-tubing-non-kinking-7-78c.jpg
SKU: CVN80XLTIN | Covidien Inner Cannula Size 8.0 Disposable Extended Length | Covidien manufactures, distributes and services medical devices. | inner-cannula-size-80-disposable-extended-length--a72.jpg
SKU: SNSTRES1100FS | Sunset Healthcare Soft Cannula with Female Port | Sunset Healthcareoffers a Soft Cannula with a Female Port thereby enabling compliancy with the Firesafe without an extra adapter. Individuals can also attach a swivel connector close to the patient for extra comfort and ease. Designed to reduce pressure and friction against skin. Item comes in Perforated bag for easy opening. | soft-cannula-with-female-port-58e.jpg
SKU: AIIAS75085 | Amsino AMSure Nasal Oxygen Cannula Adult Flared | AMSure Nasal Oxygen Cannula | amsure-nasal-oxygen-cannula-adult-flared-50c.jpg
SKU: CVN8888271106 | Covidien Tubing Connector 5-in-1 Fits 3/16" - 7/16" Vinyl Clean Bulk | Wide range of types and sizes. Available sterile or clean. | tubing-connector-5-in-1-fits-3-16quot-7-16quot-vinyl-clean-bulk-c50.jpg
SKU: CVN8888301622 | Covidien Argyle Suction Tubing Molded Connectors 1/4" x 12' | Argyle Surgical Suction Connecting Tubing is available with female molded connectors (male connector also included) or intergral connectors. Argyle suction tubing has minimal coil memory and comes in a wide range of sizes. | argyle-suction-tubing-molded-connectors-1-4-x-12--602.jpg
SKU: CVN8888272013 | Covidien Tubing Connector Large Y Fits .25" - .5" Sterile | Tubing Connector Large Y Fits .25"" - .5" Sterile | tubing-connector-large-y-fits-25-5-sterile-b72.jpg
SKU: SLP110022 | Inviro Medical Needle, 18G x 1 1/2", Blunt Fill, 100/bx, 10 bx/cs | Feature Hypodermic needed to be used with InviroSNAP! manually retractable safety syringe with permanent disableHub color PinkSterile YesSterilization Method RadiationLatex Free Yes | needle-18g-x-1-1-2-blunt-fill-100-bx-10-bx-cs-a92.jpg
SKU: GE2013066-001 | GE Healthcare Nasal Cannula Kit Adult | Delivers O2 and samples CO2 simultaneously. | nasal-cannula-kit-adult-405.png
SKU: GE2013066-003 | GE Healthcare CAPNOFlex LF Nasal CO2 Sampling Cannula Neonatal/ Infant 10/kit | Delivers O2 and samples CO2 simultaneously. Adjustable to accommodate various patient sizes. Use with Aqua-Knot II water traps to reduce moisture intrusion. Luer-lok connections. Latex free. | capnoflex-lf-nasal-co2-sampling-cannula-neonatal-infant-10-kit-689.jpg
SKU: MLTX20-450 | Miltex Sphenoid & Antrum Cannula, 6 1/2" | Diameter at tip 2mm. Lateral opening. Luer lock. | sphenoid-antrum-cannula-6-1-2-07f.jpg
SKU: MADA1325-7 | MADA Medical Sof Touch Nasal Cannula | Adult curved tip with 7 ft. no-crush oxygen tubing, single patient use. | sof-touch-nasal-cannula-c24.jpg
SKU: CVN86221 | Covidien Tracheal Tube, 2.0mm, Uncuffed, Murphy | Wide range of pediatric sizes provides better fit even for premature infants. Distal tip reference lines and depth marks assist in proper placement. Thin, but strong tube wall provides maximum inner diameter for proper ventilation. Also available in precut lengths. | tracheal-tube-20mm-uncuffed-murphy-25f.jpg
SKU: CRFU1861 | CareFusion Water Trap For O2 Tubing | Water Trap For O2 Tubing | water-trap-for-o2-tubing-dac.jpg
SKU: HUD1820_1 | Hudson RCI Softech Nasal Cannulas | The Softech nasal cannula is produced by a special manufacturing process to provide an exceptionally soft cannula. | softech-nasal-cannulas-d5e.jpg
SKU: HUD1820_1 | Hudson RCI Softech Nasal Cannulas | The Softech nasal cannula is produced by a special manufacturing process to provide an exceptionally soft cannula. | softech-nasal-cannulas-d5e.jpg
SKU: GFGF81370 | Graham Field John Bunn Mouthpiece White | Designed for single patient use. | john-bunn-mouthpiece-white-8ef.jpg
SKU: CM33239 | Complete Medical Nasal Soft Tip Cannula Adult With 7' Tubing | Designed lightweight and clear in the Over-the-Ear, "Bolo-Style" with adjustable slide to ensure a secure and comfortable fit for long-term use with maximum movement. | nasal-soft-tip-cannula-adult-with-7-tubing--15f.jpg
SKU: CVN8888301606 | Covidien Argyle Suction Tubing Molded Connectors 0.25" x 6' | Argyleâ„¢ Surgical Suction Connecting Tubing is available with female molded connectors (male connector also included) or intergral connectors. | argyle-suction-tubing-molded-connectors-025-x-6-0ee.jpg
SKU: CVN6DCT | Covidien Tracheostomy Tube Size 6 Disposable Cannula Cuffed 6.4mm I.D. x 10.8mm O.D. x 74mm L | Shileyâ„¢ tracheostomy tube cuffed with disposable inner cannula (DCT) provides the convenience of a disposable inner cannula for a wide variety of applications. Shileyâ„¢ tracheostomy tube cuffed with disposable inner cannula fenestrated (DFEN) offers convenience of inner cannula disposability and fenestration, permitting patient to breathe through the upper airway if desired. | tracheostomy-tube-size-6-disposable-cannula-cuffed-64mm-id-x-108mm-od-x-74mm-l-0c1.jpg
SKU: CVN4DIC | Covidien Shiley Inner Cannula Disposable 4 | Helps provide patients with the right fit and maintain airway patency, helping ensure patient safety and comfort. Shiley tracheostomy tubes are a trusted solution from a proven partner. | shiley-inner-cannula-disposable-4-f86.png
SKU: CRFU2600 | CareFusion AirLife Cushion Nasal Adult Cannula with 7' Oxygen Supply Tubing | The AirLife Cushion Nasal Cannula has a soft, clear design that provides optimum patient comfort. | airlife-cushion-nasal-adult-cannula-with-7-oxygen-supply-tubing-c7b.jpg
SKU: CMW0167 | Westmed Nasal SofTip Cannula NeoNatal with 7" Tubing | Designed lightweight and clear in the Over-the-Ear, "Bolo-Style" with adjustable slide to ensure a secure and comfortable fit for long-term use with maximum movement. Curved prongs enhance and promote. | nasal-softip-cannula-neonatal-with-7-tubing-e01.jpg
SKU: CVN8888301523 | Covidien Argyle Suction Tubing, Molded Connectors, 3/16" x 10' | Argyle Surgical Suction Connecting Tubing is available with female molded connectors (male connector also included) or intergral connectors. Argyle suction tubing has minimal coil memory and comes in a wide range of sizes. | argyle-suction-tubing-molded-connectors-3-16-x-10-7a8.jpg
SKU: CVN8888284521 | Covidien Argyle Suction Tubing, Integral Funnel/Tapered, 3/16" x 6' | Argyle Surgical Suction Connecting Tubing is available with female molded connectors (male connector also included) or intergral connectors. Argyle suction tubing has minimal coil memory and comes in a wide range of sizes. | argyle-suction-tubing-integral-funnel-tapered-3-16-x-6-6eb.jpg
SKU: CRTLSFR021 | Certol ProPak, Nylon Sterilization Tubing, 2" x 100' | Propak Nylon Sterilization Tubing Is Made Of Durable, Transparent Nylon Sterilization Film. It Is Used To Maintain Sterility Of Instruments And Is Designed For Use With Steam And Dry Heat Processes. | propak-nylon-sterilization-tubing-2-x-100-11c.jpg
SKU: CRTLSFR031 | Certol ProPak, Nylon Sterilization Tubing, 3" x 100' | Clear nylon tubing provides sterilization packaging for use in steam and dry heat processes. Continous roll is 100' length. Sturdy nylon film is puncture resistant at .16 mils thickness. Imprinted chemical ink indicator. | propak-nylon-sterilization-tubing-3-x-100-2d9.jpg
SKU: CVN6DIC | Covidien Shiley Inner Cannula Disposable 6 | Helps provide patients with the right fit and maintain airway patency, helping ensure patient safety and comfort. Shiley tracheostomy tubes and accessories are a trusted solution from a proven partner. Shiley inner cannula disposable (DIC) with integral 15 mm snap-lock connector is individually sterile packaged for patient protection, and required for use with Shiley tracheostomy tube cuffed with disposable inner cannula (DCT), Shiley tracheostomy tube cuffed with disposable inner cannula (DFEN), Shiley tracheostomy tube cuffless with disposable inner cannula (DCFS), Shiley Tracheostomy Tube Cuffless with Disposable Inner Cannula fenestrated (DCFN) and Shiley percutaneous tracheostomy tube with disposable inner cannula (PERC). Shiley spare inner cannula (SIC) with red color-coded twist-lock connector is for temporary use during cleaning or removal of inner cannula of Shiley tracheostomy tube cuffed with inner cannula (LPC), Shiley tracheostomy tube cuffed with inner cannula fenestrated (FEN), Shiley tracheostomy tube cuffless with inner cannula (CFS) and Shiley tracheostomy tube cuffless with inner cannula fenestrated (CFN) | shiley-inner-cannula-disposable-6-068.jpg
SKU: CVN8DCFS | Covidien Shiley Tracheostomy Tube Cuffless with Disposable Inner Cannula, 8 | Helps provide patients with the right fit and maintain airway patency, helping ensure patient safety and comfort. Shiley tracheostomy tubes are a trusted solution from a proven partner.O.D. -12.2 mm, I.D. - 7.6 mm | shiley-tracheostomy-tube-cuffless-with-disposable-inner-cannula-8-572.jpg
SKU: CVN10DIC | Covidien Shiley Inner Cannula Disposable, 10 | Helps provide patients with the right fit and maintain airway patency, helping ensure patient safety and comfort. Shiley tracheostomy tubes are a trusted solution from a proven partner. | shiley-inner-cannula-disposable-10-424.jpg
SKU: CVN10DICFEN | Covidien Shiley Inner Cannula Fenestrated, 4 | Helps provide patients with the right fit and maintain airway patency, helping ensure patient safety and comfort. Shiley tracheostomy tubes and accessories are a trusted solution from a proven partner. | shiley-inner-cannula-fenestrated-4-e61.jpg
SKU: MNUS502 | Medicom Medicom Saliva Ejectors Clear , White / White Tip | Easy to use with non-rusting alloy wire and easily forms into desired configuration. Increased patient comfort and safety with soft bonded smooth tip to avoid tissue aspiration. | medicom-saliva-ejectors-clear-white-white-tip-f44.jpg
SKU: SCH2.100118 | Schiller Disposable Mouthpieces for SP-2 | Disposable Mouthpieces for Schiller SP-2 Spirometer. Comes with 10 mouthpieces. For Single Use. Handheld SP-2 Spirometer shown is not included. Sold separately. | disposable-mouthpieces-for-sp-2-9ec.jpeg
SKU: SCH2.100123 | Schiller Disposable Filters for SP-20/30 Flow Sensor Spirometer | Disposable Filters for Schiller SP-20/SP-30 Flow Sensor Spirometer. | disposable-filters-for-sp-20-30-flow-sensor-spirometer-76a.jpg
SKU: FSHR400439A | Fisher and Paykel Healthcare Zest Nasal Mask With Headgear, Petite | Small, quiet and effortless to fit and use, the Zest Nasal Mask offers superb comfort with its innovative design. The Zest nasal Mask includes the follow features: 1) Flexifit Technology provides a greater range of movement at the nasal bridge, simplifying the fitting process while improving the seal and comfort; 2) Unique Glider Strap for freedom of movement while maintaining a seal; 3) The East-Clip Silicone Seal allows one-step connection or removal for quick and effortless cleaning; 4) Variable Thickness Silicone provides an ultra-soft fit for improved sealing comfort; 5) Designed and contoured using the Fisher & Paykel Healthcare Anthropometric Database; 6) Fully assembled for a complete and simple out-of-the-box solution; 7) Available in three sizes: Zest Petite, Zest, Zest Plus. | zest-nasal-mask-with-headgear-petite-1a7.jpg
SKU: FSHR400440A | Fisher and Paykel Healthcare Zest Nasal Mask With Headgear | Small, quiet and effortless to fit and use, the Zest Nasal Mask offers superb comfort with its innovative design. The Zest nasal Mask includes the follow features: 1) Flexifit Technology provides a greater range of movement at the nasal bridge, simplifying the fitting process while improving the seal and comfort; 2) Unique Glider Strap for freedom of movement while maintaining a seal; 3) The East-Clip Silicone Seal allows one-step connection or removal for quick and effortless cleaning; 4) Variable Thickness Silicone provides an ultra-soft fit for improved sealing comfort; 5) Designed and contoured using the Fisher & Paykel Healthcare Anthropometric Database; 6) Fully assembled for a complete and simple out-of-the-box solution; 7) Available in three sizes: Zest Petite, Zest, Zest Plus. | zest-nasal-mask-with-headgear-208.jpg
SKU: FSHR400441A | Fisher and Paykel Healthcare Zest Nasal Mask With Headgear, Plus | Small, quiet and effortless to fit and use, the Zest Nasal Mask offers superb comfort with its innovative design. Flexifit Technology provides a greater range of movement at the nasal bridge, simplifying the fitting process while improving the seal and comfort. Unique Glider Strap for freedom of movement while maintaining a seal. The East-Clip Silicone Seal allows one-step connection or removal for quick and effortless cleaning. Variable Thickness Silicone provides an ultra-soft fit for improved sealing comfort. Designed and contoured using the Fisher & Paykel Healthcare Anthropometric Database. Fully assembled for a complete and simple out-of-the-box solution, Available in three sizes: Zest Petite, Zest, Zest Plus. | zest-nasal-mask-with-headgear-plus-daa.jpg
SKU: STL4807 | Salter Labs Demand Cannula With 7' Tubing | Demand Cannula With 7' Tubing | demand-cannula-with-7-tubing-630.jpg
SKU: SMTH526070 | Smiths Medical Cuffed D.I.C Replacement Inner Cannula For Tracheostomy Tubes, Tube ID 6.0 mm | D.I.C. trach tubes are designed with a disposable inner cannula which facilitates both patient care and helps reduce the possibility of post-procedural infection. Built-in 15 mm ISO termination for easy ventilator circuit attachment with or without inner cannula in place. D.I.C. tubes are available in five adult sizes, uncuffed, cuffed, and fenestrated styles. A color-coded system allows quick identification and correct sizing of tube and inner cannula. | cuffed-dic-replacement-inner-cannula-for-tracheostomy-tubes-tube-id-60-mm-7aa.jpg
SKU: SMTH526080 | Smiths Medical Cuffed D.I.C. Replacement Inner Cannula For Tracheostomy Tubes, Tube ID 7.0 mm | D.I.C. trach tubes are designed with a disposable inner cannula which facilitates both patient care and helps reduce the possibility of post-procedural infection. Built-in 15 mm ISO termination for easy ventilator circuit attachment with or without inner cannula in place. D.I.C. tubes are available in five adult sizes, uncuffed, cuffed, and fenestrated styles. A color-coded system allows quick identification and correct sizing of tube and inner cannula. | cuffed-dic-replacement-inner-cannula-for-tracheostomy-tubes-tube-id-70-mm-7aa.jpg
SKU: SMTH60P035 | Smiths Medical Pediatric Cuffless Tracheostomy Tube, ID 3.5 mm, OD 5.3 mm, Length 40.0 mm | Soft, flexible, and inert, silicone is an ideal material for the sensitive stomal and airway tissues of these special patients. Wire reinforced silicone shaft helps minimize the risk of kinking while providing a soft, flexible material to maximize patient comfort. | pediatric-cuffless-tracheostomy-tube-id-35-mm-od-53-mm-length-400-mm-d48.jpg
SKU: SMTH60P040 | Smiths Medical Bivona Uncuffed Pediatric Tracheostomy Tube, ID 4.0 mm, OD 6.0mm, Length 41.0 mm | Soft, flexible, and inert, silicone is an ideal material for the sensitive stomal and airway tissues of these special patients. Wire reinforced silicone shaft helps minimize the risk of kinking while providing a soft, flexible material to maximize patient comfort. | bivona-uncuffed-pediatric-tracheostomy-tube-id-40-mm-od-60mm-length-410-mm--350.jpg
SKU: SMTH60P045 | Smiths Medical Pediatric Uncuffed Tracheostomy Tube, ID 4.5 mm, OD 6.7 mm, Length 42.0 mm | Soft, flexible, and inert, silicone is an ideal material for the sensitive stomal and airway tissues of these special patients. Wire reinforced silicone shaft helps minimize the risk of kinking while providing a soft, flexible material to maximize patient comfort. | pediatric-uncuffed-tracheostomy-tube-id-45-mm-od-67-mm-length-420-mm-5d5.jpg
SKU: SMTH60P050 | Smiths Medical Bivona Uncuffed Tracheostomy Tube, ID 5.0 mm, OD 7.3 mm, Length 44.0 mm | Soft, flexible, and inert, silicone is an ideal material for the sensitive stomal and airway tissues of these special patients. Wire reinforced silicone shaft helps minimize the risk of kinking while providing a soft, flexible material to maximize patient comfort. | bivona-uncuffed-tracheostomy-tube-id-50-mm-od-73-mm-length-440-mm-e1b.jpg
SKU: SMTH60PFS35 | Smiths Medical Bivona Uncuffed Pediatric FlexTend Plus Standard V Flange Tracheostomy Tubes, ID 3.5 mm, OD 5.3 mm | Bivona FlexTend tracheostomy tubes help improve access for children in a prone position. The permanent flexible tube extension on the proximal side of the neck flange helps keep connections away from the neck, chin, and stoma, enhancing patient mobility and comfort. | bivona-uncuffed-pediatric-flextend-plus-standard-v-flange-tracheostomy-tubes-id-35-mm-od-53-mm-43c.jpg
SKU: SMTH60PFS45 | Smiths Medical Bivona Uncuffed Pediatric FlexTend Plus Standard V Flange Tracheostomy Tubes, ID 4.5 mm, OD 4.5 mm | Bivona FlexTend tracheostomy tubes help improve access for children in a prone position. The permanent flexible tube extension on the proximal side of the neck flange helps keep connections away from the neck, chin, and stoma, enhancing patient mobility and comfort. | bivona-uncuffed-pediatric-flextend-plus-standard-v-flange-tracheostomy-tubes-id-45-mm-od-45-mm-4cd.jpg
SKU: SMTH670160 | Smiths Medical Bivona Adult TTS Tracheostomy Tube, ID 6.0 mm, OD 8.8 mm, Length 70.0 mm | This tube is of particular benefit for patients requiring cuff inflation for managed, controlled leaks, protection from potential aspiration during feeding, or for short periods of total tracheal seal. When the all silicone cuff is totally deflated it adds no distinguishable dimension to the outer diameter of the tube's shaft, yet it can be partially or completely inflated for varied airway management needs. The TTS tube is the most versatile tracheostomy tube available. | bivona-adult-tts-tracheostomy-tube-id-60-mm-od-88-mm-length-700-mm--1cd.jpg
SKU: SMTH670170 | Smiths Medical Bivona Adult TTS Tracheostomy Tubes, ID 7.0 mm, OD 10.0 mm, Length 80.0 mm | This tube is of particular benefit for patients requiring cuff inflation for managed, controlled leaks, protection from potential aspiration during feeding, or for short periods of total tracheal seal. When the all silicone cuff is totally deflated it adds no distinguishable dimension to the outer diameter of the tube's shaft, yet it can be partially or completely inflated for varied airway management needs. The TTS tube is the most versatile tracheostomy tube available. | bivona-adult-tts-tracheostomy-tubes-id-70-mm-od-100-mm-length-800-mm-99c.jpg
SKU: SMTH670175 | Smiths Medical Bivona Adult TTS Tracheostomy Tubes, ID 7.5 mm, OD 10.5 mm, Length 80.0 mm | This tube is of particular benefit for patients requiring cuff inflation for managed, controlled leaks, protection from potential aspiration during feeding, or for short periods of total tracheal seal. When the all silicone cuff is totally deflated it adds no distinguishable dimension to the outer diameter of the tube's shaft, yet it can be partially or completely inflated for varied airway management needs. The TTS tube is the most versatile tracheostomy tube available. | bivona-adult-tts-tracheostomy-tubes-id-75-mm-od-105-mm-length-800-mm-905.jpg
SKU: SMTH670180 | Smiths Medical Bivona Adult TTS Tracheostomy Tubes | This tube is of particular benefit for patients requiring cuff inflation for managed, controlled leaks, protection from potential aspiration during feeding, or for short periods of total tracheal seal. When the all silicone cuff is totally deflated it adds no distinguishable dimension to the outer diameter of the tube's shaft, yet it can be partially or completely inflated for varied airway management needs. The TTS tube is the most versatile tracheostomy tube available. | bivona-adult-tts-tracheostomy-tubes--19d.jpg
SKU: SMTH67N035 | Smiths Medical Bivona TTS Cuffed Neonatal With V Neck Flange Tracheostomy Tubes, ID 3.5 mm, OD 5.3 mm, Length 34.0 mm | TTS (tight-to-shaft) tubes have the profile of an uncuffed tube with the insurance of a cuff, if and when needed. The TTS tracheostomy tubes are available in both neonatal and pediatric sizes. The TTS tube is like an uncuffed tube, but it has a cuff. When completely deflated, it collapses tight to the shaft of the tube. | bivona-tts-cuffed-neonatal-with-v-neck-flange-tracheostomy-tubes-id-35-mm-od-53-mm-length-340-mm-567.jpg
SKU: SMTH67P035 | Smiths Medical Bivona TTS Cuffed Pediatric With V Neck Flange Tracheostomy Tubes, ID 3.5 mm, OD 5.3 mm, Length 40.0 mm | TTS (tight-to-shaft) tubes have the profile of an uncuffed tube with the insurance of a cuff, if and when needed. The TTS tracheostomy tubes are available in both neonatal and pediatric sizes. The TTS tube is like an uncuffed tube, but it has a cuff. When completely deflated, it collapses tight to the shaft of the tube. | bivona-tts-cuffed-pediatric-with-v-neck-flange-tracheostomy-tubes-id-35-mm-od-53-mm-length-400-mm-906.jpg
SKU: SMTH67P040 | Smiths Medical Bivona TTS Cuffed Pediatric With V Neck Flange Tracheostomy Tubes, ID 4.0 mm, OD 6.0 mm, Length 41.0mm | TTS (tight-to-shaft) tubes have the profile of an uncuffed tube with the insurance of a cuff, if and when needed. The TTS tracheostomy tubes are available in both neonatal and pediatric sizes. The TTS tube is like an uncuffed tube, but it has a cuff. When completely deflated, it collapses tight to the shaft of the tube. | bivona-tts-cuffed-pediatric-with-v-neck-flange-tracheostomy-tubes-id-40-mm-od-60-mm-length-410mm-f3f.jpg
SKU: SMTH67P045 | Smiths Medical Bivona TTS Cuffed Pediatric With V Neck Flange Tracheostomy Tubes, ID 4.5 mm, OD 6.7 mm, Length 42.0mm | TTS (tight-to-shaft) tubes have the profile of an uncuffed tube with the insurance of a cuff, if and when needed. The TTS tracheostomy tubes are available in both neonatal and pediatric sizes. The TTS tube is like an uncuffed tube, but it has a cuff. When completely deflated, it collapses tight to the shaft of the tube. | bivona-tts-cuffed-pediatric-with-v-neck-flange-tracheostomy-tubes-id-45-mm-od-67-mm-length-420mm-74b.jpg
SKU: SMTH67P050 | Smiths Medical Trach Tube Pediatric Cuffed V-Neck Flange 5.0mm ID x 7.3mm OD x 44.0mm L | TTS (tight-to-shaft) tubes have the profile of an uncuffed tube with the insurance of a cuff, if and when needed. The TTS tracheostomy tubes are available in both neonatal and pediatric sizes. The TTS tube is like an uncuffed tube, but it has a cuff. When completely deflated, it collapses tight to the shaft of the tube. | trach-tube-pediatric-cuffed-v-neck-flange-50mm-id-x-73mm-od-x-440mm-l-a4c.jpg
SKU: TRATSB-10GLT | Tiara Medical New Style Light Weight CPAP Tubing 10 foot Gray | Light Weight CPAP Tubing | new-style-light-weight-cpap-tubing-10-foot-gray--059.jpg
SKU: TRATSB-6GLT | Tiara Medical Lightweight Cpap Tubing 6ft., Gray | Lightweight Cpap Tubing 6ft., Gray. | lightweight-cpap-tubing-6ft-gray-1db.jpg
SKU: TRATSB-6LT | Tiara Medical Lightweight Cpaptubing, 6ft., New Style | Lightweight Cpaptubing, 6ft., New Style | lightweight-cpaptubing-6ft-new-style-b3c.jpg
SKU: CRFU1306 | CareFusion Airlife Oxygen Tubing, Tubing, 50' | Disposable, vinyl-tipped oxygen tubing with crush-resistant lumen to resist occlusion. Choose from a variety of lengths. | airlife-oxygen-tubing-tubing-50-ec1.jpg
SKU: HUD1115 | Hudson RCI Oxygen Supply Tubing, 7 ft | Available with a standard or universal connector that attaches directly onto the flowmeter, eliminating the need for an adaptorDistinctively designed Star Lumen tubing features a channeled inner lumen to resist kinks and occlusion. | oxygen-supply-tubing-7-ft-58f.jpg
SKU: HUD1424 | Hudson RCI Swivel Oxygen Tubing Connectors | Provide exceptionally smooth, 360Ëš rotation, Available with optional clip to secure tubing to clothing or bedding, 7 ft. | swivel-oxygen-tubing-connectors-edd.jpg
SKU: HUD1120 | Hudson RCI STAR LUMEN Standard Oxygen Supply Tubing, 50 Ft(L) | Hudson RCI oxygen supply tubing is available in a variety of configurations to meet the needs of patients and clinicians in most care settings. Available with a standard or universal connector that attaches directly onto the flowmeter, eliminating the need for an adaptor. Distinctively designed Star Lumen tubing features a channeled inner lumen to resist kinks and occlusion. | star-lumen-standard-oxygen-supply-tubing-50-ftl-974.jpg
SKU: HUD1827 | Hudson RCI Softech Nasal Cannulas | Softech Plus is the confident choice for comfortable oxygen delivery because of the proprietary combination of a softer Non-DEHP material and improved product design. Softech Plus will help improve patient comfort and enhance the quality of care.Notch between nasal prongs to provide flexibility and a more customized fit for patientsSoft durometer lariat tubing to increase patient comfort, Made of non-DEHP material, Star-lumenÂ® design provides crush-proof and kink-proof tubing for continuous flow | softech-nasal-cannulas-f7e.jpg
SKU: HUD1103 | Hudson RCI Over The Ear Cannulas | The popular Hudson RCI over-the-ear cannula, which has set the industry standard for decades, is cost-effective and is offered in a wide range of adult configurations. | over-the-ear-cannulas-191.jpg
SKU: HUD1981 | Hudson RCI Oxygen Supply Tubing, 25 ft(L) | Hudson RCI oxygen supply tubing is available in a variety of configurations to meet the needs of patients and clinicians in most care settings. Available with a standard or universal connector that attaches directly onto the flowmeter, eliminating the need for an adaptor. Distinctively designed Star Lumen tubing features a channeled inner lumen to resist kinks and occlusion. | oxygen-supply-tubing-25-ftl-657.jpg
SKU: HUD1119 | Hudson RCI STAR LUMEN Standard Oxygen Supply Tubing, 25 ft(L) | Hudson RCI oxygen supply tubing is available in a variety of configurations to meet the needs of patients and clinicians in most care settings. Available with a standard or universal connector that attaches directly onto the flowmeter, eliminating the need for an adaptor. Distinctively designed Star Lumen tubing features a channeled inner lumen to resist kinks and occlusion. | star-lumen-standard-oxygen-supply-tubing-25-ftl-f41.jpg
SKU: HU1679 | Hudson RCI Oxygen Tubing Water Trap | Traps condensed moisture within oxygen supply tubing. Primarily used in conjunction with a nasal cannula. Pliable tube resists cracking or breaking. Plug design minimizes potential for water leak. | oxygen-tubing-water-trap-2a5.jpg
SKU: HUD1680 | Hudson RCI Corr-A-Flex Tubing, 100 ft (L), Cuttable Cuff | 22-mm disposable corrugated tubing available in popular pre-cut lengths for convenience. Flexible, lightweight tubing available with cuttable cuffs every 6 in. Tapered cuffs securely attach to most 22-mm respiratory therapy applications. | corr-a-flex-tubing-100-ft-l-cuttable-cuff-70c.jpg
SKU: MALM6DIC | Mallinckrodt Medical Disposable Inner Cannula (DIC), Size: 6, Length- 74 mm | With integral snap-lock connector for quick and safe disposal after single use. Individually sterilized packaging for patient protection. For use with DCT, DFEN, DPRV, DCFS, PERC and DCFN tubes | disposable-inner-cannula-dic-size-6-length-74-mm-406.jpg
SKU: MALM8DIC | Mallinckrodt Medical Disposable Inner Cannula (DIC), Size: 8, Length: 79mm | With integral snap-lock connector for quick and safe disposal after single use. Individually sterilized packaging for patient protection. For use with DCT, DFEN, DPRV, DCFS, PERC and DCFN tubes. | disposable-inner-cannula-dic-size-8-length-79mm-3eb.jpg
SKU: MALM4DIC | Mallinckrodt Medical Disposable Inner Cannula DIC Size 4 | With integral snap-lock connector for quick and safe disposal after single use. Individually sterilized packaging for patient protection. For use with DCT, DFEN, DPRV, DCFS, PERC and DCFN tubes. | disposable-inner-cannula-dic-size-4-289.jpg
SKU: CRFU1302 | CareFusion AirLife Oxygen Tubing, 7' | Disposable, vinyl-tipped oxygen tubing with crush-resistant lumen to resist occlusion. Choose from a variety of lengths. | airlife-oxygen-tubing-7-09e.jpg
SKU: WSTM101 | Westmed Biflo Nasal Mask With 7ft Tubing | The Biflo nasal mask is a simple and comfortable device designed as an alternative for oxygen therapy patients who cannot or will not tolerate a cannula or for those patients who have recurring necrosis. The Biflo delivers a gentle flow of oxygen. Unlike a nasal cannula, oxygen flow is not jetted into the nasal cavity. Includes 7' Kink-Resistant Tubing. Latex-free. | biflo-nasal-mask-with-7ft-tubing-11a.jpg
SKU: STL16004 | Salter Labs Salter-Style Nasal Cannula, Adult Original Cannula, Clear | Clear, lightweight adult cannula is made using high-quality standards of the Salter-Style manufacturing process. Unique design is anatomically curved to fit the upper lip, and features curved, tapered nasal prongs to fit comfortably in the nasal passages. Also made of a single piece of soft, latex-free plastic for a seamless cannula that is comfortable to wear long-term. Headset is over-the-ear style that stays securely in place without rolling. | salter-style-nasal-cannula-adult-original-cannula-clear-e98.jpg
SKU: SMTH503080 | Smiths Medical Trach Tube 8.0mm ID x 11.3mm OD x 73.0mm L White | D.I.C. trach tubes are designed with a disposable inner cannula which facilitates both patient care and helps reduce the possibility of postoperative infection. Included with the cuffed trach tube is an obturator, a VelcroÂ® trach tube holder, and one inner cannula. The trach tubes come in five adult sizes, each color-coded for quick, correct sizing. | trach-tube-80mm-id-x-113mm-od-x-730mm-l-white-047.jpg
SKU: CRFUN66A | CareFusion Medi-Vac Clear Nonconductive Suction Tubing, 6', Sterile | Nonconductive tubing with Maxi-Grip connector expands to fit most male connectors. Latex-free.Connector Male/Male. Outer Diameter 1/4". | medi-vac-clear-nonconductive-suction-tubing-6-sterile-2d8.jpg
SKU: MALM80XLTIN | Mallinckrodt Medical Shiley XLT Extended-Length Tracheostomy Tube, Disposable Inner Cannula, 105 mm | An economical, off-the-shelf alternative to custom tracheostomy tubes for patients with anatomical challenges. Unlike most extended-length tracheostomy tubes, Shiley XLT tubes give you the choice of extra length in the proximal or distal portions for a more customized fit. In addition, the Shiley XLT offers the convenience of a disposable inner cannula. Both the outer and inner cannulas are flexible, so they more easily conform to your patient's anatomy. An easy choice for hard-to-fit patients - choose extra length in the proximal portion of the shaft to accommodate patients with full or thick necks who have increased skin-to-tracheal-wall distances. Choose extra length in the distal portion to compensate for conditions requiring extra length, such as tracheal stenosis or malacia. Inner Diameter 8.0 mm. Outer Diameter 13.3 mm. | shiley-xlt-extended-length-tracheostomy-tube-disposable-inner-cannula-105-mm-561.jpg
SKU: AIIAS75080 | Amsino AMSure Nasal Oxygen Cannula Adult 84â€ Non Sterile | Curved, with 7 ft (84â€)Tubing Over-the-Ear StyleTip: Non-Flared | amsure-nasal-oxygen-cannula-adult-84-non-sterile-cc6.jpg
SKU: CVNXS04620 | Covidien Intubated Patient Sampling Line Adult Pediatric Short Term | The patented family of FilterLineÂ® etCO2 sampling lines is designed for use with Microstreamâ„¢-enabled capnography monitors and can be used on both intubated and non-intubated patients.FilterLineÂ® non-intubated sampling lines feature oral and nasal sampling as well as an innovative supplemental oxygen delivery system. One size fits adolescents through adults, and all FilterLineÂ® non-intubated sampling lines can be used with bi-level ventilation and CPAP. For some types of non-intubated sampling lines, pediatric products are also available. | intubated-patient-sampling-line-adult-pediatric-short-term-b40.jpg
SKU: HUD1821 | Hudson RCI Softech Nasal Cannulas Adult | The Softech nasal cannula is produced by a special manufacturing process to provide an exceptionally soft cannula. | softech-nasal-cannulas-adult-d21.jpg
SKU: CVN8888301705 | Covidien Argyle Suction Tubin, Molded Connectors 9/32" x 6' | Argyleâ„¢ Surgical Suction Connecting Tubing is available with female molded connectors (male connector also included) or intergral connectors. Argyleâ„¢ suction tubing has minimal coil memory and comes in a wide range of sizes. | argyle-suction-tubin-molded-connectors-9-32-x-6-c00.jpg
SKU: CM1101 | Encore Medical Deluxe Erection Combination Battery and Manual System | Deluxe Erection Combination Battery and Manual System creates a strong erection for 95% of all men. | deluxe-erection-combination-battery-and-manual-system-1a7.jpg
SKU: CM355B | Westmed Oxygen Supply Tubing 14' Each | Feature 14' Use for the interconnection of various oxygen or air delivery apparatus which uses 5 to 7 mm male fittings Star Lumen tubing kink and crush resistant Individually wrapped disposable | oxygen-supply-tubing-14-each-512.jpg
SKU: CM355E | Westmed Oxygen Supply Tubing 50' Each | Feature Use for the interconnection of various oxygen or air delivery apparatus which uses 5 to 7mm male fittings Star Lumen tubing kink and crush resistant 50' tubing Individually wrapped disposable | oxygen-supply-tubing-50-each-b7e.jpg
SKU: CM33239A | Medline Industries Nasal Soft Tip Cannula Adult With 4' Tubing | Designed lightweight and clear in the Over-the-Ear Bolo-Style with adjustable slide to ensure a secure and comfortable fit for long-term use with maximum movement | nasal-soft-tip-cannula-adult-with-4-tubing-68d.jpg
SKU: CMW0187 | Westmed Nasal SofTip Cannula Pediatric With 7' Tubing | Designed lightweight and clear in the Over-the-Ear, "Bolo-Style" with adjustable slide to ensure a secure and comfortable fit for long-term use with maximum movement | nasal-softip-cannula-pediatric-with-7-tubing-b85.jpg
SKU: CM33239B | Westmed Nasal Soft Tip Cannula Adult with 25' Tubing | Designed lightweight and clear in the Over-the-Ear Bolo-Style with adjustable slide to ensure a secure and comfortable fit for long-term use with maximum movement. | nasal-soft-tip-cannula-adult-with-25-tubing--e6a.jpg
SKU: AIIAS75085G | Amsino Nasal Oxygen Cannula Adult Curved Flared Tip with 7 ft Tubing - Each | AMSINO AMSUREÂ® CANNULAS | nasal-oxygen-cannula-adult-curved-flared-tip-with-7-ft-tubing-each-278.jpg
SKU: AIIAS75080G | Amsino Nasal Oxygen Cannula Adult Curved Non-Flared Tip with 84" Tubing - Each | AMSINO AMSUREÂ® CANNULAS | nasal-oxygen-cannula-adult-curved-non-flared-tip-with-84-tubing-each-278.jpg
SKU: MTRLMTR-24002 | Med-Tech Resource Nasal Oxygen Cannula Adult Non-Flared Curved Tip 7' Star Tubing | Nasal Oxygen Cannula, Adult, Non-Flared, Curved Tip, 7' Star Tubing, 50/cs | nasal-oxygen-cannula-adult-non-flared-curved-tip-7039-star-tubing-067.jpg
SKU: MTRLMTR-24003 | Med-Tech Resource Nasal Oxygen Cannula Adult Non-Flared Straight Tip 7' Star Tubing | Nasal Oxygen Cannula, Adult, Non-Flared, Straight Tip, 7' Star Tubing, 50/cs | nasal-oxygen-cannula-adult-non-flared-straight-tip-7039-star-tubing-329.jpg
SKU: MTRLMTR-24004 | Med-Tech Resource Nasal Oxygen Cannula Adult Flared Curved Tip 7' Star Tubing | Nasal Oxygen Cannula, Adult, Flared, Curved Tip, 7' Star Tubing, 50/cs (84 cs/plt) | nasal-oxygen-cannula-adult-flared-curved-tip-7039-star-tubing-a44.jpg
SKU: MTRLMTR-24101 | Med-Tech Resource Nasal Oxygen Cannula Pediatric Non-Flared Straight Tip 7' Star Tubing | Nasal Oxygen Cannula, Pediatric, Non-Flared, Straight Tip, 7' Star Tubing, 50/cs (84 cs/plt) | nasal-oxygen-cannula-pediatric-non-flared-straight-tip-7039-star-tubing-729.jpg
SKU: MTRLMTR-20007 | Med-Tech Resource Oxygen Tubing 7 ft Star Tubing | Oxygen Tubing, 7 ft Star Tubing, 50/cs (84 cs/plt) | oxygen-tubing-7-ft-star-tubing--440.jpg
SKU: SNSTRES010 | Sunset Healthcare OxySafe Firesafe Cannula Valve | The Sunset Healthcare OxySafe Firesafe Cannula Valve Helps protect against oxygen tubing fires using a thermal fuse designed to stop the flow of gas in the event that the downstream oxygen tubing is ignited. Thereby, the product helps to improve patient safety by tremendously reducing the impact of oxygen-aided fires with the Firesafe Cannula Valve.Install two OxySafe valves per patient, one as close to the patient as possible and one as close to the oxygen source as possible. This way, both the patient and the source of oxygen are protected, minimizing risk of a disastrous fire. When installing the OxySafe close to the patient, we recommend using a cannula without a built-in supply tube so the valve can be as close to the patient as possible. | oxysafe-firesafe-cannula-valve-3ba.jpg
SKU: SNSTRES010TC | Sunset Healthcare OxySafe Firesafe Tubing Connector for the Firesafe Cannula Valve | The Sunset Healthcare OxySafe Firesafe Connector for the Firesafe Safety Valve helps protect against oxygen tubing fires.Install two OxySafe valves per patient with the use of this unique connector,, one as close to the patient as possible and one as close to the oxygen source as possible. This way, both the patient and the source of oxygen are protected, minimizing risk of a disastrous fire. When installing the OxySafe close to the patient, we recommend using a cannula without a built-in supply tube so the valve can be as close to the patient as possible. | oxysafe-firesafe-tubing-connector-for-the-firesafe-cannula-valve-974.jpg
SKU: CAH8888301705- | Cardinal Health Connecting Tube 9/32" x 6 ft Molded Ends | Available with female molded connectors (male connector also included) or integral connectors. Clear PVC formulation with striated walls. Package has a sterile inner pouch. Minimal coil memory; wide range of sizes. Non-conductive type only. Sterile. Latex-free. | connecting-tube-9-32-x-6-ft-molded-ends-a61.jpg
SKU: ROSCCAN-ROS7 | Roscoe Medical Adult Curved Soft Nasal Cannula with 7 Feet Supply Tubing | Roscoe Adult Curved Soft Nasal Cannula with 7ft crush-resistant tubing. | adult-curved-soft-nasal-cannula-with-7-feet-supply-tubing-51b.jpg
SKU: TLFX006-40 | Teleflex AQUAPAK Humidifier Prefilled Sterile Water 650 Ml Adaptor | Includes 000-40 Humidifier Adaptor | aquapak-humidifier-prefilled-sterile-water-650-ml-adaptor--7cc.jpg
SKU: ROSC1039642 | Roscoe Medical Humidifier connector tube for Everflo Concentrator | Humidifier connector tube for Everflo Concentrator | humidifier-connector-tube-for-everflo-concentrator-004.jpg
SKU: FLSA302 | Filterstream AirTamer Personal Air Purifier | The AirTamer A302 High Performance Travel Air Purifier is the worldâ€™s most effective personal air purifier and is certified to filter 875% more air pollutants than our closest competitor.Its state-of-the-art electrostatic purification creates a 3 foot sphere of cleaner, healthier air around your head. It cleans the air of atomic sized pollutants (e.g. viruses, bacteria, pollen, dust, etc) that traditional air purifiers (e.g. HEPA air purifiers) leave behind.AirTamerâ€™s new power boost technology has superior cleaning power. It emits a constant stream of healthy negative ions that force airborne pollutants (e.g. viruses, bacteria, pollen, dust, etc.) away from your personal space, giving you a zone of cleaner, healthier air to breathe, everywhere you go!A proprietary adjustable conductive lanyard dramatically improves performance and increases run time. The extremely energy efficient technology provides 7 days of continuous use (over 3 times longer than competitive units) with 2 included lithium coin cell batteries.AirTamerâ€™s design is ultra compact and incredibly versatile. You can wear it around your neck (strap included) since it is smaller than most MP3 players. You can also clip it to your shirt or blouse (includes integral clip) or stand it freely on a nightstand, desk or table so the air around your pillow is clean. The â€œonâ€ indicator light gently blinks to indicate it is cleaning the air.The AirTamer A302 Travel Air Purifier includes a metal travel case to protect the air purifier when not in use. Maintenance is easy since there are no filters to replace. | airtamer-personal-air-purifier-d1a.jpg
SKU: DRVHUM001 | Drive Medical Humidifier Bottle | Humidifier bottle lid is colored green/yellow, making it easy to tell patients on the phone how to change the bottle. There are finger grips at the top of the bottle, making the lid easier to screw on/off for the patient. | humidifier-bottle-9d1.jpg
SKU: ROSCHUM-ROS6 | Roscoe Medical Empty Humidifier Jar 6psi | The Roscoe Medical Humidifier Bottle is a single patient use product designed for long term use and reliable performance. It provides quiet operation with an audible pressure relief safety alarm that will activate at 6 psi. The large, easy-to-grip wing nut connector assures a secureconnection to the oxygen supply source. The soft stem and diffuser resist clogging due to mineral build-up from water providing improved hydration and less system back pressure. The translucent jar is permanently etched with maximum/minimum water level markings that are easy to read and will not wash, wear or rub off. Ideal for use with all oxygen sources including concentrators, liquid, tanks and wall outlets. | empty-humidifier-jar-6psi-f51.jpg
SKU: HUD1573 | Hudson RCI Aqua+ HCHs Disposable Hygroscopic Condenser Humidif T Model | The Aqua+ HCH line uses a fiber-free, cellular, hygroscopically treated media. | aqua-hchs-disposable-hygroscopic-condenser-humidif-t-model-af4.png
SKU: HUD1574 | Hudson RCI AQUA+ TS Hygroscopic Condenser Humidifier | AQUA+ TS Hygroscopic Condenser Humidifier, 5.5 Weight. Aqua+ T and TS models, | aqua-ts-hygroscopic-condenser-humidifier--7cf.jpg
SKU: HUD003-40 | Hudson RCI Aquapak Humidifiers 340Ml Kit | Aquapak Prefilled Bubble Humidifiers are designed to add humidity to inspired gas, helping to control the drying and irritation of the respiratory mucosa. The humidifier features a micro-diffuser that produces smaller bubbles and greater surface agitation, allowing for a quiet operation, therapeutic humidity output and greater patient comfort. | aquapak-humidifiers-340ml-kit-437.jpg
SKU: PMI7600 | Probasics Integrated Heated Humidifier | Easily Integrates with Probasics Zzz-PAP and Zzz-PAP AUTO units and features an Easy-to-Use rotary knob for adjusting the heating level. Illuminated indicators clearly show when Power is ON and Heater is ON with built-in overheat protection and water chamber safety switches. Dishwasher safe water chamber with easy to remove base plate for cleaning | integrated-heated-humidifier-5bc.jpg
SKU: FSHRHC150JHU | Fisher and Paykel Healthcare Heated Humidifier with Ambilettracking | Heated Humidifier with Ambilettracking. | heated-humidifier-with-ambilettracking-21e.jpg
SKU: FSHRHC500JHU | Fisher and Paykel Healthcare Humidifier, Heater For Vent | Humidifier, Heater For Vent. | humidifier-heater-for-vent-505.jpg
SKU: HUD17732 | Hudson RCI Heat Moisture Exchanger Humid-Vent 2 St Flex Clean, 26.4 Weight | Heat Moisture Exchanger Humid-Vent 2 St Flex Clean, 26.4 Weight. | heat-moisture-exchanger-humid-vent-2-st-flex-clean-264-weight-bcb.jpg
SKU: SMTH100/570/022 | Smiths Medical Heat and Moisture Exchangers for Spontaneously Breathing Patients | Sterile, single use heat and moisture exchanger. Provides effective humidification for spontaneously breathing patients whose upper airways are bypassed by a tracheostomy tube. Device can be used for a maximum period of 24 hours.Now there is a new oxygen accessory line available. The Thermovent T2 Oxygen Line is a specific designated oxygen tube for use with the Portex Thermovent T2. | heat-and-moisture-exchangers-for-spontaneously-breathing-patients-6b8.jpg
SKU: SMTH570016 | Smiths Medical Thermovent T Heat and Moisture Exchanger, Sterile | Sterile, single use heat and moisture exchanger. Provides effective humidification for spontaneously breathing patients whose upper airways are bypassed by a tracheostomy tube. Device can be used for a maximum period of 24 hours.Now there is a new oxygen accessory line available. The Thermovent T2 Oxygen Line is a specific designated oxygen tube for use with the Portex Thermovent T2. | thermovent-t-heat-and-moisture-exchanger-sterile-6e7.jpg
SKU: SMTH580011 | Smiths Medical Thermovent 600 Heat and Moisture Exchanger, Sterile | Portex Heat and Moisture exchangers provide efficient heat and moisture recovery and exhibit low resistance to flow and high moisture output which helps to minimize the loss of heat and moisture in ventilated or spontaneously breathing patients. Portex offers a wide variety of products to include filters, breathing filters, filtered and non-filtered HME with or without a flex tube.All HMEs and filters have ISO standard tapered ends to assure a consistent leak-free seal. | thermovent-600-heat-and-moisture-exchanger-sterile-5a6.jpg
SKU: HUD1572 | Hudson RCI AQUA+ N, 3.5G, Tv Range10-50ML | Aqua+ N is ideal for neonate and infant patients. | aqua-n-35g-tv-range10-50ml-860.jpg
SKU: HUD11112 | Hudson RCI Humid-Vent 1 For Heat and Moisture Exchangers | The Humid-Vent 1 is the original, disposable, in-line HME, Recommended for tidal volumes between 50 mL and 600 mL, Offers low resistance to flow, Available in 2 configurations, with and without CO2 port. | humid-vent-1-for-heat-and-moisture-exchangers-e8f.jpg
SKU: HUD1571 | Hudson RCI Aqua+ Hchs | The Aqua+ HCH line uses a fiber-free, cellular, hygroscopically treated media and is available in a variety of configurations to meet a wide range of clinical needs. | aqua-hchs-41d.jpg
SKU: HUD3230 | Hudson RCI Disposable Humidifier, 4 Psi | Disposable, durable plastic with preset audible alarm at 4 psi pressure relief, Unique diffuser designed to provide patient with comfortable, therapeutic humidity and minimal noise, 500 mL usable volume, Defined maximum and minimum water level lines, Recessed nipple reduces possibility of breaking off outlet connection. | disposable-humidifier-4-psi-3a4.jpg
SKU: STL7100 | Salter Labs 350 cc Bubble Humidifier - Dry | 350 cc Bubble Humidifier - Dry With 3 PSI internal, audible, safety pop-off alarm. Rigid and durable wing nut and lid. Unique, hand-dipped , soft plastic diffuser. Inlet nipple, stem and diffuser bonded into a single unit. Soft, translucent, double helix thread jar. Latex-free. 8" connector tubing not included. | 350-cc-bubble-humidifier-dry-984.jpg
SKU: STL7600 | Salter Labs Humidifier 350 Cc Bubble Humidifier Dry 6 Psi Pop Off | New dome lid design incorporates improvements, resulting in high performance with rugged durability. All Salter Bubble humidifiers provide, dependable, cost-effective performance. Ideal for use with all oxygen sources: concentrator, liquid, tank, wall outlet. | humidifier-350-cc-bubble-humidifier-dry-6-psi-pop-off-ce7.jpg
SKU: SMTH2865 | Smiths Medical Filtered Heat and Moisture Exchanger (HME) | Heat and passive humidification with filtration between patient and circuit. Can be used in anesthesia and ICU. Made of open-cell foam with electrostatically-charged polypropylene. >99.9% Filtration efficiency. Patient end Connection = 15 mm inner diameter x 22 mm outer diameter. Circuit End Connection = 22 mm inner diameter | filtered-heat-and-moisture-exchanger-hme-6a5.jpg
SKU: MAB40-682-000 | HealthSmart Cube Mate Humidifier | Sleek, compact design perfect for your nightstand and desk. Mist regulation knob. Quiet operation. Automatic shut-off at minimum fill level. Removable power cord ideal for portability. Filter-free design. Refill indicator light. 3 year limited warranty. | cube-mate-humidifier-97e.jpg
SKU: MAB40-685-000 | HealthSmart Mist XP Humidifier | The Bubble Mist humidifier from HealthSmartÂ® is a compactly designed (just 8" cubed) humidifier with a 360Â° adjustable steam nozzle that enables you to direct the mist where you like. Plus, the Bubble Mist humidifier is an ultrasonic humidifier, meaning it has a nearly silent operation that won't keep you up at night. This humidifier is easy to operate too, since it has a mist regulation knob. The water tank's carrying handle makes it easier to fill up the tank when empty, To conserve power, the Bubble Mist has an automatic shut-off feature when the water tank is empty. Also, the filter-free design of this humidifier keeps money in your pocket since you won't have to purchase filters for the lifetime of the unit. | mist-xp-humidifier-0c5.jpg
SKU: MAB40-686-000 | HealthSmart Cosmo Mist Cool Mist Ultrasonic Humidifier | HealthSmart Cosmo Mist Cool Mist Ultrasonic Humidifier, Whisper Quiet, Runs 50 Hours, Filter Free . This cool blue humidifier will add much-needed moisture to the air on those cold winter days when you notice your skin drying out and you start getting electric shocks every time you touch something. Its large 1.32 gallon tank means the water wonâ€™t run out overnight and you wonâ€™t have to keep refilling it. In fact, you could run it nonstop for two full days! It will also shut itself off when the water gets too low and the blue light will turn to red. This ultrasonic humidifier gives off a cool mist so you have no worries about anyone touching it. And you can not only control the amount of mist, but the direction, too. Plus, itâ€™s whisper quiet so it wonâ€™t disturb you. And the great thing is itâ€™s filter free, so you donâ€™t have to pay to replace costly filters or wicks. | cosmo-mist-cool-mist-ultrasonic-humidifier-3fc.jpg
SKU: ALH61550S | Allied Healthcare Prefilled Humidifiers, 550Ml Prefilled Humidifier With Adapter | Save time, expense, and storage space by using this innovative interchangeable system which allows you to use the same prefilled container for both low and high flow applications. Easy snap-open top. Low profile with flat bottom. Quiet diffused oxygen flow. Audible alarm relief valve warns if patient tubing becomes occluded. Sterile closed system. Positive adapter seal. | prefilled-humidifiers-550ml-prefilled-humidifier-with-adapter-619.jpg
SKU: FHCFOTB-4 | Future Health Concepts Unicart Oxygen Tank Bracket Unicart | Plastic oxygen tank brackets with adjustable velcro straps. | unicart-oxygen-tank-bracket-unicart-98f.jpg
SKU: FHCFHCVR-CHUT-OMA | Future Health Concepts Continuous Analog Vacuum Regulator | Intermittent analog vacuum regulator w/ Ohmeda adapter & tubing nipple. | continuous-analog-vacuum-regulator-728.jpg
SKU: MADA1701-8 | MADA Medical Oxygen Flowmeter 1/4-8 LPM 50 psi Back Inlet | (1/2-8 LPM) 50 psi, 1/8" NPT female back inlet | oxygen-flowmeter-1-4-8-lpm-50-psi-back-inlet-51d.jpg
SKU: MADA1630-5E | MADA Medical E Oxygen Kit on Cart | 1630E Aluminum Oxygen Cylinder, 1443S-5 adj. flow mini-reg. (1/2-5 LPM), nasal cannula, 370C cart. | e-oxygen-kit-on-cart-2cb.jpg
SKU: MADA755 | MADA Medical Flow Meter Standard Range 90-810 LPM | Standard range (60-810 LPM). | flow-meter-standard-range-90-810-lpm-9d5.jpg
SKU: MADA1706 | MADA Medical Ohio Diamond Oxygen Adapter 1/8" NPT Male For Flowmeter | 1/8" NPT male for Flowmeter. | ohio-diamond-oxygen-adapter-1-8-npt-male-for-flowmeter-8c8.jpg
SKU: MADA2022 | MADA Medical Small Cylinder Cart for M7 C D E' | Cart for 6 "M7", "C", "D", "E" Cylinders. | small-cylinder-cart-for-m7-c-d-e-708.jpg
SKU: MIRR910004 | Medical International Research FlowMIR Disposable Turbine with Mouthpieces | The new disposable turbine is an inexpensive alternative to a costly reusable flowmeter and filter. A full spirometry session can be performed, including a bronchial challenge or POST BD test, using FlowMirÂ® Disposable Turbine. | flowmir-disposable-turbine-with-mouthpieces--2ab.png
SKU: PMPM4400 | Precision Medical EasyPulse TOC Total Oxygen Concentrator | Total Oxygen Concentrator: It is the perfect balance of mobile and stationary oxygen delivery.Â It delivers continuous flow and pulse flow all in the same unit weighing less than 11.5 pounds.Â No need to have 2 separate oxygen concentrators.Â Easy To Use: The EasyPulseTOC has an easy to use patient interface. One simple knob easily sets the oxygen flow to either pulse or continuous mode. Unlike many other TOCâ€™s, there are no confusing electronic controls. Perfect for the Non-Delivery Oxygen Model The EasyPulseTOC is the ideal product to help you reduce costly cylinder deliveries and eliminate the need for stationary oxygen concentrators.Â Makes Mobility Easy: The convenient fold-up cart with its adjustable telescoping handle and oversized wheels is easily attached to the TOC enabling the patient to take the unit anywhere and by any means.Â It is FAA approved for use on airlines and fits easily under an airline seat.Â Everything You Need is in the Box: Open the box and you are set to go!Â It contains the Concentrator, Cart, AC Power Supply, AC Power Cord, DC Power Cord, Battery, Accessory Bag and User Manual.Â Excellent Battery Life: The battery lasts 3 hours. And with optional, easy to change extra batteries, you can extend your mobility as long as you wish. | easypulse-toc-total-oxygen-concentrator-8eb.jpg
SKU: CHDAS078-1 | Airsep Focus Portable Oxygen Concentrator | The AirSep Focus is a super light weight, portable oxygen concentrator offering a pulse dose setting of 2 to cover the most commonly prescribed setting. Early stage COPD oxygen users can enjoy active lifestyles with this small and durable device. | focus-portable-oxygen-concentrator-e37.jpg
SKU: CHDAS096-8 | Airsep VisionAire 2 Liter Pediatric Oxygen Concentrator | Simple to use and virtually maintenance-free, the AirSep VisionAire stationary oxygen concentrator is CAIREâ€™s tried and trusted workhorse in delivering long-term oxygen therapy to our patients. Lightweight, quiet and power efficient, this stationary oxygen concentrator is the must-have for your home oxygen delivery needs. | visionaire-2-liter-pediatric-oxygen-concentrator-994.jpg
SKU: CHDAS099-4 | Chart Industries NewLife Intensity 10 Dual Flow with Oxygen Monitor | The AirSep New Life Intensity 10 LPM model is ideal for long-term care facilities where higher oxygen flow is necessary. AirSep NewLife Intensity 10 LPM dual flow units provide additional savings to long-term care facilities with their capability to deliver oxygen to two patients simultaneously from a single concentrator. | newlife-intensity-10-dual-flow-with-oxygen-monitor-55c.png
SKU: CHDAS095-B0053B | Chart Industries FreeStyle Companion 5 Bundle | The AirSep FreeStyle is lightweight and wearable, and offers a pulse dose setting up to 3. The AirSep FreeStyle covers most pulse dose users prescribed settings 1-3, making it the portable oxygen concentrator of choice. Early stage COPD oxygen users can enjoy active lifestyles with the lightweight and durable AirSep FreeStyle. CAIREâ€™s 5 LPM compact stationary oxygen concentrator is the most technologically advanced concentrator available on the market. The quiet operation, simple user interface, and reduced power draw are perfect for patients and care facilities, while the durability, reliability, and ease of maintenance is the perfect combination for equipment providers. | freestyle-companion-5-bundle-3e1.png
SKU: CHD4807C-SEQ | Chart Industries SeQual eQuinox Refurbished | The SeQual eQuinox is CAIREâ€™s premier transportable oxygen concentrator features all the extra features and oxygen patient could want. The SeQual eQuinox features cutting-edge technology and a unique multi-language voice interface, offering its user a new layer of comfort by providing verbal confirmation of changed flow rate settings, as well as announcing battery times and any alarms.The SeQual eQuinox delivers continuous flow settings up to 3 LPM as well as pulse dose settings 1â€“9 (192 mL). Continuous flow patients can stay saturated with our advanced pulse flow delivery 6 LPM and higher. With its advanced clinical features and high pulse settings, the SeQual eQuinox is capable of supporting almost all oxygen users regardless of their oxygen prescription or disease state. | sequal-equinox-refurbished--0f8.png
SKU: CHD6900C-SEQ | Chart Industries Eclipse 5 | The SeQual Eclipse 5 is CAIREâ€™s proven, reliable, single-oxygen solution with 24/7 capabilities. Just under two feet tall, this transportable oxygen concentrator is fully functional on DC power, including the ability to recharge the battery and the availability of all flow rates â€“ continuous and pulse flow â€“ in the car.The SeQual Eclipse 5 delivers continuous settings up to 3 LPM as well as pulse dose settings 1â€“9. With its advanced clinical features and high pulse settings, the SeQual Eclipse 5 is capable of supporting almost all oxygen users regardless of their oxygen prescription or disease state. | eclipse-5--c11.png
SKU: CHDAS078-1CU | Chart Industries AirSep Focus Refurbished | The AirSep Focus is a super light weight, portable oxygen concentrator offering a pulse dose setting of 2 to cover the most commonly prescribed setting. Early stage COPD oxygen users can enjoy active lifestyles with this small and durable device. | airsep-focus-refurbished-704.png
SKU: CHDAS095-101CU | Chart Industries AirSep FreeStyle 3 External Battery Refurbished | The AirSep FreeStyle is lightweight and wearable, and offers a pulse dose setting up to 3. The AirSep FreeStyle covers most pulse dose users prescribed settings 1-3, making it the portable oxygen concentrator of choice. Early stage COPD oxygen users can enjoy active lifestyles with the lightweight and durable AirSep FreeStyle. | airsep-freestyle-3-external-battery-refurbished-ed2.png
SKU: CHD15067013R | Chart Industries Companion 5 | CAIREâ€™s 5 LPM compact stationary oxygen concentrator is the most technologically advanced concentrator available on the market. The quiet operation, simple user interface, and reduced power draw are perfect for patients and care facilities, while the durability, reliability, and ease of maintenance is the perfect combination for equipment providers. | companion-5-ba1.png
SKU: CHD15067005R | Chart Industries Companion 5 with O2 monitor | CAIREâ€™s 5 LPM compact stationary oxygen concentrator is the most technologically advanced concentrator available on the market. The quiet operation, simple user interface, and reduced power draw are perfect for patients and care facilities, while the durability, reliability, and ease of maintenance is the perfect combination for equipment providers. | companion-5-with-o2-monitor-64d.png
SKU: CHDAS098-1U | Chart Industries AirSep VisionAire Family Refurbished | Simple to use and virtually maintenance-free, the AirSep VisionAire stationary oxygen concentrator is CAIREâ€™s tried and trusted workhorse in delivering long-term oxygen therapy to our patients. Lightweight, quiet and power efficient, this stationary oxygen concentrator is the must-have for your home oxygen delivery needs. | airsep-visionaire-family-refurbished-6ec.png
SKU: CHDAS005-1U | Chart Industries NewLife Elite Refurbished | The AirSep NewLife Elite concentrator delivers up to 5 LPM of oxygen. The robust construction, ease-of-use, and low maintenance make it the perfect choice for facilities, hospitals, clinical settings, and harsh environmental conditions. | newlife-elite-refurbished-1bc.png
SKU: CHDAS005-4U | Chart Industries NewLife Elite with Oxygen Monitor Refurbished | The AirSep NewLife Elite concentrator delivers up to 5 LPM of oxygen. The robust construction, ease-of-use, and low maintenance make it the perfect choice for facilities, hospitals, clinical settings, and harsh environmental conditions. | newlife-elite-with-oxygen-monitor-refurbished-535.png
SKU: CHDAS099-100U | Chart Industries NewLife Intensity 10 Refurbished | The AirSep NewLife Intensity is the most durable and capable high-, continuous-flow stationary oxygen concentrator. The AirSep New Life Intensity 10 LPM model is ideal for long-term care facilities where higher oxygen flow is necessary. AirSep NewLife Intensity 10 LPM dual flow units provide additional savings to long-term care facilities with their capability to deliver oxygen to two patients simultaneously from a single concentrator. | newlife-intensity-10-refurbished-9d2.png
SKU: CHDAS099-101U | Chart Industries NewLife Intensity 10 with Oxygen Monitor Refurbished | The AirSep NewLife Intensity is the most durable and capable high-, continuous-flow stationary oxygen concentrator. The AirSep New Life Intensity 10 LPM model is ideal for long-term care facilities where higher oxygen flow is necessary. AirSep NewLife Intensity 10 LPM single flow units provide additional savings to long-term care facilities with their capability to deliver oxygen to two patients simultaneously from a single concentrator. | newlife-intensity-10-with-oxygen-monitor-refurbished--2c1.png
SKU: INVIRC5PO2VR | Invacare Perfecto2 V 5 Liter Concentrator with SensO2 Refurbished | The Invacare Perfecto2 V oxygen concentrator is an economical addition to the premier Invacare stationary concentrator line. This 5-liter concentrator is small, quiet and lightweight and comes standard with the InvacareÂ® SensO2Â® Oxygen Sensor. The Perfecto2 V unit incorporates many of the best features of the market-leading InvacareÂ® Perfecto2â„¢ Concentrator, including its contemporary, patient preferred external design and color. | perfecto2-v-5-liter-concentrator-with-senso2-refurbished-4d0.jpg
SKU: INGNGS-100 | Inogen At Home Oxygen Concentrator | At approximately 18 pounds, it is half the weight of some other home oxygen concentrators in use today. Additionally, the Inogen At Home runs at very low power consumption levels â€“ which can save you money in electricity costs and can also pay for itself over the long term.The Inogen At Home is designed to be the most efficient choice for your next home oxygen concentrator, so order yours now and enjoy a lighter and more energy-efficient home oxygen concentrator! | at-home-oxygen-concentrator-264.png
SKU: PMPM4130 | Precision Medical EasyPulse POC3 Oxygen Concentrator | Proven ReliabilityPrecision Medicalâ€™s Portable Oxygen Concentrators have the lowest return rate and repair rate on the market at less than 0.5%. Our POC's have proven to be incredibly durable even under the stress and rigors of everyday use.Highest PurityOur EasyPulse POC has been a proven leader in oxygen purity delivered to the patient. The EasyPulse POC-3 is no exception. The highest oxygen purity, coupled with a 5 year warranty on the sieve beds, allow peace of mind for both provider and patient.Reliable DeliveryPrecision Medical incorporates CMV technology used in the EasyPulse5 Oxygen Conserver, the largest selling O2 conserver on the market. CMV technology delivers therapeutic oxygen to the patient in the first 1/3 of the inspiratory phase for maximum efficiency.Easier to UseSimply turn the dial to the desired flow and start to use. No confusing electronic controls or multiple buttons to operate the unit easily.Proven Battery LifeThe EasyPulse POC-3 has a battery duration of 11 hours. This allows the patient to be mobile with the confidence that their oxygen needs will be met, at home as well as when traveling. Precision Medicalâ€™s patented Control Minute Volume (CMV) technology insures battery duration stays consistent on all flow settings.Smallest and LightestWith a footprint of only 8.5" height x 4.5 " depth x 6.5" width. The EasyPulse POC-3 is the smallest unit on the market. All the features above are provided in a POC weighing 4.9 lbs. | easypulse-poc3-oxygen-concentrator-92c.png
SKU: HSMD5101KIT | Healthstar Oxygen Concentrator Starter Kit | Oxygen Concentrator Starter Kit has everything you need to use with an oxygen concentrator to get started with home oxygen therapy. If your purchasing an O2 Concentrator, we recommend the following oxygen starter kit. Each O2 Starter Kit contains: 4 Adult Oxygen Cannulas, 1 Humidifier Bottle, 4 E-Z Wrap Ear Protectors, 1 Oxygen Tubing Swivel Adapter, 1 Oxygen Tubing 21 Foot and an Adapter for Oxygen Tubing Xmas Tree Fitting. | oxygen-concentrator-starter-kit-38d.jpg
SKU: INVIRC5PO2V | Invacare Perfecto2 V 5 Liter Concentrator with SensO2 | The Invacare Perfecto2 V oxygen concentrator is an economical addition to the premier Invacare stationary concentrator line. This 5-liter concentrator is small, quiet and lightweight and comes standard with the InvacareÂ® SensO2Â® Oxygen Sensor. The Perfecto2 V unit incorporates many of the best features of the market-leading InvacareÂ® Perfecto2â„¢ Concentrator, including its contemporary, patient preferred external design and color. | perfecto2-v-5-liter-concentrator-with-senso2-238.jpg
SKU: MADA1701 | MADA Medical Oxygen Flowmeter 1/2-15 LPM | Oxygen Flowmeter 1/2-15 LPM | oxygen-flowmeter-1-2-15-lpm--541.jpg
SKU: MADA170MM | MADA Medical MadaMeter For Testing Flow Rates 1-8 LPM Hand Held | The MadaMeter is a portable hand held flowmeter which tests oxygen flow rates quickly and easily. | madameter-for-testing-flow-rates-1-8-lpm-hand-held-3f5.jpg
SKU: SMTH27-0050 | Smiths Medical Acapella Choice Vibratory PEP Therapy System | Positive Expiratory Pressure (PEP) therapy is used to mobilize secretions. PEP devices have been found to give independence to patients with chronic respiratory diseases as the therapy can be done when convenient for the patient and without the need for an assistant.acapellaÂ® combines the benefits of both PEP therapy and airway vibrations to mobilize pulmonary secretions and can be used in virtually any position allowing patients to move freely and sit, stand or recline.It improves clearance of secretions, is easier to tolerate than Chest Physical Therapy (CPT), takes less than half the time of conventional CPT sessions* and facilitates opening of airways in patients with lung diseases with secretory problems such as COPD, asthma and Cystic Fibrosis.. You can adjust the acapellaÂ® frequency and flow resistance simply by turning an adjustment dial.acapellaÂ® Choice disassembles into four, easy-to-clean parts that withstand autoclaving, boiling, and dishwashing. Your patients get all the benefits of vibratory PEP therapy, in the home or hospital, with a convenient, easy-to-clean device (single patient use) | acapella-choice-vibratory-pep-therapy-system--c1c.png
SKU: PMPM4150 | Precision Medical EasyPulse Portable Oxygen Concentrator | The EasyPulse POS eliminates the need for constant and expensive deliveries of oxygen cylinders. The Easy Pulse Portable Oxygen Concentrator is easy to travel with because of its lightweight and optional back pack carrying bag. Basically, the EasyPulse Portable Oxygen Concentrator gives you the best of both worlds by combining the EasyFlow 5 and Easy Pulse Portable Oxygen Concentrator allowing the customer to get the benefits from a stationary Oxygen Concentrator, but in a Portable Shell! Imagine being able to take a stationary Oxygen Concentrator with you on trips and that is what you get with the Precision Medical EasyPulse POC!Perfect for Non-Delivery Oxygen ModelWhen paired with the EasyFlow5 concentrator, The EasyPulse Portable Oxygen Concentrator (POC) is the perfect product to help you reduce costly cylinder deliveries and allow for your patients ease of mobility at the same time. We have meshed the best of 2 products together, the most used oxygen conserver on the market with an oxygen concentrator to produce the EasyPulse POC.Easy to UseThe EasyPulse Portable Oxygen ConcentratorÂ has an easy user interface. Just like the stationary concentrator patients use at home, one knob easily sets the oxygen flow. Unlike many other POC's, there are no confusing electronic controls. An easy to read battery level indicator and an alarm LED are also included.Compact and LightweightThe EasyPulse POC is the lightest 5 Liter portable concentrator on the market, weighing only 6.8 pounds in a package that is only 10.1 in high x 6.5 in wide x 4.5 in deep.CMV TechnologyPrecision Medical's patented Controlled Minute Volume (CMV) oxygen conserving technology delivers a consistent amount of oxygen per minute to the patient in the first half of inspiration, regardless of breath rate. The delivered oxygen volume automatically adjusts to the patient's breath rate, maintaining minute volume.VersatileCan be used both in and out of the carry bag provide with each unit as well as the optional premium bag that provides even more protection against possible damage while allowing whisper quiet operation.Low MaintenanceOnly one filter that is easily cleaned by the patient.Excellent Battery LifeThe EasyPulse Portable Oxygen ConcentratorÂ standard internal battery lasts over 3 hours at setting two. The unit can also be used with the AC cord or with the DC car adapter. | easypulse-portable-oxygen-concentrator-289.jpg
SKU: INVIRC10LXO2 | Invacare Platinum 10 Oxygen Concentrator with SensO2 | The Invacare Platinum 10 Oxygen Concentrator provides an attractive alternative to liquid systems and is known for reliability, performance and value. The unit features quiet operation, a top handle and bottom recesses for easy handling and a side filter access door. In addition, the concentrator is compatible with the InvacareÂ® HomeFillÂ® Oxygen System and is available with an InvacareÂ® SensO2Â® Oxygen Purity Sensor. | platinum-10-oxygen-concentrator-with-senso2-10b.jpg
SKU: MADA712 | MADA Medical Accessories: Mouthpiece For Use With #750 | Provides an objective measurement of peak expiratory flow, a valuable indicator of lung function. | accessories-mouthpiece-for-use-with-750-2ed.jpg
SKU: STL1606 | Salter Labs Adult Oxygen Nasal Cannula Without Tubing | Adult Oxygen Nasal Cannula Without Tubing | adult-oxygen-nasal-cannula-without-tubing-9b4.jpg
SKU: HUD1104 | Hudson RCI Over The Ear Cannulas Standard Tubing 7 ft | Flexible, contoured lip tab provides a high level of stability and patient comfort. | over-the-ear-cannulas-standard-tubing-7-ft-c6e.jpg
SKU: MADA170MM-15 | MADA Medical Hand Held MadaMeter for Testing Flow Rates | The Hand Held MadaMeter is used to test oxygen low flow rates from 2-15 LPM. The device can be used to test oxygen regulators, flowmeters and concentrators. The meter is hand held and accurate to +- .4 LPM. Hose not included. | hand-held-madameter-for-testing-flow-rates-b46.jpg
SKU: PM7MFA1002-L | Precision Medical Dial Flowmeter | The lack of a flow tube and the durable metal body prevent the breakage problems long associated with standard flowmeters. | dial-flowmeter-fbc.png
SKU: INVMS4150 | Invacare Oxygen Tubing - 50' Crush Resistant | Invacare offers One-Stop Shopping with products for respiratory disease management. These oxygen therapy products include: Cannula, Oxygen Tubing and Humidification products. Comfortable, durable and convenient, Invacare disposables are an essential aid in helping you to provide the best care possible. | oxygen-tubing-50-crush-resistant-4ef.jpg
SKU: INVTPO110 | Invacare Battery Pack For Invacare SOLO2 Portable Oxygen Concentrator | Battery Pack for SOLO2 Portable Oxygen Concentrator, included in TPO100B kit, also available separately. | battery-pack-for-invacare-solo2-portable-oxygen-concentrator-374.jpg
SKU: INVXPO150 | Invacare Carrying Case For XPO2 Portable Concentrator | Carrying Case for XPO2 Portable Concentrator, included in XPO100 and XPO100B kits, also available separately. | carrying-case-for-xpo2-portable-concentrator-c14.gif
SKU: INVXPO110 | Invacare Supplemental Battery Pack for XPO2 | Supplemental Battery Pack for XPO2 Portable Concentrator, included in XPO100B kit, also available separately. | supplemental-battery-pack-for-xpo2-442.gif
SKU: MADA170MM-3 | MADA Medical Handheld MadaMeter 1/8 - 2.5 LPM | The MadaMeter is a portable hand held flowmeter which tests oxygen flow rates quickly and easily. | handheld-madameter-1-8-25-lpm-6d1.jpg
SKU: MADA1714Y | MADA Medical Y-Branch Oxygen DISS Female Assembly x DISS Male Check Valves | DISS Female Assembly x DISS Male Check Valves | y-branch-oxygen-diss-female-assembly-x-diss-male-check-valves-e19.jpg
SKU: MADA302-4P | MADA Medical Plastic Hose Fitting for use with Oxygen Regulators | Mada Medical's green plastic oxygen hose fitting, is designed for use on oxygen regulators with a male DISS outlet thread. | plastic-hose-fitting-for-use-with-oxygen-regulators-b3d.jpg
SKU: MADA81211 | MADA Medical Medium / Pediatric Mask For OptiChamber | Provides an objective measurement of peak expiratory flow, a valuable indicator of lung function. Available in standard range (60-880 liters per minute) or low range (30-390 liters per minute). Extra-sturdy polycarbonate body. | medium-pediatric-mask-for-optichamber--780.jpg
SKU: SMTHP63000 | Smiths Medical Oxy-PEEP - ER Oxygen System with PEEP | Oxy-PEEP is a high concentration, high flow oxygen diluter with adjustable PEEP. This unique system allows for variable flows, variable O2 concentrations and variable PEEP, all in a pre-packaged kit suitable for the ambulance or ED.Oxy-PEEP is a quick, easy-to-use disposable kit that is easily transferred from pre-hospital to hospital without having to be returned to field personnel. | oxy-peep-er-oxygen-system-with-peep-1e7.jpg
SKU: MADA711 | MADA Medical Accessories Mouthpiece For Use With #710 | Provides an objective measurement of peak expiratory flow, a valuable indicator of lung function. | accessories-mouthpiece-for-use-with-710-728.jpg
SKU: MADA713 | MADA Medical Accessories: Cardboard Mouthpiece, 200/bx | Provides an objective measurement of peak expiratory flow, a valuable indicator of lung function. Available in standard range (60-880 liters per minute) or low range (30-390 liters per minute). Extra-sturdy polycarbonate body. | accessories-cardboard-mouthpiece-200-bx-567.jpg
SKU: MADA714 | MADA Medical Accessories Plastic Mouthpiece | Provides an objective measurement of peak expiratory flow, a valuable indicator of lung function. | accessories-plastic-mouthpiece--a9f.jpg
SKU: HUD41312 | Hudson RCI TRACH-VENT+ Hme, Lightweight 6.5g | Compact, lightweight HME for spontaneously breathing patients. Includes convenient, self-opening/closing suction port. Integral oxygen port allows delivery of supplemental oxygen when needed. Weighs only 6.5 g. | trach-vent-hme-lightweight-65g-471.jpg
SKU: CHD6900-SEQ | SeQual Eclipse 5 Portable Oxygen Concentrator | The SeQual Eclipse 5 increases the standard for portable oxygen performance. The Eclipse 5 features the same features and benefits of the Sequal Eclipse 3, but includes improved internal machinery that enhances the reliability. It also features improved DC power operation that allows the Eclipse 5 to be fully functional while operating from any DC power outlet. All pulse flow and continuous flow settings are available for operation while on DC power. The Eclipse 5 battery will also charge while the unit is connected to DC power, which eliminates any anxiety of failed batteries on long road trips. | eclipse-5-portable-oxygen-concentrator-314.jpg
SKU: ALH15008-13 | Allied Healthcare Soft-Touch Air Flowmeter 15 LPM | The Soft-Touch TimeterÂ® Flowmeter is durable, long-lasting and easy to maintain. Timeter Â® by Allied Flowmeters: Quality Plus Value. | soft-touch-air-flowmeter-15-lpm--446.jpg
SKU: MONETPB806COMP | Monet Medical Accessories: PB 806 Compressor For PB 840 1 Year Warranty | The Puritan Bennettâ„¢ 806 compressor improves versatility by providing an alternative air source if compressed wall air or bottled air is unavailable. | accessories-pb-806-compressor-for-pb-840-1-year-warranty-b9a.jpg
SKU: 3BMCIR1005 | 3B Medical Cirrus 5 Stationary Oxygen Concentrator | The Cirrus 5 Oxygen Concentrator produced by 3Bâ„¢ Medical Solutions can supply a patient with steady oxygen in a safe, reliable, low cost, adjustable flow. This concentrator is carefully designed with performance and reliability in mind including unique features such as an innovative cooling system to protect the sieve beds and an oxygen purity monitor. The low maintenance, ultra quiet operation, and higher outlet pressure to ensure proper delivery makes this unit ideal for use in a home, institution, vehicle, and other various mobile environments. | cirrus-5-stationary-oxygen-concentrator-b8d.jpg
SKU: ROSCCV-INV | Roscoe Medical Large Check Valve | Check Valve, Large - for use with Invacare Concentrators | large-check-valve-219.jpg
SKU: ROSC1108764 | Roscoe Medical Power Cord for Invacare Platinum Concentrator | O2 Concentrator Power Cord | power-cord-for-invacare-platinum-concentrator-4b6.jpg
SKU: ROSCBFS-L | Roscoe Medical Intake Bacteria Filter | Intake Bacteria Filter For use in multiple concentrators. | intake-bacteria-filter-e9a.jpg
SKU: ROSCCF-1005 | Roscoe Medical Cabinet Filter for Respironics Oxygen Concentrator | Cabinet Filter for Respironics Oxygen Concentrator BX-5000 and H-300 | cabinet-filter-for-respironics-oxygen-concentrator-5e7.jpg
SKU: ROSCCF-1009 | Roscoe Medical Cabinet Filter for Puritan Bennett Oxygen Concentrator | Cabinet Filter for Puritan Bennett Oxygen Concentrator 590 and 492A | cabinet-filter-for-puritan-bennett-oxygen-concentrator-506.jpg
SKU: ROSCCF-1011 | Roscoe Medical Cabinet Filter for use in the Invacare Mobilaire Concentrators | Cabinet Filter for use in the Invacare Mobilaire 5LA, 5LX, 501 and HomeFill units. | cabinet-filter-for-use-in-the-invacare-mobilaire-concentrators-91e.jpg
SKU: ROSCCF-1013 | Roscoe Medical Cabinet Filter for use in the Nidek Mark 4 and Mark 5 | Cabinet Filter for use in the Nidek Mark 4 and Mark 5 | cabinet-filter-for-use-in-the-nidek-mark-4-and-mark-5-c7b.jpg
SKU: ROSCCF-1018 | Roscoe Medical Cabinet Filter for use in the Respironics Alliance | Cabinet Filter for use in the Respironics Alliance | cabinet-filter-for-use-in-the-respironics-alliance-802.jpg
SKU: ROSCCF-1028 | Roscoe Medical Cabinet Filter for use in Sunrise Solairis III Concentrators | Cabinet Filter for use in Sunrise Solairis III Concentrators | cabinet-filter-for-use-in-sunrise-solairis-iii-concentrators-395.jpg
SKU: ROSCCF-1030 | Roscoe Medical Cabinet Filter for use in the Respironics Millennium | Cabinet Filter for use in the Respironics Millennium | cabinet-filter-for-use-in-the-respironics-millennium-826.jpg
SKU: ROSCCF-1033 | Roscoe Medical New-Style Thick Cabinet Filter for use in the AirSep NewLife and Elite | New-Style (thick) Cabinet Filter for use in the AirSep NewLife and Elite | new-style-thick-cabinet-filter-for-use-in-the-airsep-newlife-and-elite-047.jpg
SKU: ROSCCF-1034 | Roscoe Medical Cabinet Filter for use in the Invacare Platinum units | Cabinet Filter for use in the Invacare Platinum units | cabinet-filter-for-use-in-the-invacare-platinum-units-12e.jpg
SKU: ROSCCF-1035 | Roscoe Medical Cabinet Filter for use in the Sequal Integra Units | Cabinet Filter for use in the Sequal Integra Units | cabinet-filter-for-use-in-the-sequal-integra-units-6ee.jpg
SKU: ROSCCF-1037 | Roscoe Medical Cabinet Filter for use in the Invacare Perfecto O2 Units | Cabinet Filter for use in the Invacare Perfecto O2 Units | cabinet-filter-for-use-in-the-invacare-perfecto-o2-units-5c4.jpg
SKU: ROSCCIF-1112 | Roscoe Medical Felt Filter for use in Sunrise Concentrators | Felt Filter, 7/16 thick 2 in. round For use in Sunrise MC44-90, MC29-90, MC64, MC84, Keystone, Solairis III and Solairis V concentrators | felt-filter-for-use-in-sunrise-concentrators-f2e.jpg
SKU: ROSCCIF-1125 | Roscoe Medical Rectangle with Hole Felt Filter For use in Puritan-Bennett Concentrators | Rectangle with Hole Felt Filter For use in Puritan-Bennett 492 and 590 concentrators | rectangle-with-hole-felt-filter-for-use-in-puritan-bennett-concentrators-3ea.jpg
SKU: ROSCCIF-1126 | Roscoe Medical Rectangle without Hole Felt Filter For use in Puritan-Bennett Concentrators | Rectangle without Hole Felt Filter For use in Puritan-Bennett 492 and 590 Concentrators | rectangle-without-hole-felt-filter-for-use-in-puritan-bennett-concentrators-d32.jpg
SKU: ROSCCIF-DEVOEL | Roscoe Medical Compressor Intake Filter Extended Life for use in Sunrise Concentrators | Compressor Intake Filter Extended Life For use in Sunrise concentrators (all models). Also can be used on the Sequal Intergra concentrator and Nidek Nuvo units. | compressor-intake-filter-extended-life-for-use-in-sunrise-concentrators-b38.jpg
SKU: ROSCCIF-DEVOMF | Roscoe Medical Intake Bacteria Filter with Silencer for Sunrise Units | Compare to 515DZ-605 and can be used on the Sequal Integra 10lpm | intake-bacteria-filter-with-silencer-for-sunrise-units-854.jpg
SKU: ROSCCIF-EVRFLO | Roscoe Medical Compressor Inlet filter for Respironics | Intake Bacteria Filter for Philips Respironics EverFlo Concentrators | compressor-inlet-filter-for-respironics-0f9.jpg
SKU: ROSCCIF-IRO | Roscoe Medical Compressor Intake Bacteria Filter for Multiple Units | Roscoe Medical's Compressor Intake Bacteria Filter for Multiple Units continues to meet or exceed OEM performance standards, but at a significantly lower price. This filter is designed comparably to the OEM filter and delivers the same or better purity. | compressor-intake-bacteria-filter-for-multiple-units-6b0.jpg
SKU: ROSCCM-156-6 | Roscoe Medical 1.5 inch Compressor Mount 6 lb | 1.5 inch Compressor Mount for use in multiple concentrators. | 15-inch-compressor-mount-6-lb-3fa.jpg
SKU: ROSCCRK-19 | Roscoe Medical Compressor Rebuild Kit for Thomas Compressors 2619, 2621 and 2639 | Compressor Rebuild Kit for use in Thomas compressors 2619, 2621 and 2639. | compressor-rebuild-kit-for-thomas-compressors-2619-2621-and-2639-e4f.jpg
SKU: ROSCCRK-50 | Roscoe Medical Compressor Rebuild Kit for Thomas 2650 Compressors | Compressor Rebuild Kit for use in Thomas 2650 compressors | compressor-rebuild-kit-for-thomas-2650-compressors-a72.jpg
SKU: ROSCCRK-DEVO | Roscoe Medical Compressor Rebuild Kit for DeVilbiss Air Power Units | Compressor Rebuild Kit for use in DeVilbiss Air Power Units | compressor-rebuild-kit-for-devilbiss-air-power-units-64c.jpg
SKU: ROSCCRK-MIL | Roscoe Medical Compressor Rebuild Kit for Thomas 100 | Compressor Rebuild Kit for use in Thomas 100 compressors (Millennium). | compressor-rebuild-kit-for-thomas-100-3c1.jpg
SKU: ROSCCT-OP | Roscoe Medical Swivel Style Christmas Tree Adapter | Swivel Style Christmas Tree Adapter for use on multiple concentrators. | swivel-style-christmas-tree-adapter-0d7.jpg
SKU: ROSCCW-INV5 | Roscoe Medical Invacare Alternative Caster for Invacare Mobilaire 301 and 501 | Invacare Alternative Caster for use in Invacare Mobilaire 301 and 501 | invacare-alternative-caster-for-invacare-mobilaire-301-and-501-8fd.jpg
SKU: ROSCCW-INV5LX | Roscoe Medical Invacare Alternative Caster for Invacare Mobilaire 501 | Invacare Alternative Caster for use in Invacare Mobilaire 501 | invacare-alternative-caster-for-invacare-mobilaire-501-c4b.jpg
SKU: ROSCCW-MIL | Roscoe Medical Respironics Millennium Casters | Respironics Millennium Casters | respironics-millennium-casters-707.jpg
SKU: DRV525DS-Q | Drive Medical Compact Oxygen Concentrator 5 Liter Ultra Quiet | Built upon a legacy of reliable, field-proven concentrator models, the Drive DeVilbiss Healthcare 5 Liter Oxygen Concentrator was updated with enhanced quality, durability, performance and simplicity in mind. This robust oxygen concentrator offers just the right balance of cool and quiet. The simplified, two-piece cabinet design allows for 15% typical sound quality improvement and an improved cooling process. Paired with proven, exclusive DeVilbiss Turn-Down Technology, these improvements minimize wear on internal components and increase the life expectancy of the unit. The concentrator is easy to assemble and disassemble, and it requires no maintenance for two years. | compact-oxygen-concentrator-5-liter-ultra-quiet-98d.jpg
SKU: DRV1025DS | Drive Medical 10 Liter Compact Oxygen Concentrator | Weighing only 42 lbs, the 10 Liter Oxygen Concentrator is one of the smallest, most compact high-volume concentrators on the market, perfect for patients who need more than 5 lpm of oxygen. Equipped with exclusive DeVilbiss Oxygen Sensing Device (OSD) for monitoring oxygen produced, this concentrator helps to ensure user safety and product reliability. The 10 Liter Concentrator also provides an auxiliary port for convenient connection to most transfill systems for refilling cylinders at home, and it can easily be used with high-pressure masks and large volume nebulizers. | 10-liter-compact-oxygen-concentrator-8ae.jpg
SKU: MKS36563900 | McKesson Compressor Filter McKesson Brand 104-3655LTPL-M Compressor | FILTER REPL F/NEB 5EA/PK MCK BRAND | compressor-filter-mckesson-brand-104-3655ltpl-m-compressor--477.jpg
SKU: PMPM506760 | Precision Medical External Battery for EasyPulse Portable Oxygen Concentrator | Specific battery for the EasyPulse Portable Oxygen Concentrator. | external-battery-for-easypulse-portable-oxygen-concentrator-e56.JPG
SKU: STL8350-8900 | Salter Labs Air Compressor With 7Feet Supply tube | Air Compressor With 7Feet Supply tube | air-compressor-with-7feet-supply-tube-e88.jpg
SKU: STL8350B-8900 | Salter Labs Compressor Nebulizer With Tee Adapter And Carrying Bag | 7ft. supply tube, mouthpiece and reservior tube with Compressor Carrying Bag | compressor-nebulizer-with-tee-adapter-and-carrying-bag-d4e.jpg
SKU: HUD1850 | Hudson RCI Oxygen-Conserving Cannulas with 5-ft Standard Oxygen Supply Tubing | The Hudson RCI oxygen-conserving cannula incorporates a patented split prong nasal design and 2 oxygen supply tubes with standard connectors. Design provides control and comfort in synchronizing breathing with oxygen conserving regulators. Use of this cannula requires a conserving regulator with 2 ports, 1 for oxygen delivery and 1 for pressure sampling. | oxygen-conserving-cannulas-with-5-ft-standard-oxygen-supply-tubing-657.jpg
SKU: STL1220 | Salter Labs Salter Labs Male-Male Oxygen Swivel Connector | Leak-proof, plastic swivel connector eliminates twisting, tangling and kinking of oxygen tubing. 360Â° rotation provides added safety, mobility and convenience for the patient and care provider in a multitude of applications. | salter-labs-male-male-oxygen-swivel-connector-1f2.jpg
SKU: INVIRC5LXO2AW | Invacare 5 Oxygen Concentrator 230 VAC Intl. | The Invacare 5 and Invacare 5 with SensO2 are the right choice in oxygen concentrators. These highly reliable concentrators require little maintenance and are easy to service. More important, they consistently provide high concentrations of oxygen and protect patients with an extensive alarm package. | 5-oxygen-concentrator-230-vac-intl-ae7.jpg
SKU: HUD1605 | Hudson RCI Main Flow Bacterial Viral Filter | Bacterial efficiency 99.999+%; viral efficiency 99.99+%Dead space is 42 mLFlow resistance approximately 1.5 cm H20 at 60 lpm | main-flow-bacterial-viral-filter-7d5.jpg
SKU: DRVCPAP-TUB6 | Drive Medical CPAP Tube 6' Grey | 6' Grey CPAP tube, grey | cpap-tube-6-grey-7ba.jpg
SKU: ROS70036 | Roscoe Medical CPAP Mask Cleaning Wipes Unscented | Contain only natural ingredients derived from coconut and other plant extracts | cpap-mask-cleaning-wipes-unscented-be9.jpg
SKU: BRSPN1130G | Soclean CPAP Mask Wipes Unscented | These 100% pure cotton, natural SoClean CPAP Wipes are specially formulated to remove dirt, grease, oils, and other organic residue from your mask and equipment without the use of harmful chemicals. Plus, our special unscented, plant derived formula contains no unpleasant or strong fragrances and even cleans and nourishes your hands while cleaning your mask. Perfect with the SoClean Automated CPAP Cleaner and Sanitizer! How does it work? Use daily to remove dirt, grease, oils and other organic residue from your mask. May also be used to wipe down the inside of your SoClean CPAP Sanitizer. Discard used wipes. | cpap-mask-wipes-unscented-806.jpg
SKU: BRSPNA1410.S1.DS | Soclean CPAP Adapter & Diffuser for Respironics DreamStation and System One | This kit includes one adapter and one diffuser, necessary to connect the Philips Respironics DreamStation and/or System One Series to the SoClean. | cpap-adapter-diffuser-for-respironics-dreamstation-and-system-one-68c.jpg
SKU: CNTR14-950R | Contour Health CPAP Mask Wipes Unscented 62 Wipes | New - Citrus Scented! These 100% pure cotton wipes are specially formulated to naturally clean and protect your mask without the use of harmful chemicals. Now available in a pleasant, light citrus scent to keep your mask and equipment smelling clean and fresh. Contour CPAP Mask Wipes effectively remove dirt, grease, oils and other organic residue from your mask and other CPAP equipment. No more washing and soaking your equipment! These 100% Pure Cotton wipes are specifically formulated to naturally clean and protect your mask by effectively removing dirt, grease, oils and other organic residue. | cpap-mask-wipes-unscented-62-wipes-e06.jpg
SKU: ROSC50825 | Roscoe Medical Sleepnet Ascend Full Face Mask with EZ Fit Headgear | Sleepnet Ascend Full Face Mask System with EZFit Headgear - includes small, medium and large cushion for the perfect fit. Sleepnet's Ascend CPAP Nasal Mask Series features advanced cushion technology with the replaceable AIR gel cushion. For added convenience, patients can replace the cushion without having to replace the whole mask. | sleepnet-ascend-full-face-mask-with-ez-fit-headgear-0b8.jpg
SKU: BPSBPS FD.1.KIT | Battery Power Solutions Freedom Travel CPAP Battery | The Freedomâ„¢ is the perfect solution for outdoor and travel enthusiasts. Itâ€™s great for use in tents, RVs, travel trailers, and boats. It's also ideal for those who love to travel abroad as it meets FAA requirements for lithium-ion batteries that can be taken in carry-on baggage. When inclement weather strikes you can use the Freedomâ„¢ CPAP Battery as a backup power supply during power outages so you never have to worry about another sleepless night without your CPAP machine.The easy-to-read digital display indicates the remaining charge level of the battery and if you need more power you can always pigtail two Freedomâ„¢ batteries together.Going off the grid or just need even more time to enjoy your travel adventures? With the addition of the Auto Charge DC Cable or Sine Wave Power Inverter you can charge the Freedomâ„¢ in a vehicle; or with the addition of the SunPower 40W Solar Panel you can charge it using the power of the sun. As an added bonus the Freedomâ„¢ CPAP Battery features a 5V USB port and a DC input cord that let you charge most common handheld devices such as cell phones, MP3 players and tablets. | freedom-travel-cpap-battery-e24.jpg
SKU: RSM36016R | ResMed S9 Vpap Auto w/HH and DC Refurbished | Lower hour (Under 2000 hours) device with a 6 Month In-house warranty. As with all our reconditioned CPAP and BIPAP machines, this unit comes with our CL Refurb Certification which ensures that the device has been properly cleaned and tested by a licensed Respiratory Therapist. Your purchase also comes with free qualified support which is offered for the life of your equipment. | s9-vpap-auto-w-hh-and-dc-refurbished-081.jpg
SKU: RSM36013R | ResMed S9 Elite Cpap With H5i and DC Converter Refurbished | Voted Best CPAP Machine of 2014, the ResMed S9 Eliteâ„¢ with H5iâ„¢ Heated Humidifier offers top of the line comfort and reporting features. Sleek design and easy to navigate patient menus make this a top seller.The S9 Eliteâ„¢ is ResMedâ€™s premium CPAP device designed to help patients comfortably adjust to therapy and to encourage long-term use.Featuring a sleek design, user-friendly interface and whisper-quiet operation, the S9 Elite helps your patients stay on track with their day-to-day therapy.S9 Elite offers high resolution flow data (via an SD card) and central sleep apnea (CSA) detection, offering you advanced insights into patient compliance and treatment information. | s9-elite-cpap-with-h5i-and-dc-converter-refurbished-297.jpg
SKU: BRSPN1307 | Soclean Cartridge Filter Kit SoClean 2 Go | This Cartridge Filter Kit includes one replacement filter, one replacement check valve, and an O-Ring for the SoClean 2 Go. The filter and check valve should be replaced every six months. This kit is suitable for SoClean 2 Go units.The Cartridge Filter converts activated oxygen back to regular oxygen as it leaves the SoClean 2 Go bag. The check valve prevents water from your CPAP from damaging your CPAP electronics. | cartridge-filter-kit-soclean-2-go-649.jpg
SKU: BRSPNA1100I | Soclean SoClean CPAP Adapter for Fisher & Paykel Icon | This adapter is necessary to ensure that the Fisher & Paykel 600 Series continues to function properly while the userâ€™s CPAP system is connected to the SoClean CPAP Cleaner and Sanitizer. | soclean-cpap-adapter-for-fisher-paykel-icon-0a1.jpg
SKU: BRSPNA1109 | Soclean SoClean Adapter for ResMed S9 | This adapter is necessary to ensure that the ResMed S9 continues to function properly while the userâ€™s CPAP system is connected to the SoClean CPAP Cleaner and Sanitizer. | soclean-adapter-for-resmed-s9-d0d.jpg
SKU: BRSPNA1210 | Soclean SoClean ResMed AirSense 10 Adapter | This adapter is necessary to ensure that the Resmed Airesenseâ„¢ 10 continues to function properly while the userâ€™s CPAP system is connected to the SoClean CPAP Cleaner and Sanitizer. | soclean-resmed-airsense-10-adapter-339.jpg
SKU: RSPDS260HSR | Respironics System One REMstar Plus with Heated Humidifier & SC Refurbished | This System One REMstar Plus CPAP machine with humidifier comes loaded with impressive technology and user friendly options that make for a quality, affordable sleep therapy device. This unit is part of the newest platform of Phillips Respironics CPAP machines that boasts a new sleek design. This machine has the same great technology of the PR System One DS250HS with new added beneficial qualities.Reduced Sound Levels:Phillips Respironics uses advanced WhisperSmart technology designed to make their industry-leading Flex Family of pressure relief technologies operate more quietly, System One is one of the quietest devices on the market when it matters most: when you are breathing on it. This is a feature that spouses and partners across the world appreciate. Everyone get's a good nights sleep with the PR System One REMstar Plus.Easy night-time viewing:Sometimes it is the little things that make a difference with a CPAP machine. This REMstar plus 60 series machine has a back-lit screen that enables you to be able to see System Oneâ€™s interface even in the dark. | system-one-remstar-plus-with-heated-humidifier-sc-refurbished-256.jpg
SKU: RSPDS220HSR | Respironics System One REMstar SE CPAP with Humidifier Refurbished | The Respironics System One REMstar SE CPAP with Humidifier is the best value for CPAP users who wish to save money yet gain a quality CPAP unit. The quality is naturally a part of Philip Respironics line of PAP units. The longevity of the brand makes a statement in itself. Trustworthy and noteworthy advances in the PAP therapy field come to mind when comparing Respironics to other brands. Users can be assured that the newest introduction from Respironics is no different; the Respironics System One REMstar SE with Humidifier delivers quality and comfort. The Respironics System One REMstar SE CPAP and Humidifier has everything needed to provide the clinician with full access to treat the patient properly and effectively while the patient may monitor their progress as well. Respironics is ahead of the game in the technology and information arena as their forward thinking patient monitoring system implies. Letâ€™s not forget the Flex Technology that pushes Respironics even further pass the competition. The Respironics System One REMstar series of units has always included the best pressure relief system available on the market, Flex Technology. The therapy offers the user a smooth transition of pressure unlike most other brands that deliver a harsher more abrupt pressure delivery system when a change is pressure is required due to an apnea, central apnea, or other breathing pattern change. The Flex technology on the Respironics REMstar SE CPAP unit detects the need for more or less pressure and smoothly changes the pressure so the patient isnâ€™t alarmed by the change. With the Respironics System One REMstar SE CPAP and Humidifier the user can look forward to all of the above as well as a smart humidification performance system. The performance immediately begins with PAP therapy. The system will automatically detect and react to the environmental temperature to supply optimal settings that will not fight against the room's environment which can sometimes cause condensation buildup. The condensation most users experience is due to a humidification system that works against the environment, but not the REMstar SE CPAP Humidifier. This unit will ultimately eliminate or significantly decrease condensation. | system-one-remstar-se-cpap-with-humidifier-refurbished-4c6.jpg
SKU: RSPDS260TSR | Respironics REMstar Plus CPAP with Heated Tube Humidifier and SC Refurbished | The Philips Respironics REMstar Plus with Cflex 60 Series CPAP machine now has the capability to provide the consumer with the maximum benefit of heated humidification. The System One Heated Tubing has a heated coil that goes throughout the tubing keeping the humidification levels uniform while traveling through the tube. The benefit to this is, the heated coil allows the tube to give you the same humidity level at your face as you have set at the machine. It also helps with reducing the ability for "rain out". Rain out is when your humidity (water) drips into your face during sleep due to high levels of moisture in the tubing. A lot of times, this happens because the humidity is lost while traveling through the tube and the customer/ patient then increases the humidity setting to try to compensate for the lack of moisture or humdidity in the airway. Most CPAP users will use humidity because of the airway becoming dry during the use of CPAP. | remstar-plus-cpap-with-heated-tube-humidifier-and-sc-refurbished-36b.jpg
SKU: RSPDS150HSR | Respironics System One REMstar CPAP Machine with Humidifier and SC Refurbished | Phillips Respironics has been a leader in the CPAP industry for years. There quality and attention to detail are what makes the PR System One CPAP Machines such a great product. This machine is an entry level machine but is still loaded with features that stand apart from CPAP Machines that are similar in price. | system-one-remstar-cpap-machine-with-humidifier-and-sc-refurbished-c4b.jpg
SKU: RSM36014R | ResMed S9 VPAP With HH & DC Refurbished | One of the industry leaders in advanced technology, ResMed has done it again with the ResMed S9 VPAPâ„¢ S Bi-Level with H5iâ„¢ Humidification. ResMed has always tackled the concerns of physician, clinicians, and especially respiratory patients and hasnâ€™t failed to date. The new ResMed S9 VPAPâ„¢ S Bi-Level unit brings the answers to data compliance, humidification, patient comfort and much more. ResMed S9 VPAPâ„¢ S Bi-Level with H5i Humidification unit has all the elements a Bi-Level users needs for comfort and compliance and all physicians need to deliver the best possible treatment. This is why the ResMed brand has been considered one of the best. Monitoring the progress of the user can be followed with ease by the physician and/or respiratory therapist with the data management system function standard with all ResMed S9 units. The data management system will never fail to provide the userâ€™s clinicians with accurate, easy to access, and complete data. Your physician and/or staff can download via the SD card that is provided, print, and review for treatment progress to determine the next course of action if any. And now even users can access and monitor their progress by visiting ResMed's SleepSeeker . The instructions are super easy once the patient creates a login. The ResMed S9 VPAPâ„¢ S Bi-Level with H5i Humidification System will record the sleep therapy progress, the SleepSeeker will proved the data for review, and the userâ€™s treatment track will always be optimal.Noise levels on sleep therapy units have always been a deterrent for the users and cause for concern for the bed partners. Well no more, the ResMed S9 VPAPâ„¢ S Bi-Level with H5i Humidification noise level is the lowest available on Bi-PAP units at 24 dB(A). This is below 30 dB(A) documented to be the highest acceptable noise level in the bedroom for quality sleep. Bed partners will never develop their own sleeping issues because noise level on the ResMed S9 VPAPâ„¢ S Bi-Level with H5i Humidification is so low. Easy-Breathe EPR has become the standard all others look because ResMed has developed the smoothest transitions available in the ResMed S9 VPAPâ„¢ S Bi-Level with H5i Humidification unit. No harsh or abrupt pressure will ever cause the patient to awake or not be able to go to sleep with the Easy-Breathe EPR function. The Easy-Breathe EPR detects the patientâ€™s breathing patterns and simply but smoothly adjusts to make certain the pressure doesnâ€™t alarm the user. ResMed S9 VPAPâ„¢ S Bi-Level with H5i Humidification Easy-Breathe EPR determines the best possible pressure during the patientâ€™s inhalation and exhalation without delivering too much or too little. | s9-vpap-with-hh-dc-refurbished-0d1.jpg
SKU: BRESHD60-1005 | HDM Z1 Travel CPAP Machine | The worldâ€™s smallest, lightest, most integrated cpap machine. Small enough to travel. Powerful enough to be used every day.In development for more than three years, we looked at every part and component in a cpap machine and relentlessly attempted to improve upon it. From a smaller motor to a more compact circuit board, we whittled away every ounce of wasted space until we arrived at the Z1â„¢; the smallest, lightest, most portable cpap machine in the world.Imagine being able to tuck a CPAP machine with very quiet operation that weighs less than a can of soda into a brief case or tote. Think how easily CPAP therapy can be made part of an active lifestyle when the tiny machine has an optional lightweight, integrated battery system to use on the go. The Z1 Travel CPAP Machine makes it a reality. This is a single pressure CPAP machine and delivers one set pressure all night long. It includes advanced features found on much larger machines meeting therapy needs while traveling or at home.The Z1â„¢ is an ideal travel machine. It literally fits in the palm of your hand so you will never have to leave your cpap at home. | z1-travel-cpap-machine-08f.jpg
SKU: BRESHD60-1007 | HDM Z1 Auto Travel CPAP Machine | The Z1 Auto builds on the form-factor of the Z1â„¢ CPAP to deliver the worldâ€™s smallest, lightest, most integrated auto-cpap machine. At only 10 ounces the Z1 Auto is the best machine we have released and when integrated with the PowerShellâ„¢, the Z1 Auto delivers an amazing nightâ€™s sleep on a single battery charge. | z1-auto-travel-cpap-machine-61a.jpg
SKU: RESDSG500S11 | Respironics DreamStation Go Travel Auto CPAP Machine | The DreamStation Go Auto Travel APAP machine from Philips Respironics makes mobile sleep apnea therapy a convenient, real-world reality. Featuring auto-adjusting pressure settings, the DreamStation Go Auto delivers the benefits of a standard APAP machine but in a compact, travel-friendly package. Representing the latest in Philips Respironicsâ€™ sleep therapy technology, the DS Go Auto offers a slew of advanced features, as well as an accessory lithium-ion battery for up to 13 hours of cordless operation. You donâ€™t have to compromise comfort or performance from your mobile Auto-PAP therapy when you choose the DreamStation Go Auto. | dreamstation-go-travel-auto-cpap-machine-814.jpg
SKU: HLS2200 | Virtuox VirtuCLEAN CPAP and Mask Automatic Cleaner | The VirtuCLEAN CPAP Cleaner automatically cleans your CPAP or Bi-Level Machine using Ozone, also known as activated oxygen, in only thirty minutes. Simply connect your CPAP or BiLevel machine to the VirtuCLEAN, turn it on , and walk away. In this 30 minute time frame VirtuCLEAN kills 99% of disease causing pathogens such as mold, bacteria and viruses that grow in the CPAP mask, hose and water chamber. The VirtuCLEAN measures only 4.75" L x 3.75" W x 2.12" H, taking up very little night stand space and can easily be transported anywhere. Instead of having to worry about an electric outlet or the voltage the VirtuCLEAN runs on a rechargable lithium ion battery with a ten year life. Each charge should give you no less than seven full cleaning cycles before requiring recharging. Recharging is easy through any USB port or through an AC outlet using the USB adapter. | virtuclean-cpap-and-mask-automatic-cleaner-2ca.jpg
SKU: BRSPN1207P2 | Soclean Cartridge Filter Kit for SoClean 2 - 2 Pack | This Cartridge Filter Kit includes one replacement filter and one replacement check valve for the SoClean 2. The filter and check valve should be replaced every six months. This kit is suitable for all SoClean machines with â€œ1200SCâ€ in the serial number.The Cartridge Filter converts activated oxygen back to regular oxygen as it leaves the SoClean 2 chamber. The check valve prevents water from your CPAP from damaging your CPAP electronics. | cartridge-filter-kit-for-soclean-2-2-pack-3f5.jpg
SKU: BPSBPS SP40 | Battery Power Solutions SunPower 40W Solar Panel | The SunPower 40WÂ Solar Panel allows you to safely and efficiently charge the Freedomâ„¢ or C-100 CPAP Battery using the power of the sun! It's the perfect solution for those who are going off the grid and will not have access to AC power or a vehicle to charge their battery.Â The 22% efficiency rating (the ratio of energy output from the solar cell to input energy from the sun)Â makesÂ itÂ one of the highest performing portable solar panels on the market today.As an added bonus you can charge other small devices like cell phones and tablets that operate from 19.2V or less by using the included DC input cord and the deviceâ€™s DC power cord. | sunpower-40w-solar-panel-2dc.jpg
SKU: 3BMLM3000 | 3B Medical Lumin CPAP Mask and Accessories Cleaner | The Lumin uses a strong UV light to kill 99% of bacteria, pathogens, and fungi present on items placed inside the device. UV light is a very effective disinfectant and is used in a variety of ways in the health industry including hospitals. Use of UV light is an alternative to other methods of disinfecting which have shown to be harmful if not handled correctly. To ensure the Lumin is used safely, there is a shutoff mechanism that engages if the drawer is opened, causing the UV light to turn off to ensure UV light is not exposed to a users' eyes.Developed out of the need for a product that would not damage the CPAP device itself during disinfection and had zero risk of exposing a respiratory patient to a lung irritant (no harmful Ozone)Can also be used as a general-purpose disinfecting system for hearing aids, dentures, pacifiers and even toothbrushes, anything that can be placed in the drawer of the systemQuick 5-minute disinfection cycle timeUV light kills 99.9% of harmful bacteria, viruses, mold and fungusSafe and easy to use; simple one-button operationComes complete with Lumin UV Sanitizer Device, user manual and sample CPAP mask wipes | lumin-cpap-mask-and-accessories-cleaner-7fd.jpg
SKU: BRSFK1 | Soclean Premium Replenishment Kit 1 Year Resupply | This PREMIUM filter & prewash bundle is a 1 year replenishment supply to the bonus products included with your original SoClean purchase. The replacement cartridge filters and companion check valve assembly should be replaced every six months. And the Neutralizing Pre-Wash is a fragrance-free, hypoallergenic cleansing solution adds and important complement to keeping your CPAP equipment germ free. This PREMIUM kit enables you to keep your CPAP machine 99% germ-free for the next 12 months. | premium-replenishment-kit-1-year-resupply-143.jpg
SKU: BRSFK2 | Soclean Standard Replenishment Kit | This filter & prewash bundle is a replenishment to the bonus products included with your original SoClean purchase. The replacement cartridge filter and companion check valve assembly should be replaced every six months. And the Neutralizing Pre-Wash is a fragrance-free, hypoallergenic cleansing solution adds and important complement to keeping your CPAP equipment germ free. | standard-replenishment-kit-c63.jpg
SKU: BRESHD60-7020 | HDM Z1 PowerShell Module with Extended Life Battery | The PowerShell just got better with the NEW Extended Life Battery!The PowerShell turns your Z1 into a totally self-powered cpap solution perfect for travel, camping, or just battery backup while at home. Just insert the Z1, put in a Extended Life Battery and you can get a full nightâ€™s sleep of cord-free cpap. This is the only fully integrated cpap battery available.The NEW Extended Life Battery has twice the battery capacity of the original Overnight Battery, so even at the highest settings (20 cmH2O, Z-Breathe 3) cpap therapy should last 8.9 hours.* With lower pressure settings you should get even longer therapy.* Results were obtained via bench testing under simulated operating conditions. Actual run time may vary due to machine settings, machine pressure, and personal breathing. Lower pressures will result in longer battery operating times.Traveling abroad? The power supply auto adjusts from 100 to 240 volts. All you need to add is the proper plug adapter for the country you are visiting. | z1-powershell-module-with-extended-life-battery-962.jpg
SKU: BRESHD60-7060 | HDM Rechargable Extended Life Battery Pack for the Z1 PowerShell | Twice the Capacity of the Original BatteryThe Extended Life Battery is a rechargeable, lithium ion battery that integrates with the Z1 PowerShell to be the only fully integrated CPAP battery option in the US market.With twice the capacity of the original battery, the Extended Life Battery give you more cpap therapy even when you canâ€™t plug in your Z1. Take it on the plane for overseas travel, in your backpack for overnight camping or in your saddle bag for motorcycle road trips.If you already own a PowerShell, HDM will upgrade the firmware in order to charge this new battery.Â After upgrading, the PowerShell will still work with the original Z1 Overnight battery.If you do not own a PowerShell, you can purchase one,Â and it will ship with a new Extended Life Battery and will not need an upgrade. | rechargable-extended-life-battery-pack-for-the-z1-powershell-04e.jpg
SKU: BRESHD60-2010 | HDM 4 Foot Slim Style Tube for use with the Z1 Device | Special 4 foot lightweight, thin pressure delivery tube for use with the Z1 device.REMINDERÂ â€“ Donâ€™t forget to replace your tubing regularly. For the sake of cleanliness and healthy therapy is is recommended that tubing be replaced every 6 months. | 4-foot-slim-style-tube-for-use-with-the-z1-device-06e.jpg
SKU: BRESHD60-2100 | HDM Inline Humidification Unit for use when Traveling with the Z1 Device | The HME is a waterless humidification system that captures exhaled moisture and returns it to you when needed.The Z1 HME is an inline humidification solution unit for use with the Z1. It is a waterless humidification that requires no additional power and takes up very little space. A great alternative to large humidifiers.Note that our HMEs are certified for 7 days of use but environmental conditions may affect your experience. If you are using an HME and feel that it is no longer working we recommend that you switch to a new one.HMEs will not work with masks that have a short tube extended from the mask frame. It must be connected to a mask elbow. | inline-humidification-unit-for-use-when-traveling-with-the-z1-device--062.jpg
SKU: BRESHD60-3021 | HDM Z1 Polyester Air Filters | A perfect fit for the Z1.Keep your cpap therapy clean by keeping up with replacing filters. It is recommended that you replace your filter every month (at a minimum). | z1-polyester-air-filters-f86.jpg
SKU: BRESHD60-5020 | HDM Z1 Custom Outlet Tube Adapter | The Z1 custom tube adaptor is required for Z1 operation. It adapts a standard 22mm cpap hose to the outlet on the Z1. It was designed to reduce the size of the Z1 and conform the adapter to be part of your hose/tube rather than part of the cpap machine itself. | z1-custom-outlet-tube-adapter-e7c.jpg
SKU: BRESHD60-6300 | HDM Z1 Custom USB Cable | The HDM Z1 Custom USB Cable is a custom sized USB to micro-USB data cable. The cable serves to enable data transfer and firmware upgrades between your PC and Z1. | z1-custom-usb-cable-6c1.jpg
SKU: BRESHD60-6010 | HDM Z1 Power Supply AC Adapter 100 - 240V and power cord | Want an extra power supply or need to replace one that has been damaged? These are original manufacturer power supplies from HDM. | z1-power-supply-ac-adapter-100-240v-and-power-cord-355.jpg
SKU: BRESHD60-6030 | HDM DC Mobile Adapter for Z1 | The DC Power Cord for Z1 CPAP Machines is used to charge the Z1 Battery through the PowerShell with a 12 Volt battery source (cigarette lighter style plug) such as in a car. The peg end of the cord plugs into the Z1 PowerShell. The other end of the cord ends in a power/cigarette lighter outlet. This DC Power Cord can be used with a power outlet in a vehicle or a stand alone battery power source.The cord length is 6 feet tip to tip but the cord only is approximately 5.5 feet. | dc-mobile-adapter-for-z1-315.jpg
SKU: BRESHD60-5011 | HDM Z1 Replacement Plastic Filter End Cap | Accidents do happen. If you damage the end-cap of your Z1 these replacement end caps are an OEM replacement. | z1-replacement-plastic-filter-end-cap-683.jpg
SKU: BRESHD60-2500 | HDM Qtube Inline CPAP Muffler | The Qtube In-line CPAP Muffler reduces acoustic noise transmitted to the patient mask through the CPAP tube. The 8 inch flex hose (included) connects the Qtube directly to your CPAP machine and the standard tube to the mask. The Qtube fits between your standard tube and CPAP machine with the addition of an 8â€³ flex hose (included). | qtube-inline-cpap-muffler-7f6.jpg
SKU: BRESHD60-2550 | HDM Qtube Replacement Kit | The Qtube Replacement Kit contains the replacement foam, O ring and plastic wrap for the Qtube In-Line Muffler. We recommend that these parts be replaced after 14 days of continuous use. | qtube-replacement-kit-1b5.jpg
SKU: MKS15206400 | McKesson Apr Pillow F/Cpap Xsm Ea Mck Brand | Apr Pillow F/Cpap Xsm Ea Mck Brand | apr-pillow-f-cpap-xsm-ea-mck-brand-89b.jpg
SKU: MKS15216400 | McKesson Apr Pillow F/Cpap Sm Ea Mck Brand | Apr Pillow F/Cpap Sm Ea Mck Brand. | apr-pillow-f-cpap-sm-ea-mck-brand-9f6.jpg
SKU: MKS15226400 | McKesson Apr Pillow F/Cpap Med Ea Mck Brand | Apr Pillow F/Cpap Med Ea Mck Brand. | apr-pillow-f-cpap-med-ea-mck-brand-1cd.jpg
SKU: MKS15236400 | McKesson Apr Pillow F/Cpap Lg Ea Mck Brand | Apr Pillow F/Cpap Lg Ea Mck Brand. | apr-pillow-f-cpap-lg-ea-mck-brand--709.jpg
SKU: MKS15336400 | McKesson Wrap Cpap Sft F/Pillow 2Ea/Pk Mck Brand | Wrap Cpap Sft F/Pillow 2Ea/Pk Mck Brand. | wrap-cpap-sft-f-pillow-2ea-pk-mck-brand-bcd.jpg
SKU: MKS15406400 | McKesson Apr Cpap Swift Fx F/Her Ea Mck Brand | Apr Cpap Swift Fx F/Her Ea Mck Brand. | apr-cpap-swift-fx-f-her-ea-mck-brand-a31.jpg
SKU: MKS16116400 | McKesson CPAP Headgear Mirage Activa | CPAP Headgear Mirage Activa. | cpap-headgear-mirage-activa-b83.jpg
SKU: MKS16116400 | McKesson CPAP Headgear Mirage Activa | CPAP Headgear Mirage Activa. | cpap-headgear-mirage-activa-b83.jpg
SKU: MKS61986400 | McKesson CPAP Cushion with Clip - Small | ActiveCell Technology accommodates movement during sleep, which results in fewer mask leaks for restless sleepers. The bubble-like membrane surrounding the dual-wall cushion expands and contracts to varying pressures and allows for different sleeping positions during the night. The new ActiveCell membrane is less cumbersome than the original, but still prevents CPAP users from over-tightening the mask headgear to create a secure seal. A looser fitting mask reduces pressure points and prevents red marks. | cpap-cushion-with-clip-small-517.jpg
SKU: MKS63346400 | McKesson Mirage Liberty CPAP Replacement Pillow Cushion - Medium | Mirage liberty CPAP replacement pillow cushion - medium | mirage-liberty-cpap-replacement-pillow-cushion-medium-bc7.jpg
SKU: MKS65076400 | McKesson Mirage Cpap Large Cushion | Mirage cpap large cushion | mirage-cpap-large-cushion-238.jpg
SKU: MKS65106400 | McKesson Pillow Sys Nasal Swift Fx Ea Mck Brand | Pillow Sys Nasal Swift Fx Ea Mck Brand. | pillow-sys-nasal-swift-fx-ea-mck-brand-a1e.jpg
SKU: MKS65286400 | McKesson Tubing Cpap Mirage Swift 1/Ea Mck Brand | Tubing Cpap Mirage Swift 1/Ea Mck Brand. | tubing-cpap-mirage-swift-1-ea-mck-brand-d96.jpg
SKU: MKS65386400 | McKesson CPAP Frame System with Pillow Sleeve Mirage Swift II | FRAME SWIFT II MED PILLOW 1/EA MCK BRAND | cpap-frame-system-with-pillow-sleeve-mirage-swift-ii--5b9.jpg
SKU: MKS65826400 | McKesson CPAP Frame System Swift LT | CPAP Frame System Swift LT. | cpap-frame-system-swift-lt--aac.jpg
SKU: MKS65826400 | McKesson CPAP Frame System Swift LT | CPAP Frame System Swift LT. | cpap-frame-system-swift-lt--aac.jpg
SKU: MKS65846400 | McKesson CPAP Frame System Swift | CPAP Frame System Swift | cpap-frame-system-swift-752.jpg
SKU: MKS65996400 | McKesson CPAP Headgear Wrap Swift LT | CPAP Headgear Wrap Swift LT. | cpap-headgear-wrap-swift-lt-c49.jpg
SKU: MKS66576400 | McKesson Pillow Sleeve Xsmall 1/Ea Mck Brand | Pillow Sleeve Xsmall 1/Ea Mck Brand. | pillow-sleeve-xsmall-1-ea-mck-brand-2df.jpg
SKU: MKS66746400 | McKesson Headgear, CPAP Ultra Mirage | Headgear, CPAP Ultra Mirage. | headgear-cpap-ultra-mirage-b78.jpg
SKU: MKS68596400 | McKesson CPAP Cover Filter | CPAP cover filter | cpap-cover-filter-62b.jpg
SKU: CM3800 | PMI Incorporated Cpap Tubing 6' Heavy Duty | 6' Heavy Duty CPAP Tubing. | cpap-tubing-6-heavy-duty-689.jpg
SKU: STL1600TLC | Salter Labs Cannula with Foam Cushion and 7' Tubing | A unique, patented design which sets the standard for comfort. | cannula-with-foam-cushion-and-7-tubing-c0b.jpg
SKU: FSHRHC405 | Fisher and Paykel Healthcare Flexifit Mask with Headgear | Cpap Masks, Fisher & Paykel Cpap Masks, F&P Cpap Masks, F&P, Fisher & Paykel, Nasal Masks, F&P Nasal Masks, Fisher & Paykel Nasal Masks, F&P Masks, Fisher & Paykel Masks, Hc405A. | flexifit-mask-with-headgear-5da.jpg
SKU: RSP1060802 | Respironics FitLife Total Face Mask, Large | Large surface area equalizes pressure and flow inside the mask, minimizing eye irritation, Built in entrainment valve triggers access to room air if pressure drops, Cushion is integrated into the mask frame, reducing the number of parts, Perimeter seal with soft silicone cushion fits quickly and evenly for maximum comfort, Accessory swivel allows for greater tubing movement, The newest "Total" full face CPAP mask. | fitlife-total-face-mask-large-292.jpg
SKU: RSP1081801 | Respironics Comfort Gel Blue Full Face Mask and Headgear, Medium | Forehead cushion provides enhanced patient comfort and easy adjustment.Replaceable gel cushion enhances comfort and provides a robust seal.Silicone flap with integrated retaining ring uses proven sure seal technology designed to enhance seal.Oxygen ports allow for oxygen bleed in or pressure measurement.Swivel quick release tabs easily disconnect the CPAP mask for greater nighttime mobility.Ball-and-socket clips allow for best angle of headgear support and simple insertion or removal.Exhalation diffuser offers quiet exhalation.New style of Comfort Series headgear allows for greatest amount of breathe ability without sacrificing stability. | comfort-gel-blue-full-face-mask-and-headgear-medium-8e4.jpg
SKU: RSP1081802 | Respironics Comfort Gel Blue Full Face Mask and Headgear Large | Forehead cushion provides enhanced patient comfort and easy adjustment. | comfort-gel-blue-full-face-mask-and-headgear-large-d19.jpg
SKU: RSP302175 | Respironics Chin Strap, Regular | This Respironics chin strap is a favorite of many CPAP users for its simplicity, comfort, and use of the CPAP mask headgear to hold the mouth closed through therapy. Chin straps are often used for those patients who experience problems associated with mouth-breathing during their CPAP therapy. A chin strap can solve these problems by holding the mouth closed during sleep, and may prevent the patient from having to wear a full face CPAP mask. | chin-strap-regular-315.jpg
SKU: RSP332113 | Respironics Whisper Swivel II Exhalation Port | Whisper Swivel II Exhalation Port | whisper-swivel-ii-exhalation-port-768.jpg
SKU: RSPHS860-050 | Respironics Sidestream Reusable Nebulizer | The SideStream Plus breath-enhanced, reusable nebulizer is designed to improve drug delivery. Its easy-action inspiratory valve opens on inspiration to boost medication delivery and closes on exhalation, preserving medication and reducing waste. Significantly less pressure is required to open the inspiratory valve compared to other breath-enhanced nebulizers. And there's no need to remove the valve when using a mask, making treatments easier for pediatric and elderly patients. With its proven SideStream five-jet venturi design, SideStream Plus provides a high respirable fraction and shortens treatment times. | sidestream-reusable-nebulizer-705.jpg
SKU: STL160025 | Salter Labs Cannula O2 with 25' Tubing | Cannula O2 with 25' Tubing | cannula-o2-with-25-tubing-285.jpg
SKU: STL1600HF | Salter Labs Cannula Adult Hi-Flow with 7 ft. Tubing | Cannula Adult Hi-Flow with 7 ft. Tubing | cannula-adult-hi-flow-with-7-ft-tubing-2de.jpg
SKU: STL1600HF-25 | Salter Labs Cannula Adult Hi-Flow With 25ft Tubing | Cannula Adult Hi-Flow With 25ft Tubing | cannula-adult-hi-flow-with-25ft-tubing-6e2.jpg
SKU: STL1600TLC-14 | Salter Labs Adult TLC Cannula Clear With Foam Cushions 14' Supply Tube | Adult TLC Cannula Clear With Foam Cushions 14' Supply Tube | adult-tlc-cannula-clear-with-foam-cushions-14-supply-tube-b5e.jpg
SKU: STL1600TLC-4-25 | Salter Labs Salter-Style T Cannula with 4' Supply Tubing | Salter-Style T Cannula with 4' Supply Tubing | salter-style-t-cannula-with-4-supply-tubing-9c5.jpg
SKU: BRSPN1207 | Soclean Cartridge Filter Kit for SoClean 2 | This Cartridge Filter Kit includes one replacement filter and one replacement check valve for the SoClean 2. The filter and check valve should be replaced every six months. This kit is suitable for all SoClean machines with â€œ1200SCâ€ in the serial number.The Cartridge Filter converts activated oxygen back to regular oxygen as it leaves the SoClean 2 chamber. The check valve prevents water from your CPAP from damaging your CPAP electronics. | cartridge-filter-kit-for-soclean-2-512.jpg
SKU: BRSPN1101.8 | Soclean Neutralizing Pre Wash 8 Ounce | The Neutralizing Pre-Wash is used for initial SoClean setup. It is important to use the Neutralizing Pre-Wash to hand-wash your PAP equipment before you connect your SoClean for the first time The Pre-Wash is a fragrance-free, dye-free soap that neutralizes any odors and scents on your PAP equipment. | neutralizing-pre-wash-8-ounce-bec.jpg
SKU: BRSSC1200 | Soclean CPAP Cleaner and Sanitizer | Buy Now Pay Later - make monthly payments over 3, 6, 12 months w/ Affirm financing options - Select Affirm at checkout.Â Do you have a ResMed S9, ResMed Airsense 10, Philips Respironics, Fisher & Paykel ICONâ„¢, or a Fisher & Paykel 600 series? You will need a CPAP machine adapter for the SoClean to be compatible. Check compatibility. No Adapter Needed, With S9 Climate Line Heated Hose Adapter, With Fisher Paykel Icon Heated Hose Adapter, With Fisher and Paykel 600 Series Adapter, With Philips Respironics System One 60 AdapterThe SoClean 2 is an automated CPAP equipment cleaner and sanitizer. Like the original SoClean unit, the SoClean 2 sanitizes and disinfects your CPAP accessories such as your mask, hose, and water reservoir without needing to take any pieces apart. Full and complete sanitizing is accomplished without any messy chemicals or even the use of water. Your equipment remains completely dry. The SoClean 2 CPAP cleaner and sanitizer uses safe, natural, activated oxygen to thoroughly sanitize your entire CPAP system by eliminating any mold, bacteria, and viruses it comes in contact with. The inside chamber was designed specifically so that multiple mask types can be used within the SoClean unit, from nasal pillow masks to full CPAP masks.Â The SoClean CPAP cleaning machine requires that you change the filter and the check valve every 6 months. A Cartridge Filter Kit containing both needed items can beÂ purchased here.Adapter may be required to connect SoClean 2 to your CPAP system, Check compatibility & selected Free adapter under Free Shipping icon. | cpap-cleaner-and-sanitizer-587.jpg
SKU: CTP14990C1938 | Contour Living CPAP Mask Cleaner Citrus Scent | Keep your mask clean, fresh and germ free! Optimize the seal of your mask with daily removal of facial oils and residue. These 100% pure viscos fiber cotton wipes are specifically formulated to naturally clean and protect your mask by effectively removing dirt, grease, oils and other organic residue! | cpap-mask-cleaner-citrus-scent-6d9.jpg
SKU: ROSC100274 | Roscoe Medical SleepWeaver Cloth CPAP Mask Blue | The SleepWeaver Cloth Nasal CPAP Mask is becoming the number one choice for many sleep technicians and homecare dealers who want to minimize time spent fitting patients and maximize compliance. The masks ease-of-use and revolutionary soft cloth seal make it simple to use while offering increased comfort, a better fit, noticeably smaller mask dimensions and easy-to-use headgear. | sleepweaver-cloth-cpap-mask-blue-31d.jpg
SKU: ROSC100277 | Roscoe Medical SleepWeaver Cloth CPAP Mask Pink | The SleepWeaver Cloth Nasal CPAP Mask is becoming the number one choice for many sleep technicians and homecare dealers who want to minimize time spent fitting patients and maximize compliance. The masks ease-of-use and revolutionary soft cloth seal make it simple to use while offering increased comfort, a better fit, noticeably smaller mask dimensions and easy-to-use headgear. | sleepweaver-cloth-cpap-mask-pink-328.jpg
SKU: ROSC100281 | Roscoe Medical SleepWeaver Cloth CPAP Mask Camouflage | The SleepWeaver Cloth Nasal CPAP Mask is becoming the number one choice for many sleep technicians and homecare dealers who want to minimize time spent fitting patients and maximize compliance. The masks ease-of-use and revolutionary soft cloth seal make it simple to use while offering increased comfort, a better fit, noticeably smaller mask dimensions and easy-to-use headgear. | sleepweaver-cloth-cpap-mask-camouflage-4fa.jpg
SKU: ROSC100285 | Roscoe Medical SleepWeaver Cloth CPAP Mask Leopard | The SleepWeaver Cloth Nasal CPAP Mask is becoming the number one choice for many sleep technicians and homecare dealers who want to minimize time spent fitting patients and maximize compliance. The masks ease-of-use and revolutionary soft cloth seal make it simple to use while offering increased comfort, a better fit, noticeably smaller mask dimensions and easy-to-use headgear. | sleepweaver-cloth-cpap-mask-leopard-b9f.jpg
SKU: ROSC100332 | Roscoe Medical SleepWeaver Cloth CPAP Mask Beige | The SleepWeaver Cloth Nasal CPAP Mask is becoming the number one choice for many sleep technicians and homecare dealers who want to minimize time spent fitting patients and maximize compliance. The masks ease-of-use and revolutionary soft cloth seal make it simple to use while offering increased comfort, a better fit, noticeably smaller mask dimensions and easy-to-use headgear. | sleepweaver-cloth-cpap-mask-beige-171.jpg
SKU: ROSC100563 | Roscoe Medical SleepWeaver Elan Soft Cloth CPAP Mask Kit Beige | The SleepWeaver lan Soft Cloth Nasal Mask is the next generation in innovative cloth masks from Circadiance. Unique, built-in double swivel connection enables the hose to easily and freely rotate as you sleep and because there are no line of sight obstructions, it allows the user to read or watch TV. The mask adjusts and maintains its secure seal no matter the sleeping or sitting position. This revolutionary mask quietly inflates like a balloon - creating an air-tight, comfortable fit ... with no leaks, no pressure points, no sore spots, no pinching and no red marks. Best of all, the lan feels natural, exceptionally cool and dry. | sleepweaver-elan-soft-cloth-cpap-mask-kit-beige-e1e.jpg
SKU: ROSC100955 | Roscoe Medical Circadiance SleepWeaver Anew Full Face Blue Mask and Headgear Small | Designed for patients that breathe through their mouth, the SleepWeaver Anew Full Face Mask allows skin to breathe naturally. The dual interface design securely seals around both the nose and the mouth with no gaps with only soft cloth touching the skin. The unique loose fit provides the ultimate in comfort and eliminates strap marks. Available in multiple size options to ensure the patient finds the perfect fit for their face. | circadiance-sleepweaver-anew-full-face-blue-mask-and-headgear-small-49c.jpg
SKU: ROSC100960 | Roscoe Medical Circadiance SleepWeaver Anew Full Face Blue Mask and Headgear Medium | Designed for patients that breathe through their mouth, the SleepWeaver Anew Full Face Mask allows skin to breathe naturally. The dual interface design securely seals around both the nose and the mouth with no gaps with only soft cloth touching the skin. The unique loose fit provides the ultimate in comfort and eliminates strap marks. Available in multiple size options to ensure the patient finds the perfect fit for their face. | circadiance-sleepweaver-anew-full-face-blue-mask-and-headgear-medium-d73.jpg
SKU: ROSC100965 | Roscoe Medical Circadiance SleepWeaver Anew Full Face Blue Mask and Headgear Large | Designed for patients that breathe through their mouth, the SleepWeaver Anew Full Face Mask allows skin to breathe naturally. The dual interface design securely seals around both the nose and the mouth with no gaps with only soft cloth touching the skin. The unique loose fit provides the ultimate in comfort and eliminates strap marks. Available in multiple size options to ensure the patient finds the perfect fit for their face. | circadiance-sleepweaver-anew-full-face-blue-mask-and-headgear-large-34e.jpg
SKU: ROSC1036800 | Roscoe Medical Philips Respironics OptiLife Nasal Mask with Headgear | The OptiLife features a unique headgear design and a chin support band that allows it to be easily put on and adjusted with little effort and no buckles. Its robust seal, comfortable cushion, buckleless headgear, wide range of sizes and quiet design help patients stay compliant with their therapy. | philips-respironics-optilife-nasal-mask-with-headgear-141.jpg
SKU: ROSC1070037 | Roscoe Medical Philips Respironics ComfortGel Blue Nasal Mask with Headgear Large | The ComfortGel Blue nasal mask combines the customizable blue gel of the Profile Lite Mask with the dual-layer cushion design of the other Comfort Series masks, ensuring an easy fit even for first-time patients. A 360 degree swivel allows easy movement and the removable arm and forehead pad adjusts to match the angle of the patients forehead. | philips-respironics-comfortgel-blue-nasal-mask-with-headgear-large-6e6.jpg
SKU: ROSC1070038 | Roscoe Medical Philips Respironics ComfortGel Blue Nasal Mask with Headgear Medium | The ComfortGel Blue nasal mask combines the customizable blue gel of the Profile Lite Mask with the dual-layer cushion design of the other Comfort Series masks, ensuring an easy fit even for first-time patients. A 360 degree swivel allows easy movement and the removable arm and forehead pad adjusts to match the angle of the patients forehead. | philips-respironics-comfortgel-blue-nasal-mask-with-headgear-medium-463.jpg
SKU: ROSC1070039 | Roscoe Medical Philips Respironics ComfortGel Blue Nasal Mask with Headgear Small | The ComfortGel Blue nasal mask combines the customizable blue gel of the Profile Lite Mask with the dual-layer cushion design of the other Comfort Series masks, ensuring an easy fit even for first-time patients. A 360 degree swivel allows easy movement and the removable arm and forehead pad adjusts to match the angle of the patients forehead. | philips-respironics-comfortgel-blue-nasal-mask-with-headgear-small-a8a.jpg
SKU: ROSC1070040 | Roscoe Medical Philips Respironics ComfortGel Blue Nasal Mask with Headgear Petite | The ComfortGel Blue nasal mask combines the customizable blue gel of the Profile Lite Mask with the dual-layer cushion design of the other Comfort Series masks, ensuring an easy fit even for first-time patients. A 360 degree swivel allows easy movement and the removable arm and forehead pad adjusts to match the angle of the patients forehead. | philips-respironics-comfortgel-blue-nasal-mask-with-headgear-petite-689.jpg
SKU: ROSC1094050 | Roscoe Medical Philips Respironics Wisp Nasal Mask with Clear Silicone Frame and Headgear | The Wisp Nasal CPAP Mask by Philips Respironics offers comfort and ease of use while fitting a wide range of users. The Wisp offers two frame choices - clear silicone or fabric. The molded silicone frame is lightweight and flexible with a smooth finish. The reversible fabric frame is a great choice for those that suffer skin irritation from a silicone frame. | philips-respironics-wisp-nasal-mask-with-clear-silicone-frame-and-headgear-be7.jpg
SKU: ROSC1094051 | Roscoe Medical Philips Respironics Wisp Nasal Mask with Fabric Frame and Headgear | The Wisp Nasal CPAP Mask by Philips Respironics offers comfort and ease of use while fitting a wide range of users. The Wisp offers two frame choices - clear silicone or fabric. The molded silicone frame is lightweight and flexible with a smooth finish. The reversible fabric frame is a great choice for those that suffer skin irritation from a silicone frame. | philips-respironics-wisp-nasal-mask-with-fabric-frame-and-headgear-5c9.jpg
SKU: ROSC332113 | Roscoe Medical Respironics Whisper Swivel II Exhalation Valve | This Whisper Swivel is used to remove excess waste gasses from some older Respironics CPAP/BiPAP masks. It should only be used on Reusable Silicone Contour Masks, Gold Seal Masks, and some older ProfileLite Masks that did not come with a swivel. DO NOT use this Whisper Swivel on any other masks than those mentioned. It should not be used with newer masks that contain exhalation ports and swivel functions. Not for sale in Canada. | respironics-whisper-swivel-ii-exhalation-valve-498.jpg
SKU: ROSC3BCL-1000 | Roscoe Medical ComfortLine Heated and Humidified Tubing System | The innovative ComfortLine is a universal solution that can be fully integrated into any humidifier and on any type of mask that uses a standard tube. The Comfort Line heated tube is no longer exclusive to the more expensive equipment on the market today and can be addedat any time to the base equipment a patient already owns. The Rainout Control System comes complete with the ComfortLine Breathing Tube and the power supply unit, an humidification option for patients with new or previous generation equipment. Help drive patient compliance by increasing the effectiveness of humidification and eliminating rainout and sleep disruption with this convenient solution. | comfortline-heated-and-humidified-tubing-system-dfc.jpg
SKU: ROSC3BCL-1010 | Roscoe Medical Replacement ComfortLine Heated Breathing Tube | The Replacement ComfortLine Heated Tubing is the replacement tube for use with the ComfortLine Heated Tubing Kit. This is the tubing only. It does NOT include the power supply and cords which are required to heat the tube. Tubing is 6 ft long and 19mm in diameter. The cuffs of the tube are rigid to support the heated tube. Not compatible with PR System One devices with software Versions EARLIER than 1.24. | replacement-comfortline-heated-breathing-tube-f7d.jpg
SKU: ROSC400440A | Roscoe Medical Fisher & Paykel Zest Nasal Mask with Stretchgear Headgear | Fisher & Paykels Zest Nasal Mask offers an over-the-nose mask solution that feels lighter and is easy to use. The one-step Easy-Clip silicone seal and advanced air diffuser come standard for a simple and quick mask that comes fully assembled and ready to use. Comes with user-friendly fitting guide. | fisher-paykel-zest-nasal-mask-with-stretchgear-headgear-56e.jpg
SKU: ROSC400441A | Roscoe Medical Fisher & Paykel Zest Plus Nasal Mask with Stretchgear Headgear | Fisher and Paykels Zest Nasal Mask offers an over-the-nose mask solution that feels lighter and is easy to use. The one step Easy Clip silicone seal and advanced air diffuser come standard for a simple and quick mask that comes fully assembled and ready to use. Comes with user-friendly fitting guide. | fisher-paykel-zest-plus-nasal-mask-with-stretchgear-headgear-ab0.jpg
SKU: ROSC400470A | Roscoe Medical Fisher and Paykel Forma Full Face Mask Headgear Small | Fisher & Paykels Forma Full Face Mask forms a superior seal and provides more comfort with a greater range of movement through the active contouring of its new FlexiFoam Cushion. The T-piece adds stability to mask base, and works with the silicone seal and under-chin design to enhance sleep performance. | fisher-and-paykel-forma-full-face-mask-headgear-small-32e.jpg
SKU: ROSC400471A | Roscoe Medical Fisher and Paykel Forma Full Face Mask Headgear Medium and Large | Fisher & Paykels Forma Full Face Mask forms a superior seal and provides more comfort with a greater range of movement through the active contouring of its new FlexiFoam Cushion. The T-piece adds stability to mask base, and works with the silicone seal and under-chin design to enhance sleep performance. | fisher-and-paykel-forma-full-face-mask-headgear-medium-and-large-b6f.jpg
SKU: ROSC400473A | Roscoe Medical Fisher and Paykel Forma Full Face Mask with Headgear Extra Large | Fisher & Paykels Forma Full Face Mask forms a superior seal and provides more comfort with a greater range of movement through the active contouring of its new FlexiFoam Cushion. The T-piece adds stability to mask base, and works with the silicone seal and under-chin design to enhance sleep performance. | fisher-and-paykel-forma-full-face-mask-with-headgear-extra-large-6ff.jpg
SKU: ROSC50174 | Roscoe Medical Sleepnet Ascend Nasal Mask System with Headgear Includes Small Medium and Large Cushion | Sleepnets Ascend CPAP Mask Series features advanced cushion technology with the replaceable AIR gel cushion. For added convenience, patients can replace the cushion without having to replace the whole mask. The patented AIR gel provides maximum comfort and minimum weight helping to reduce pressure points and skin irritation for better patient compliance. The flexible spacebar has a unique bendable design that provides the patient with superior stability without contacting the skin. | sleepnet-ascend-nasal-mask-system-with-headgear-includes-small-medium-and-large-cushion-293.jpg
SKU: ROSC50176 | Roscoe Medical Sleepnet Aura CPAP Mask Small | Patients can enjoy comfort and a great seal with the Aura Nasal Mask featuring Custom Fit Technology and an Active Headgear Connector that moves with the patient to help maintain a superior seal throughout the night. With three sizes and a flexible spacebar the Aura softshell mask offers optimum flexibility, fit and comfort to help improve compliance. | sleepnet-aura-cpap-mask-small-460.jpg
SKU: ROSC50177 | Roscoe Medical Sleepnet Aura CPAP Mask Medium | Patients can enjoy comfort and a great seal with the Aura Nasal Mask featuring Custom Fit Technology and an Active Headgear Connector that moves with the patient to help maintain a superior seal throughout the night. With three sizes and a flexible spacebar the Aura softshell mask offers optimum flexibility, fit and comfort to help improve compliance. | sleepnet-aura-cpap-mask-medium-f40.jpg
SKU: ROSC50178 | Roscoe Medical Sleepnet Aura CPAP Mask Large | Patients can enjoy comfort and a great seal with the Aura Nasal Mask featuring Custom Fit Technology and an Active Headgear Connector that moves with the patient to help maintain a superior seal throughout the night. With three sizes and a flexible spacebar the Aura softshell mask offers optimum flexibility, fit and comfort to help improve compliance. | sleepnet-aura-cpap-mask-large-878.jpg
SKU: ROSC50647 | Roscoe Medical Sleepnet IQ Blue Nasal Mask 3 Point Headgear One Size | Sleepnet\032s iQ Blue Nasal Mask has a blue Airgel cushion for seal and fit. It has an embedded wire support frame able to conform to any face, offering a quick, custom fit. Features a three-point headgear connection for greater stability and wider range of fit; can be converted to a two-point headgear connection. | sleepnet-iq-blue-nasal-mask-3-point-headgear-one-size-86d.jpg
SKU: ROSC50655 | Roscoe Medical Sleepnet IQ Blue Nasal Mask Stable Fit Headgear One Size | Sleepnet\032s iQ Blue Nasal Mask with StableFit Headgear has a blue Airgel cushion for seal and fit. It has an embedded wire support frame able to conform to any face, offering a quick, custom fit. The StableFit Headgear means the IQ Nasal Mask is less likely to shift while in use. | sleepnet-iq-blue-nasal-mask-stable-fit-headgear-one-size-ee0.jpg
SKU: ROSC50835 | Roscoe Medical Sleepnet Mojo Full Face Mask with Headgear Small | SleepNet's Mojo Full Face Mask features a contoured shell that follows the curves of the human face. Air leakage is eliminated by adjusting the headgear, as the dual beam element transfers the force of the straps to the center of the mask. SleepNet's unique magnetic clips are virtually foolproof, and easily click into position securing the mask and keeping the straps in place. The clips allow for a quick release of the mask and are designed to withstand the rigors of lab or home use. | sleepnet-mojo-full-face-mask-with-headgear-small-ab1.jpg
SKU: ROSC50836 | Roscoe Medical Sleepnet Mojo Full Face Mask with Headgear Medium | SleepNet's Mojo Full Face Mask features a contoured shell that follows the curves of the human face. Air leakage is eliminated by adjusting the headgear, as the dual beam element transfers the force of the straps to the center of the mask. SleepNet's unique magnetic clips are virtually foolproof, and easily click into position securing the mask and keeping the straps in place. The clips allow for a quick release of the mask and are designed to withstand the rigors of lab or home use. | sleepnet-mojo-full-face-mask-with-headgear-medium-cf6.jpg
SKU: ROSC50837 | Roscoe Medical Sleepnet Mojo Full Face Mask with Headgear Large | SleepNet's Mojo Full Face Mask features a contoured shell that follows the curves of the human face. Air leakage is eliminated by adjusting the headgear, as the dual beam element transfers the force of the straps to the center of the mask. SleepNet's unique magnetic clips are virtually foolproof, and easily click into position securing the mask and keeping the straps in place. The clips allow for a quick release of the mask and are designed to withstand the rigors of lab or home use. | sleepnet-mojo-full-face-mask-with-headgear-large-a1c.jpg
SKU: ROSC60213 | Roscoe Medical Sleepnet MiniMe Pediatric Nasal CPAP Mask with Headgear Small | MiniMe is a miniature nasal gel mask that is FDA approved for children. The mask is specifically designed for pediatric use for ages 2-12 years. The MiniMe has a petite size gel cushion and comes with either small, medium or large headgear straps. The Ultra Softgel technology helps to optimize cushion seal and protects against skin irritation. The mask is Latex Free and made in the USA. Headgear on the MiniMe is made from a breathable fabric and uses an easy 'on and off' strap that reduces the need for continual adjustments. | sleepnet-minime-pediatric-nasal-cpap-mask-with-headgear-small-139.jpg
SKU: ROSC60214 | Roscoe Medical Sleepnet MiniMe Pediatric Nasal CPAP Mask with Headgear Medium | MiniMe is a miniature nasal gel mask that is FDA approved for children. The mask is specifically designed for pediatric use for ages 2-12 years. The MiniMe has a petite size gel cushion and comes with either small, medium or large headgear straps. The Ultra Softgel technology helps to optimize cushion seal and protects against skin irritation. The mask is Latex Free and made in the USA. Headgear on the MiniMe is made from a breathable fabric and uses an easy 'on and off' strap that reduces the need for continual adjustments. | sleepnet-minime-pediatric-nasal-cpap-mask-with-headgear-medium-932.jpg
SKU: ROSC60215 | Roscoe Medical Sleepnet MiniMe Pediatric Nasal CPAP Mask with Headgear Large | MiniMe is a miniature nasal gel mask that is FDA approved for children. The mask is specifically designed for pediatric use for ages 2-12 years. The MiniMe has a petite size gel cushion and comes with either small, medium or large headgear straps. The Ultra Softgel technology helps to optimize cushion seal and protects against skin irritation. The mask is Latex Free and made in the USA. Headgear on the MiniMe is made from a breathable fabric and uses an easy 'on and off' strap that reduces the need for continual adjustments. | sleepnet-minime-pediatric-nasal-cpap-mask-with-headgear-large-f1d.jpg
SKU: ROSC60217 | Roscoe Medical MiniMe 2 Pediatric Nasal Mask with Headgear Small | Designed specifically for children, the MiniMe 2 is available in two sizes for a greater range of comfort for children between ages 2 and 12. Enhanced Custom Fit Technology enables the mask to be molded to a child's face, maximizing comfort. The MiniMe 2 also features Advanced Cushion Technology, Sleepnet's new ergonomic cushion technology delivers an effective seal, yet minimizes pressure on small faces. | minime-2-pediatric-nasal-mask-with-headgear-small-940.jpg
SKU: ROSC60218 | Roscoe Medical MiniMe 2 Pediatric Nasal Mask with Headgear Large | Designed specifically for children, the MiniMe 2 is available in two sizes for a greater range of comfort for children between ages 2 and 12. Enhanced Custom Fit Technology enables the mask to be molded to a child's face, maximizing comfort. The MiniMe 2 also features Advanced Cushion Technology, Sleepnet's new ergonomic cushion technology delivers an effective seal, yet minimizes pressure on small faces. | minime-2-pediatric-nasal-mask-with-headgear-large-952.jpg
SKU: ROSC70014 | Roscoe Medical Contour CPAP Pillow with Velour Cover | The Contour Living CPAP Support Pillow with Velour Cover is a high quality foam pillow with an ergonomic design which supports the head and neck properly, while allowing space for all major CPAP Mask models.Neck support for back and side sleepingShoulder naturally rests in this curve for proper position and neck supportPressure-free mask zoneHead support areaEar comfort depression.Inclined forehead support to keep face from rotating downSold as each. | contour-cpap-pillow-with-velour-cover-10c.jpg
SKU: ROSC70082 | Roscoe Medical Disposable Filter for Fisher and Paykel ICON Unit | Disposable White Fine Filters for ICON Series CPAP Machines. Compare to OEM 900ICON503. | disposable-filter-for-fisher-and-paykel-icon-unit-122.jpg
SKU: ROSC70116 | Roscoe Medical Shadow Nasal Pillows Mask XS/S/M/L | Pillows included | shadow-nasal-pillows-mask-xs-s-m-l-6ea.jpg
SKU: ROSC70146 | Roscoe Medical Philips Respironics Style Deluxe Chinstrap | Compare to 302425 | philips-respironics-style-deluxe-chinstrap-565.jpg
SKU: ROSC70148 | Roscoe Medical PB Style Nasal Pillows Small | Puritan-Bennett-Style Nasal Pillows, blue, small (compare to S-616323-00A) | pb-style-nasal-pillows-small-7cd.jpg
SKU: ROSC70150 | Roscoe Medical PB Style Nasal Pillows Medium | Puritan-Bennett-Style Nasal Pillows, clear, medium (compare to S-616324-00C) | pb-style-nasal-pillows-medium-ad4.jpg
SKU: ROSC70152 | Roscoe Medical PB-Style Nasal Pillows Large Green | Puritan-Bennett-Style Nasal Pillows, green, large (compare to S-616325-00A) | pb-style-nasal-pillows-large-green-29b.jpg
SKU: ROSC70156 | Roscoe Medical SureFit Style Chin Stap Small | Slip on style, compare to CHIN-SLS | surefit-style-chin-stap-small-ae2.jpg
SKU: ROSC70158 | Roscoe Medical SureFit Style Chin Strap Medium | Slip on style, compare to CHIN-SLM | surefit-style-chin-strap-medium-614.jpg
SKU: ROSC70160 | Roscoe Medical SureFit Style Chin Strap Large | Slip on style, compare to CHIN-SLL | surefit-style-chin-strap-large-b16.jpg
SKU: ROSC7314 | Roscoe Medical Standard CPAP Tubing Adapter | Not for sale in Canada. | standard-cpap-tubing-adapter-13c.jpg
SKU: ROSC90085 | Roscoe Medical Nasal Mask Replacement Seal Small | The Roscoe Medical Nasal CPAP Mask with Comfort Cushion is extremely lightweight and comes complete with headgear. The headgear buckle has a quick-snap design making it easy to fasten and unfasten. The Mask is constructed of a one piece, flexible silicone cushion that allows for a comfortable secure fit. | nasal-mask-replacement-seal-small-850.jpg
SKU: ROSC90087 | Roscoe Medical Nasal Mask Replacement Seal Medium | The Roscoe Medical Nasal CPAP Mask with Comfort Cushion is extremely lightweight and comes complete with headgear. The headgear buckle has a quick-snap design making it easy to fasten and unfasten. The Mask is constructed of a one piece, flexible silicone cushion that allows for a comfortable secure fit. | nasal-mask-replacement-seal-medium-95a.jpg
SKU: ROSC90089 | Roscoe Medical Nasal Mask Replacement Seal Large | The Roscoe Medical Nasal CPAP Mask with Comfort Cushion is extremely lightweight and comes complete with headgear. The headgear buckle has a quick-snap design making it easy to fasten and unfasten. The Mask is constructed of a one piece, flexible silicone cushion that allows for a comfortable secure fit. | nasal-mask-replacement-seal-large-e41.jpg
SKU: ROSC90091 | Roscoe Medical DreamEasy Replacement Nasal Seal Small | Compatible with Roscoe Nasal Mask CPM-DENS | dreameasy-replacement-nasal-seal-small-d16.jpg
SKU: ROSC90093 | Roscoe Medical DreamEasy Replacement Nasal Seal Medium | Compatible with Roscoe Nasal Mask CPM-DENM | dreameasy-replacement-nasal-seal-medium-f31.jpg
SKU: ROSC90095 | Roscoe Medical DreamEasy Replacement Nasal Seal Large | Compatible with Roscoe Nasal Mask CPM-DENL | dreameasy-replacement-nasal-seal-large-e6c.jpg
SKU: ROSC900HC007 | Roscoe Medical Mounting Tray | For the Fisher & Paykel HC150 Heated Humidification System. Not for sale in Canada. | mounting-tray-927.jpg
SKU: ROSC900HC008 | Roscoe Medical Chamber Inlet Tube | Compatible with Roscoe HC150 Heated Humidification System. | chamber-inlet-tube-ec6.jpg
SKU: ROSC900HC010 | Roscoe Medical Chamber Connector | For the HC150 Heated Humidification System. Not for sale in Canada. | chamber-connector-a55.jpg
SKU: ROSC900HC105 | Roscoe Medical Cold Passover Humidification Starter Kit | Includes folding mounting tray, single-patient reusable chamber & 24 in. supply tube with connectors. Combine with CPAP unit to add cold passover humidification. Folding tray provides stable base for entire system, including CPAP unit. Not for sale in Canada. | cold-passover-humidification-starter-kit-d1d.jpg
SKU: ROSC90605 | Roscoe Medical Sapphire Nasal Seal Replacement Small | Replacement Nasal Seal for Sapphire Nasal Mask : Fits Item#\032s CPM-SNS, CPM-SNM, CPM-SNL : Small | sapphire-nasal-seal-replacement-small-910.jpg
SKU: ROSC90607 | Roscoe Medical Sapphire Nasal Seal Replacement Medium | Replacement Nasal Seal for Sapphire Nasal Mask : Fits Item#\032s CPM-SNS, CPM-SNM, CPM-SNL : Medium | sapphire-nasal-seal-replacement-medium-a55.jpg
SKU: ROSC90609 | Roscoe Medical Sapphire Nasal Seal Replacement Large | Replacement Nasal Seal for Sapphire Nasal Mask : Fits Item#\032s CPM-SNS, CPM-SNM, CPM-SNL : Large | sapphire-nasal-seal-replacement-large-55b.jpg
SKU: ROSC90611 | Roscoe Medical Sapphire Full Face Seal Replacement Small | Replacement Full-Face Seal for Sapphire Full-Face Mask : Fits Item#\032s CPM-SFS, CPM-SFM, CPM-SFL : Small | sapphire-full-face-seal-replacement-small-d1d.jpg
SKU: ROSC90613 | Roscoe Medical Sapphire Full Face Seal Replacement Medium | Replacement Full-Face Seal for Sapphire Full-Face Mask : Fits Item#\032s CPM-SFS, CPM-SFM, CPM-SFL : Medium | sapphire-full-face-seal-replacement-medium-2d8.jpg
SKU: ROSC90615 | Roscoe Medical Sapphire Full Face Seal Replacement Large | Replacement Full-Face Seal for Sapphire Full-Face Mask : Fits Item#\032s CPM-SFS, CPM-SFM, CPM-SFL : Large | sapphire-full-face-seal-replacement-large-20c.jpg
SKU: ROSC90617 | Roscoe Medical Sapphire Series Replacement Headgear | Replacement headgear for Sapphire Full-Face & Nasal Masks : Fits Item#\032s CPM-SFS, CPM-SFM, CPM-SFL, CPM-SNS, CPM-SNM, CPM-SNL : Sold by the each : One size fits all | sapphire-series-replacement-headgear-78c.jpg
SKU: ROSC90619 | Roscoe Medical Sapphire Series Replacement Headgear Clips | Replacement clips for Sapphire Full-Face & Nasal Masks : Fits Item#\032s CPM-SFS, CPM-SFM, CPM-SFL, CPM-SNS, CPM-SNM, CPM-SNL | sapphire-series-replacement-headgear-clips-ff2.jpg
SKU: ROSCALO100 | Roscoe Medical Aloha Nasal Pillow Interface includes all Sizes of Nasal Pillows and Headgear | The Aloha Nasal Pillows System is the next evolution in the design of nasal pillow interfaces. The Aloha features proprietary Arced-Track technology allowing the angle of the Pillow Reservoir to be adjusted for a more customized, natural fit. The Aloha comes standard with three different pillow sizes. The device is extremely lightweight and quiet and offers an incredibly stable and comfortable seal. The Aloha contains all of the components required to properly size the patient, eliminating the hassle of opening multiple products to get the right fit. | aloha-nasal-pillow-interface-includes-all-sizes-of-nasal-pillows-and-headgear-771.jpg
SKU: ROSCALO121 | Roscoe Medical Aloha Pillow Replacement Small | The Aloha Nasal Pillows System is the next evolution in the design of nasal pillow interfaces. The Aloha features proprietary Arced-Track technology allowing the angle of the Pillow Reservoir to be adjusted for a more customized, natural fit. The Aloha comes standard with three different pillow sizes. The device is extremely lightweight and quiet and offers an incredibly stable and comfortable seal. The Aloha contains all of the components required to properly size the patient, eliminating the hassle of opening multiple products to get the right fit. | aloha-pillow-replacement-small-f25.jpg
SKU: ROSCALO123 | Roscoe Medical Aloha Pillow Replacement Medium | The Aloha Nasal Pillows System is the next evolution in the design of nasal pillow interfaces. The Aloha features proprietary Arced-Track technology allowing the angle of the Pillow Reservoir to be adjusted for a more customized, natural fit. The Aloha comes standard with three different pillow sizes. The device is extremely lightweight and quiet and offers an incredibly stable and comfortable seal. The Aloha contains all of the components required to properly size the patient, eliminating the hassle of opening multiple products to get the right fit. | aloha-pillow-replacement-medium-e55.jpg
SKU: ROSCALO125 | Roscoe Medical Aloha Pillow Replacement Large | The Aloha Nasal Pillows System is the next evolution in the design of nasal pillow interfaces. The Aloha features proprietary Arced-Track technology allowing the angle of the Pillow Reservoir to be adjusted for a more customized, natural fit. The Aloha comes standard with three different pillow sizes. The device is extremely lightweight and quiet and offers an incredibly stable and comfortable seal. The Aloha contains all of the components required to properly size the patient, eliminating the hassle of opening multiple products to get the right fit. | aloha-pillow-replacement-large-2bd.jpg
SKU: ROSCASP201 | Roscoe Medical Aspen Full Face Mask Small | The Aspen is a compact, quiet, and lightweight full face mask. This mask features a forehead pad with a SoftTouch Wrap and a built in flap that gently supports the chin. | aspen-full-face-mask-small-b26.jpg
SKU: ROSCASP203 | Roscoe Medical Aspen Full Face Mask Medium | The Aspen is a compact, quiet, and lightweight full face mask. This mask features a forehead pad with a SoftTouch Wrap and a built in flap that gently supports the chin. | aspen-full-face-mask-medium-4d6.jpg
SKU: ROSCASP205 | Roscoe Medical Aspen Full Face Mask Large | The Aspen is a compact, quiet, and lightweight full face mask. This mask features a forehead pad with a SoftTouch Wrap and a built in flap that gently supports the chin. | aspen-full-face-mask-large-4ef.jpg
SKU: ROSCC100-4R | Roscoe Medical Viverity Volt CPAP Battery Pack | The portable Volt CPAP Battery Pack provides an alternative power supply and works with most major manufacturer's CPAP devices. It comes in a convenient compact carry case that makes it a portable and easy-to-carry power source - great for travel, camping and even power outages!The Viverity Volt Battery Pack comes complete with battery, AC charger and handy carrying case. The carrying case has a handle, shoulder strap and four external zippered pouches, give it tremendous storage capability. The unit will provide power for up to 9 hours of operation at 15 cm H2O of pressure and up to 14 hours at 10 cm H2O. Designed with a universal 12-volt socket, it can accommodate standard cigarette lighter plugs from most manufacturer's power cords.NOTE: The DC power cord for your CPAP device is not included with the Volt CPAP battery pack. DC power cords must be purchased specific to your brand. Please see the chart below or ask your representative for further information. | viverity-volt-cpap-battery-pack-8f7.jpg
SKU: ROSCCPAP-HOLDER | Roscoe Medical CPAP Holders | CPAPHolders provides a convenient, safe and easily accessible way to enjoy the CPAP machine without sacrificing valuable space on patient's night stand. With the machine resting close to the patient's head it provides optimum hose length and freedom movement, minimizing potential for pulling the machine off the night stand. | cpap-holders-a04.jpg
SKU: ROSCCPAP-PRO | Roscoe Medical CPAP Pro Complete | The Roscoe Medical Complete CPAP Pro Mask has no straps or headgear yet it stays in perfect relationship with the nostrils all night long. An easy to form mouthpiece, that can be prepared at home, snaps onto your upper teeth. The mouthpiece has a thin bracket that extends outward between the lips to hold two respiratory tubes that convey air to the nostrils through the nasal puffs. Since the upper teeth always remain in perfect relationship with the nose all leakage and skin irritation is eliminated no matter how much you twist and turn during sleep! | cpap-pro-complete-f93.jpg
SKU: ROSCCPF-BILEV | Roscoe Medical Reusable Air Inlet CPAP Filter - Sunrise Standard AA Bi-Level | For use with the Sunrise Standard/AA/Bi-Level (compare to Sunrise #7353D-602). | reusable-air-inlet-cpap-filter-sunrise-standard-aa-bi-level-2f1.jpg
SKU: ROSCCPF-DSD2 | Roscoe Medical DreamStation Disposable Filter | For Philips Respironics DreamStation Series | dreamstation-disposable-filter-8f4.jpg
SKU: ROSCCPF-F10PK2 | Roscoe Medical CPAP Ultra Fine Filters For Philips Respironics Remstar Units | Roscoe offers a wide selection of replacement filters for use with many manufacturers CPAP units. Roscoe CPAP filters offer you a low cost alternative to brand-name products. Just one more way Roscoe is helping you cut costs without sacrificing the quality you expect. | cpap-ultra-fine-filters-for-philips-respironics-remstar-units-5e8.jpg
SKU: ROSCCPF-F11PK2 | Roscoe Medical CPAP Ultra Fine Filters For Philips Respironics BIPAP SleepEasy III Units | Roscoe offers a wide selection of replacement filters for use with many manufacturers CPAP units. Roscoe CPAP filters offer you a low cost alternative to brand-name products. Just one more way Roscoe is helping you cut costs without sacrificing the quality you expect. | cpap-ultra-fine-filters-for-philips-respironics-bipap-sleepeasy-iii-units-999.jpg
SKU: ROSCCPF-F12PK2 | Roscoe Medical CPAP Ultra Fine Filters For Philips Respironics | Roscoe offers a wide selection of replacement filters for use with many manufacturers CPAP units. Roscoe CPAP filters offer you a low cost alternative to brand-name products. Just one more way Roscoe is helping you cut costs without sacrificing the quality you expect. | cpap-ultra-fine-filters-for-philips-respironics-b26.jpg
SKU: ROSCCPF-F13FPK2 | Roscoe Medical CPAP Foam Filters For Philips Respironics Tranqulity Quest Unit | Roscoe offers a wide selection of replacement filters for use with many manufacturers CPAP units. Roscoe CPAP filters offer you a low cost alternative to brand-name products. Just one more way Roscoe is helping you cut costs without sacrificing the quality you expect. | cpap-foam-filters-for-philips-respironics-tranqulity-quest-unit-e3c.jpg
SKU: ROSCCPF-F13PK2 | Roscoe Medical CPAP Ultra Fine Filters For Philips Respironics Tranquility Unit | Roscoe offers a wide selection of replacement filters for use with many manufacturers CPAP units. Roscoe CPAP filters offer you a low cost alternative to brand-name products. Just one more way Roscoe is helping you cut costs without sacrificing the quality you expect. | cpap-ultra-fine-filters-for-philips-respironics-tranquility-unit-0f8.jpg
SKU: ROSCCPF-F14PK2 | Roscoe Medical CPAP Ultra Fine Filters For Philips Respironics Tranquility Quest Unit | Roscoe offers a wide selection of replacement filters for use with many manufacturers CPAP units. Roscoe CPAP filters offer you a low cost alternative to brand-name products. Just one more way Roscoe is helping you cut costs without sacrificing the quality you expect. | cpap-ultra-fine-filters-for-philips-respironics-tranquility-quest-unit-e9c.jpg
SKU: ROSCCPF-F16 | Roscoe Medical CPAP Ultra Fine Filters For Philips Respironics Tranquility MPR Unit | Roscoe offers a wide selection of replacement filters for use with many manufacturers CPAP units. Roscoe CPAP filters offer you a low cost alternative to brand-name products. Just one more way Roscoe is helping you cut costs without sacrificing the quality you expect. | cpap-ultra-fine-filters-for-philips-respironics-tranquility-mpr-unit-d10.jpg
SKU: ROSCCPF-F18PK2 | Roscoe Medical CPAP Ultra Fine Filters For Philips Respironics BiPAP Pro BiPAP Plus Duet Synchrony Unit | Roscoe offers a wide selection of replacement filters for use with many manufacturers CPAP units. Roscoe CPAP filters offer you a low cost alternative to brand-name products. Just one more way Roscoe is helping you cut costs without sacrificing the quality you expect. | cpap-ultra-fine-filters-for-philips-respironics-bipap-pro-bipap-plus-duet-synchrony-unit-bcd.jpg
SKU: ROSCCPF-F19 | Roscoe Medical Disposable Ultra Fine CPAP Filter Remstar Plus | For use with the Respironics Remstar Plus, Pro, BiPap Pro2 with Bi-Flex, and Remstar Autosmart (compare to Respironics #1005945). | disposable-ultra-fine-cpap-filter-remstar-plus-075.jpg
SKU: ROSCCPF-F26 | Roscoe Medical Reusable Foam Pollen CPAP Filter Remstar | For use with the Respironics Remstar (compare to Respironics #362521). | reusable-foam-pollen-cpap-filter-remstar-8ff.jpg
SKU: ROSCCPF-F27PK1 | Roscoe Medical CPAP Foam Filters For Philips Respironics BIPAP Pro BIPAP Plus Unit | Roscoe offers a wide selection of replacement filters for use with many manufacturers CPAP units. Roscoe CPAP filters offer you a low cost alternative to brand-name products. Just one more way Roscoe is helping you cut costs without sacrificing the quality you expect. | cpap-foam-filters-for-philips-respironics-bipap-pro-bipap-plus-unit-c9a.jpg
SKU: ROSCCPF-F28PK1 | Roscoe Medical Reusable Foam Pollen CPAP Filter Remstar Plus | For use with the Respironics Remstar Plus, Pro, BiPap Pro2 with Bi-Flex, and Remstar Autosmart (compare to Respironics #1005964). | reusable-foam-pollen-cpap-filter-remstar-plus-05e.jpg
SKU: ROSCCPF-F30PK2 | Roscoe Medical Disposable Ultra Fine CPAP Filter Remstar M-Series | For use with Remstar Plus C-Flex, Remstar Auto A-Flex, BiPap Pro Bi-Flex, BiPap Auto Bi-Flex, Remstar Pro C-Flex, BiPap Pro Bi-Flex, SleepEasy with C-Flex and SleepEasy (compare to Respironics #1029331). | disposable-ultra-fine-cpap-filter-remstar-m-series-cb5.JPG
SKU: ROSCCPF-F31PK1 | Roscoe Medical Reusable Remstar M-Series Foam Filter | For use with the Respironics with PR System One, Remstar Plus C-Flex, Remstar Auto A-Flex, BiPap Pro Bi-Flex, BiPap Auto Bi-Flex, Remstar Pro C-Flex, BiPap Pro Bi-Flex, SleepEasy with C-Flex and SleepEasy (Compare to Respironics #1035443 or #1063091). | reusable-remstar-m-series-foam-filter-d63.jpg
SKU: ROSCCPF-F32PK2 | Roscoe Medical Disposable Ultra Fine CPAP Filter | Ultra Fine CPAP Filter for use in IntelliPAP Standard, Standard Plus, Auto Adjust and Bilevel S units | disposable-ultra-fine-cpap-filter-655.jpg
SKU: ROSCCPF-G318PK1 | Roscoe Medical CPAP Filters for Puritan Bennett GoodKnight 318 314 Cloud 9 Units | Roscoe offers a wide selection of replacement filters for use with many manufacturers CPAP units. Roscoe CPAP filters offer you a low cost alternative to brand-name products. Just one more way Roscoe is helping you cut costs without sacrificing the quality you expect. | cpap-filters-for-puritan-bennett-goodknight-318-314-cloud-9-units-1b4.jpg
SKU: ROSCCPF-G418 | Roscoe Medical Reusable Foam Filter GoodKnight 418 | For use with the Puritan-Bennett GoodKnight 418 (compare to PB #S-645029). | reusable-foam-filter-goodknight-418-ea5.jpg
SKU: ROSCCPF-G418G | Roscoe Medical CPAP Filters for Puritan Bennett GoodKnight 418G Reusable Units | Roscoe offers a wide selection of replacement filters for use with many manufacturers CPAP units. Roscoe CPAP filters offer you a low cost alternative to brand-name products. Just one more way Roscoe is helping you cut costs without sacrificing the quality you expect. | cpap-filters-for-puritan-bennett-goodknight-418g-reusable-units-6bd.jpg
SKU: ROSCCPF-G418GU | Roscoe Medical CPAP Filters for Puritan Bennett GoodKnight 418G Units | Roscoe offers a wide selection of replacement filters for use with many manufacturers CPAP units. Roscoe CPAP filters offer you a low cost alternative to brand-name products. Just one more way Roscoe is helping you cut costs without sacrificing the quality you expect. | cpap-filters-for-puritan-bennett-goodknight-418g-units-3b9.jpg
SKU: ROSCCPF-G420HEPK2 | Roscoe Medical Reusable Foam Filter High Efficiency Puritan Bennett 420G | Reusable high efficiency foam filters for Puritan Bennett 420G, 420S, 420SP, 420E CPAPs and 425 Bilevel (compare to PB #M-413950-04). | reusable-foam-filter-high-efficiency-puritan-bennett-420g-de6.jpg
SKU: ROSCCPF-INVF | Roscoe Medical CPAP Filters for Invacare Polaris EX LT Foam Unit | Roscoe offers a wide selection of replacement filters for use with many manufacturers CPAP units. Roscoe CPAP filters offer you a low cost alternative to brand-name products. Just one more way Roscoe is helping you cut costs without sacrificing the quality you expect. | cpap-filters-for-invacare-polaris-ex-lt-foam-unit-896.jpg
SKU: ROSCCPF-K330F | Roscoe Medical CPAP Filters for Puritan Bennett Knightstar 330 Units | Roscoe offers a wide selection of replacement filters for use with many manufacturers CPAP units. Roscoe CPAP filters offer you a low cost alternative to brand-name products. Just one more way Roscoe is helping you cut costs without sacrificing the quality you expect. | cpap-filters-for-puritan-bennett-knightstar-330-units-f81.jpg
SKU: ROSCCPF-K335 | Roscoe Medical Reusable Foam Filter Knightstar 335 | Reusable foam filter for use with the Puritan-Bennett KnightStar 335 (compare to PB #S-645023). | reusable-foam-filter-knightstar-335-239.jpg
SKU: ROSCCPF-RESPK2 | Roscoe Medical Disposable Universal Filters Sullivan V | Disposable Universal Filters for ResMed Sullivan V - S5, S3, VPAP, VPAPII, VPAPST & VPAPIIST (compare to ResMed 14908). | disposable-universal-filters-sullivan-v-710.jpg
SKU: ROSCCPF-RLTPK2 | Roscoe Medical CPAP Filters for Sunrise Horizon LT Reusable Units | Roscoe offers a wide selection of replacement filters for use with many manufacturers CPAP units. Roscoe CPAP filters offer you a low cost alternative to brand-name products. Just one more way Roscoe is helping you cut costs without sacrificing the quality you expect. | cpap-filters-for-sunrise-horizon-lt-reusable-units-3b0.jpg
SKU: ROSCCPF-S8PK2 | Roscoe Medical Disposable Foam Filter ResMed S8 Series | For use with the ResMed S8 series Vantage, Elite, Escape, Compact and Tango (compare to ResMed# 33916). | disposable-foam-filter-resmed-s8-series-b1c.jpg
SKU: ROSCCPF-S9HYPK2 | Roscoe Medical Disposable Hypoallergenic Filters | Disposable Hypoallergenic Filters for use with S9 Series, AirSense 10, Air Curve 10 CPAP Machines (compare to Resmed #36856). | disposable-hypoallergenic-filters-5eb.jpg
SKU: ROSCCPF-S9PK2 | Roscoe Medical Disposable Standard Filters | For use with Resmed S9 Series, AirSense 10, Air Curve 10 (compare to Resmed part# 36851). | disposable-standard-filters-387.jpg
SKU: ROSCCPH-CHIN | Roscoe Medical Respironics Style Chin Strap White | Respironics Style Chin Strap, White, compare to 302175 | respironics-style-chin-strap-white-85f.jpg
SKU: ROSCCPH-FF | Roscoe Medical Roscoe Medical Headgear | For use with Roscoe Full Face and Nasal CPAP Masks. Black. | roscoe-medical-headgear-01e.jpg
SKU: ROSCCPH-RESCHIN | Roscoe Medical ResMed Style Chin Strap | Blue and gray. Compare to Resmed #16015. | resmed-style-chin-strap-51c.jpg
SKU: ROSCCPM-DEFL | Roscoe Medical Roscoe DreamEasy Full Face Mask Large | The Roscoe Medical DreamEasy\032 Full Face CPAP Mask with Comfort Cushion\032 is an ideal solution for patients whose therapy is compromised by mouth breathing. The Comfort Cushion\032 provides comfort and stability while allowing freedom of movement. Roscoe\032s DreamEasy\032 Full Face Mask is extremely lightweight and comes complete with headgear. | roscoe-dreameasy-full-face-mask-large-25d.jpg
SKU: ROSCCPM-DEFM | Roscoe Medical Roscoe DreamEasy Full Face Mask Medium | The Roscoe Medical DreamEasy\032 Full Face CPAP Mask with Comfort Cushion\032 is an ideal solution for patients whose therapy is compromised by mouth breathing. The Comfort Cushion\032 provides comfort and stability while allowing freedom of movement. Roscoe\032s DreamEasy\032 Full Face Mask is extremely lightweight and comes complete with headgear. | roscoe-dreameasy-full-face-mask-medium-ce9.jpg
SKU: ROSCCPM-DEFS | Roscoe Medical Roscoe DreamEasy Full Face Mask Small | The Roscoe Medical DreamEasy\032 Full Face CPAP Mask with Comfort Cushion\032 is an ideal solution for patients whose therapy is compromised by mouth breathing. The Comfort Cushion\032 provides comfort and stability while allowing freedom of movement. Roscoe\032s DreamEasy\032 Full Face Mask is extremely lightweight and comes complete with headgear. | roscoe-dreameasy-full-face-mask-small-bd7.jpg
SKU: ROSCCPM-DENL | Roscoe Medical DreamEasy Nasal Mask with Headgear Large | The Roscoe Medical DreamEasy\032 Nasal CPAP Mask with Comfort Cushion\032 is extremely lightweight and comes complete with headgear. The Comfort Cushion\032 seals comfortably around the nose and facial contours to improve overall compliance and minimize air leaks. The headgear buckle comes with a quick snap design making it easy to fasten and unfasten. | dreameasy-nasal-mask-with-headgear-large-a3a.jpg
SKU: ROSCCPM-DENM | Roscoe Medical DreamEasy Nasal Mask with Headgear Medium | The Roscoe Medical DreamEasy\032 Nasal CPAP Mask with Comfort Cushion\032 is extremely lightweight and comes complete with headgear. The Comfort Cushion\032 seals comfortably around the nose and facial contours to improve overall compliance and minimize air leaks. The headgear buckle comes with a quick snap design making it easy to fasten and unfasten. | dreameasy-nasal-mask-with-headgear-medium-f64.jpg
SKU: ROSCCPM-DENS | Roscoe Medical DreamEasy Nasal Mask with Headgear Small | The Roscoe Medical DreamEasy\032 Nasal CPAP Mask with Comfort Cushion\032 is extremely lightweight and comes complete with headgear. The Comfort Cushion\032 seals comfortably around the nose and facial contours to improve overall compliance and minimize air leaks. The headgear buckle comes with a quick snap design making it easy to fasten and unfasten. | dreameasy-nasal-mask-with-headgear-small-bb6.jpg
SKU: ROSCCPM-SFL | Roscoe Medical Sapphire Full Face with Headgear Large | Roscoe\032s Sapphire\032 CPAP Masks have an advanced mask design with a unique 3D cushion that forms an excellent seal and provides patients with superior comfort while protecting the skin from pressure points and irritations. It is both removable and replaceable. The innovative angle-adjustment forehead support has five levels of adjustment to meet a patient\032s individual needs and provide the best fit possible. The soft silicone pad contours to the forehead keeping the mask in place and stable throughout the night. The lightweight, quick-release headgear eliminates the need for constant adjustment. | sapphire-full-face-with-headgear-large-7b1.jpg
SKU: ROSCCPM-SFM | Roscoe Medical Sapphire Full Face with Headgear Medium | Roscoe\032s Sapphire\032 CPAP Masks have an advanced mask design with a unique 3D cushion that forms an excellent seal and provides patients with superior comfort while protecting the skin from pressure points and irritations. It is both removable and replaceable. The innovative angle-adjustment forehead support has five levels of adjustment to meet a patient\032s individual needs and provide the best fit possible. The soft silicone pad contours to the forehead keeping the mask in place and stable throughout the night. The lightweight, quick-release headgear eliminates the need for constant adjustment. | sapphire-full-face-with-headgear-medium-698.jpg
SKU: ROSCCPM-SFS | Roscoe Medical Sapphire Full Face with Headgear Small | Roscoe\032s Sapphire\032 CPAP Masks have an advanced mask design with a unique 3D cushion that forms an excellent seal and provides patients with superior comfort while protecting the skin from pressure points and irritations. It is both removable and replaceable. The innovative angle-adjustment forehead support has five levels of adjustment to meet a patient\032s individual needs and provide the best fit possible. The soft silicone pad contours to the forehead keeping the mask in place and stable throughout the night. The lightweight, quick-release headgear eliminates the need for constant adjustment. | sapphire-full-face-with-headgear-small-ddd.jpg
SKU: ROSCCPM-SNL | Roscoe Medical Sapphire Nasal Mask with Headgear Large | Lightweight design, 3D mask cushion forms an excellent seal, Quick-release headgear, One-piece forehead support, Adjustable forehead pad, Headgear with Velcro, Quiet air vent minimizes noises, Latex-free | sapphire-nasal-mask-with-headgear-large-726.jpg
SKU: ROSCCPM-SNM | Roscoe Medical Sapphire Nasal Mask with Headgear Medium | Lightweight design, 3D mask cushion forms an excellent seal, Quick-release headgear, One-piece forehead support, Adjustable forehead pad, Headgear with Velcro, Quiet air vent minimizes noises, Latex-free | sapphire-nasal-mask-with-headgear-medium-09c.jpg
SKU: ROSCCPM-SNS | Roscoe Medical Sapphire Nasal Mask with Headgear Small | Lightweight design, 3D mask cushion forms an excellent seal, Quick-release headgear, One-piece forehead support, Adjustable forehead pad, Headgear with Velcro, Quiet air vent minimizes noises, Latex-free | sapphire-nasal-mask-with-headgear-small-3f2.jpg
SKU: ROSCHC401A | Roscoe Medical Fisher & Paykel Aclaim 2 Nasal Interface with Headgear | Fisher & Paykel Aclaim 2 Nasal CPAP Mask features a gliding bar that allows the headgear to move without changing the mask position, avoiding potential leaks. Mask & headgear come fully assembled for easy setup.Each comes with two sizes in one.Not for sale in Canada. | fisher-paykel-aclaim-2-nasal-interface-with-headgear-41c.jpg
SKU: ROSCHC405A | Roscoe Medical Fisher & Paykel FlexiFit 405 Mask with Headgear Small and Large Silicone Seal | Fisher and Paykels FlexiFit Series CPAP Masks feature FlexiFit cushion technology that seals comfortably around the nose and facial contours. The anti-leak glider strap provides freedom of movement while maintaining a seal. The FlexiFit 407 features additional contouring for better comfort, new strap release to make cleaning and removal easier and Stretchgear headgear that minimizes facial pressure during movement. The FlexiFit Mask Series comes in your choice of Nasal or Full Face. | fisher-paykel-flexifit-405-mask-with-headgear-small-and-large-silicone-seal-40f.jpg
SKU: ROSCHC406 | Roscoe Medical Fisher & Paykel FlexiFit 406 Petite Mask with Headgear One Size Silicone Seal | Fisher and Paykels FlexiFit Series CPAP Masks feature FlexiFit cushion technology that seals comfortably around the nose and facial contours. The anti-leak glider strap provides freedom of movement while maintaining a seal. The FlexiFit 407 features additional contouring for better comfort, new strap release to make cleaning and removal easier and Stretchgear headgear that minimizes facial pressure during movement. The FlexiFit Mask Series comes in your choice of Nasal or Full Face. | fisher-paykel-flexifit-406-petite-mask-with-headgear-one-size-silicone-seal-d2a.jpg
SKU: ROSCHC407 | Roscoe Medical Fisher & Paykel FlexiFit 407 Mask with Headgear | FlexiFit 407 Mask offers the same attributes as the FlexiFit 405 plus additional contouring for better comfort, new strap releases to make cleaning & removal easier, and during movement.Not for sale in Canada. | fisher-paykel-flexifit-407-mask-with-headgear-ae1.jpg
SKU: ROSCHC431A | Roscoe Medical Fisher & Paykel FlexiFit 431 Full Face Mask with Headgear | FlexiFit cushion technology seals comfortably around nose & facial contours.Advanced air diffuser allows quiet operation & fixed forehead rest simplifies fitting.Glider strap allows more freedom of movement during the night.Not for sale in Canada. S,M,L | fisher-paykel-flexifit-431-full-face-mask-with-headgear-dad.jpg
SKU: ROSCHC432L | Roscoe Medical Fisher & Paykel 432 FlexiFit Full Face Mask Large | Fisher & Paykel 432 FlexiFit Full Face Mask with Headgear | fisher-paykel-432-flexifit-full-face-mask-large-0a2.jpg
SKU: ROSCHC432M | Roscoe Medical Fisher & Paykel 432 FlexiFit Full Face Mask Medium | Fisher & Paykel 432 FlexiFit Full Face Mask with with Headgear | fisher-paykel-432-flexifit-full-face-mask-medium-f51.png
SKU: ROSCHC432S | Roscoe Medical Fisher & Paykel 432 FlexiFit Full Face Mask Small | Fisher & Paykel 432 FlexiFit Full Face Mask with with Headgear | fisher-paykel-432-flexifit-full-face-mask-small-072.png
SKU: ROSCHC482 | Roscoe Medical Fisher & Paykel Opus Direct Nasal Pillows Mask | includes headgear and all three size silicone seals (S,M,L) and fitting guide. | fisher-paykel-opus-direct-nasal-pillows-mask-ebf.jpg
SKU: ROSCHW-BURG | Roscoe Medical Hose Wrap Burgundy | Soft fleece materials : Help prevent condensation and rain-out : Durable construction : Velcro straps ensure a secure fit : Available in a 5 of colors : Machine washable | hose-wrap-burgundy-55c.jpg
SKU: ROSCHW-GRAY | Roscoe Medical Hose Wrap Heather Gray | Soft fleece materials : Help prevent condensation and rain-out : Durable construction : Velcro straps ensure a secure fit : Available in a 5 of colors : Machine washable | hose-wrap-heather-gray-cfc.jpg
SKU: ROSCHW-NAVY | Roscoe Medical Hose Wrap Navy Blue | Soft fleece materials : Help prevent condensation and rain-out : Durable construction : Velcro straps ensure a secure fit : Available in a 5 of colors : Machine washable | hose-wrap-navy-blue-47e.jpg
SKU: ROSCHW-OLIVE | Roscoe Medical Hose Wrap Olive | Soft fleece materials : Help prevent condensation and rain-out : Durable construction : Velcro straps ensure a secure fit : Available in a 5 of colors : Machine washable | hose-wrap-olive-d1a.jpg
SKU: ROSCHW-PINK | Roscoe Medical Hose Wrap Pink | Soft fleece materials : Help prevent condensation and rain-out : Durable construction : Velcro straps ensure a secure fit : Available in a 5 of colors : Machine washable | hose-wrap-pink-3b7.jpg
SKU: ROSCHYB500 | Roscoe Medical RespCare Hybrid Complete System includes Headgear | The Hybrid Full Face CPAP Mask with Nasal Pillows and Headgear offers is a unique fusion of technologies, designed to be a universal cpap interface. The Hybrid is a dual airway interface for use with positive pressure ventilation devices for the treatment of respiratory insufficiency and obstructive sleep apnea. | respcare-hybrid-complete-system-includes-headgear-626.jpg
SKU: ROSCK10-NS | Roscoe Medical RemZzzs Nasal Liner K10 NS Small | for use with: Resmed Activa (S), Resmed Activa LT (S), Resmed Mirage Micro (S), Resmed Ultra Mirage II Ultra Shallow/Wide (S), Fisher Paykel Flexifit 405 (S/M), Fisher Paykel 406 Petite (S), Fisher Paykel Zest Petite (S),Roscoe DreamEasy and Std (S) | remzzzs-nasal-liner-k10-ns-small-2e0.jpg
SKU: ROSCK11-NM | Roscoe Medical RemZzzs Nasal Liner K11 NM Medium | for use with: Resmed Activa (M), Resmed Activa LT (M), Resmed Mirage Micro (M), Resmed Ultra Mirage II Ultra Std (M), Fisher Paykel Flexifit 405 (M/L), Fisher Paykel 407 Std (M), Fisher Paykel Zest/One Size (M/L), Roscoe DreamEasy and Std (M) | remzzzs-nasal-liner-k11-nm-medium-3b6.jpg
SKU: ROSCK12-NL | Roscoe Medical RemZzzs Nasal Liner K12 NL Large | for use with: Resmed Activa (L), Resmed Activa LT (L), Resmed Mirage Micro (L), Resmed Ultra Mirage II (L), Fisher Paykel Zest/Plus (L), Roscoe DreamEasy and Std (L) | remzzzs-nasal-liner-k12-nl-large-069.jpg
SKU: ROSCK1-FS | Roscoe Medical RemZzzs Full Face Liner K1-FS Small | for use with Resmed Quattro/FX-S, ResMed Ultra Mirage (S), Respironics ComfortGel (S), Respironics ComfortFull2 (S), Respironics FullLife (S), EVO Comfort, Roscoe Full Face Mask (S), APEX | remzzzs-full-face-liner-k1-fs-small-a4e.jpg
SKU: ROSCK2A | Roscoe Medical NasalAire II All size Kit | new pt setup kit includes headgear, strap, bolo and xs,sm,md,mp,lg,xl nasal sections | nasalaire-ii-all-size-kit-df0.jpg
SKU: ROSCK2-FM | Roscoe Medical RemZzzs Full Face Liner K2-FM Medium | for use with Resmed Quattro/FX-(M), ResMed Ultra Mirage (M), Respironics ComfortGel (M), Respironics ComfortFull2 (M), Respironics FullLife (M), EVO Comfort, Roscoe Full Face Mask (M), APEX, | remzzzs-full-face-liner-k2-fm-medium-269.jpg
SKU: ROSCK3-FL | Roscoe Medical RemZzzs Full Face Liner K3-FL Large | for use with Resmed Quattro/FX-(L), ResMed Ultra Mirage (L), Respironics ComfortGel (L), Respironics ComfortFull2 (L), Respironics FullLife (L), EVO Comfort, Roscoe Full Face Mask (L), APEX. | remzzzs-full-face-liner-k3-fl-large-a4f.jpg
SKU: ROSCK4-FS | Roscoe Medical RemZzzs Full Face Liner K4-FS Small | for use with Fisher Paykel Flexifit 431 (S), Fisher Paykel Flexifit 432 (S), Fisher Paykel Forma (S), Hans Rudolph 7600 V2 (S) | remzzzs-full-face-liner-k4-fs-small-182.jpg
SKU: ROSCK5-FM | Roscoe Medical RemZzzs Full Face Liner K5-FM Medium | for use with Fisher Paykel Flexifit 431 (M), Fisher Paykel Flexifit 432 (M), Fisher Paykel Forma (M), Hans Rudolph 7600 V2 (M) | remzzzs-full-face-liner-k5-fm-medium-eea.jpg
SKU: ROSCK6-FL | Roscoe Medical RemZzzs Full Face Liner K6-FL Large | for use with Fisher Paykel Flexifit 431 (L), Fisher Paykel Flexifit 432 (L), Fisher Paykel Forma (L), Hans Rudolph 7600 V2 (L) | remzzzs-full-face-liner-k6-fl-large-c96.jpg
SKU: ROSCK7-NS | Roscoe Medical RemZzzs Nasal Liner K7-NS Small | for use with: Respironics ComfortGel (S), Respironics ComfortClassic (S), Respironics Profile Lite (S), Respironics Comfor Select (S), Respironics Comfort Fusion (S) | remzzzs-nasal-liner-k7-ns-small-b6f.jpg
SKU: ROSCK8-NM | Roscoe Medical RemZzzs Nasal Liner K8-NM Medium | for use with: Respironics ComfortGel (M), Respironics ComfortClassic (M), Respironics Profile Lite (M), Respironics Comfor Select (M), Respironics Comfort Fusion (M) | remzzzs-nasal-liner-k8-nm-medium-d4f.jpg
SKU: ROSCK9-NL | Roscoe Medical RemZzzs Nasal Liner K9-NL Large | for use with: Respironics ComfortGel (L), Respironics ComfortClassic (L), Respironics Profile Lite (L), Respironics Comfor Select (L), Respironics Comfort Fusion (L) | remzzzs-nasal-liner-k9-nl-large-83d.jpg
SKU: ROSCKIT-DEFL90 | Roscoe Medical DreamEasy Full Frame Mask 90 Day Kit Large | Includes one mask frame, headgear and 2 large cushions. | dreameasy-full-frame-mask-90-day-kit-large-7c1.jpg
SKU: ROSCKIT-DEFM90 | Roscoe Medical DreamEasy Full Frame Mask 90 Day Kit Medium | Includes one mask frame, headgear and 2 medium cushions. | dreameasy-full-frame-mask-90-day-kit-medium-08e.jpg
SKU: ROSCKIT-DEFS90 | Roscoe Medical DreamEasy Full Face Mask 90 Day Kit Small | Includes one mask frame, headgear, and 2 small cushions. | dreameasy-full-face-mask-90-day-kit-small-9c2.jpg
SKU: ROSCLG305 | Roscoe Medical NasalAire II CPAP System Large | The NasalAire II adds new performance features to the NasalAire I design, such as an optional headgear for added stability and a quieter design. Complete NasalAire II systems include NasalAire II, headgear, neck strap, bolo and swivel. | nasalaire-ii-cpap-system-large-5aa.jpg
SKU: ROSCMD303 | Roscoe Medical NasalAire II CPAP System Medium | The NasalAire II adds new performance features to the NasalAire I design, such as an optional headgear for added stability and a quieter design. Complete NasalAire II systems include NasalAire II, headgear, neck strap, bolo and swivel. | nasalaire-ii-cpap-system-medium-6b2.jpg
SKU: ROSCMP304 | Roscoe Medical NasalAire II CPAP System Medium Plus | The NasalAire II adds new performance features to the NasalAire I design, such as an optional headgear for added stability and a quieter design. Complete NasalAire II systems include NasalAire II, headgear, neck strap, bolo and swivel. | nasalaire-ii-cpap-system-medium-plus-173.jpg
SKU: ROSCPLW-CPMX | Roscoe Medical Contour CPAPMax Pillow | The CPAPMax Pillow can help reduce CPAP mask leaks, reduce mask pressure and helps increase comfort for a good night's rest. The larger cutouts on either side allow the user to sleep on either side without worrying about leaks. | contour-cpapmax-pillow-ccc.jpg
SKU: ROSCRNT-GRD | Roscoe Medical Rainout Guard For CPAP Machines | Attaches between the CPAP hose and CPAP unit : Prevents rainout from occurring : No electricity needed | rainout-guard-for-cpap-machines-85b.jpg
SKU: ROSCROS-1012911 | Roscoe Medical CPAP Premium Replacement Chin Strap Ruby Red | Premium Chin Strap (compare to Respironics 1012911), ruby red | cpap-premium-replacement-chin-strap-ruby-red-a06.jpg
SKU: ROSCROS-FFHG | Roscoe Medical Universal Full Face Mask Headgear | Mask not included. | universal-full-face-mask-headgear-87a.jpg
SKU: ROSCSBT-LW6 | Roscoe Medical Lightweight CPAP Tubing 6ft | Compare to Respironics #532316 | lightweight-cpap-tubing-6ft-c60.jpg
SKU: ROSCSBT-PL6 | Roscoe Medical Lightweight CPAP Tubing 6ft Press | line for use with PB CPAP and Bi-Level units. Compare to PB Y-261000-27 | lightweight-cpap-tubing-6ft-press-3c8.jpg
SKU: ROSCSM302 | Roscoe Medical NasalAire II CPAP System Small | The NasalAire II adds new performance features to the NasalAire I design, such as an optional headgear for added stability and a quieter design. Complete NasalAire II systems include NasalAire II, headgear, neck strap, bolo and swivel. | nasalaire-ii-cpap-system-small-171.jpg
SKU: ROSCSYL200 | Roscoe Medical Sylent Nasal Mask Kit | The Sylent is a feature-rich Nasal Mask that offers great value. The Sylent features an exhalation port design that allows for an extremely "silent" wearing experience. The Sylent All Sizes Kit contains all of the components required to properly size the patient, eliminating the hassle of opening multiple products to get the right fit. | sylent-nasal-mask-kit-f64.jpg
SKU: ROSCSYL201 | Roscoe Medical Sylent Nasal Mask Small | The Sylent is a feature-rich Nasal Mask that offers great value. The Sylent features an exhalation port design that allows for an extremely "silent" wearing experience. The Sylent All Sizes Kit contains all of the components required to properly size the patient, eliminating the hassle of opening multiple products to get the right fit. | sylent-nasal-mask-small-21d.jpg
SKU: ROSCSYL203 | Roscoe Medical Sylent Nasal Mask Medium | The Sylent is a feature-rich Nasal Mask that offers great value. The Sylent features an exhalation port design that allows for an extremely "silent" wearing experience. The Sylent All Sizes Kit contains all of the components required to properly size the patient, eliminating the hassle of opening multiple products to get the right fit. | sylent-nasal-mask-medium-641.jpg
SKU: ROSCTRV-BDY | Roscoe Medical Travel Buddy CPAP Hose Holder | Fits between the mattress and box spring : Lifts hose up and out of the way : Swing arm is fully adjustable up to 30\032 : Provides clear path for humidification to travel : Weighs 1.6 lbs. : Comes with travel pouch | travel-buddy-cpap-hose-holder-4af.jpg
SKU: ROSCXL306 | Roscoe Medical NasalAire II CPAP System Extra Large | The NasalAire II adds new performance features to the NasalAire I design, such as an optional headgear for added stability and a quieter design. Complete NasalAire II systems include NasalAire II, headgear, neck strap, bolo and swivel. | nasalaire-ii-cpap-system-extra-large-c91.jpg
SKU: ROSCXS301 | Roscoe Medical NasalAire II CPAP System Extra Small | The NasalAire II adds new performance features to the NasalAire I design, such as an optional headgear for added stability and a quieter design. Complete NasalAire II systems include NasalAire II, headgear, neck strap, bolo and swivel. | nasalaire-ii-cpap-system-extra-small-4ea.jpg
SKU: ROSCCPF-INTLP | Roscoe Medical CPAP Foam Filter | Foam Filter for use in IntelliPAP Standard, Standard Plus, Auto Adjust and Bilevel S units | cpap-foam-filter-d85.jpg
SKU: BRSPN1309 | Soclean SoClean 2 Go Power Kit | No batteries? No problem. The SoClean 2 Go Power Kit includes everything you need to run your SoClean 2 Go without batteries. The power kit includes a base, car adapter and wall adapter so you can use your SoClean 2 Go anywhere without batteries. | soclean-2-go-power-kit-632.jpg
SKU: BRSPN1101 | Soclean Neutralizing Pre-Wash 1 oz | The Neutralizing Pre-Wash is used for initial SoClean setup. It is important to use the Neutralizing Pre-Wash to hand-wash your PAP equipment before you connect your SoClean for the first time. The Pre-Wash is a fragrance-free, dye-free soap that neutralizes any odors and scents on your PAP equipment. | neutralizing-pre-wash-1-oz-34b.jpg
SKU: BRSPN1130.CASE | Soclean CPAP Wipes | These unscented CPAP wipes are ideal for periodically hand-cleaning your CPAP mask and hose as a double check to remove any dirt or facial oils. Foil sealed to ensure freshness; 62 wipes per pack. | cpap-wipes-889.jpg
SKU: BRSPN1116 | Soclean Injection Fitting for use Without Humidifier | Replacement fitting for connecting the SoClean to your PAP equipment. This part is compatible with all SoClean models and is special for those who do not use a humidifier.Note: An injection fitting is included with your SoClean. | injection-fitting-for-use-without-humidifier-798.jpg
SKU: ROSC70118 | Roscoe Medical Softflex Premium CPAP Tubing | SoftFlex Premium CPAP Tubing, 6' Gray with 22 mm cuffs | softflex-premium-cpap-tubing-264.jpg
SKU: BRSSC1300 | Soclean SoClean 2 Go CPAP Cleaner and Sanitizer | The SoClean 2 Go is the worldâ€™s first portable CPAP sanitizing device. Itâ€™s the perfect travel companion for any CPAP user â€“ so small it can fit easily anywhere. Featuring the same safe, effective sanitizing process as the SoClean CPAP Cleaner and Sanitizer, the SoClean 2 Go is portable and battery operated so that users can take it with them while they travel and keep their CPAP system clean and sanitized when theyâ€™re away from home.The SoClean 2 Go effectively destroys 99.9% of CPAP bacteria, viruses, and mold in the mask, hose, and water reservoir without requiring the user to disassemble the equipment. This is accomplished without any messy chemicals or even the use of water. The userâ€™s equipment remains completely dry.Using safe, natural, activated oxygen, the SoClean 2 Go thoroughly sanitizes the entire CPAP system by eliminating any germs it comes in contact with. It utilizes the same sanitization processes as hospitals and public water filtration, making it the most effective method for cleaning CPAP equipment.The SoClean 2 Go sanitizing bag fits multiple mask types, from nasal pillow masks to full CPAP masks. The sanitizing bag dimensions are 10.7â€³ L x 10.5â€ W. Most masks will fit inside the bag with the exception of a full face mask that covers the entire face. The SoCleanÂ® 2 Go uses a universal fitting to integrate into an array of CPAP models. Some CPAP models that use a heated hose will need an adapter to maintain the heated hose function. | soclean-2-go-cpap-cleaner-and-sanitizer-cc4.jpg
SKU: MDO114 | ResMed S9 Ultra Fine Filter | ResMed S9 CPAP Filters. These disposable filters are used with the S9 series CPAP machines. S9 Eliteâ„¢, S9 Escapeâ„¢, S9 AutoSetâ„¢, S9 Escapeâ„¢ Auto, and All S9 Series VPAP Machines. | s9-ultra-fine-filter-a5a.jpg
SKU: CM3810 | Complete Medical Cpap Chin Strap | Wear this soft stretchy CPAP Chin Strap to gently hold your jaw up and help keep your mouth closed while you sleep wearing your CPAP mask. Allows your CPAP therapy to work more effectively. Adjustable strap is lined to lay comfortably against your skin. | cpap-chin-strap-a8f.jpg
SKU: FSHRHC401A | Fisher and Paykel Healthcare Aclaim 2 Nasal Mask with Headgear | The Fisher & Paykel Aclaim 2 CPAP mask is a classic nasal CPAP mask from Fisher & Paykel Healthcare. The Fisher & Paykel Aclaim 2 CPAP mask is designed to deliver CPAP or bi-level therapy for patients with Obstructive Sleep Apnea. The Aclaim 2 CPAP mask has unique features that offer you optimum comfort while sleeping. | aclaim-2-nasal-mask-with-headgear-ee0.jpg
SKU: FSHRRT114 | Fisher and Paykel Healthcare High Performance Circuit | High Performance Circuit. | high-performance-circuit-4ef.jpg
SKU: PURBY-102616-00 | Mallinckrodt Medical Breeze Sleepgear with Dream Seal Assembly | The innovative Breeze SleepGear CPAP Interface System sets new standards in patient comfort. Unlike traditional headgear and masks, there are no complicated or confining straps to contend with. The integrated one-piece design floats over the face and contours to the head. Multiple adjustments and size options offer patients a true custom fit. | breeze-sleepgear-with-dream-seal-assembly-02f.jpg
SKU: ROSCA7000 | Roscoe Medical RESmart Auto CPAP System with Heated Humidification | The RESmart Auto CPAP System uses unique Dual-Channel Quad-Phase technology. Clinicians can set the initial and maximum allowable treatment pressures, and the RESmart Auto CPAP will analyze the state of the patient's upper airway on a breath-by-breath basis and deliver pressure within the allowed range according to the degree of obstruction. Increasing therapy comfort, RESlex Exhalation Relief eases the exhalation process making it easier to breathe out against the air flow. Access advanced data remotely either with the built-in iCode function or SD Card, and view the data from the last session of use on the screen. The RESmart heated humidifier snaps onto the front of the device using the same power supply as the machine. | resmart-auto-cpap-system-with-heated-humidification-ee6.jpg
SKU: ROSCB7000 | Roscoe Medical RESmart BPAP 25A Auto Bi-Level System | Integrated Heated Humidification : 4-25 cmH2O pressure : Audible alert for leaks : Stores last night\032s full raw data, 365 nights of user data & more : Night\032s compliance-therapy snapshot : Automatic leak and altitude compensation : Quiet operation | resmart-bpap-25a-auto-bi-level-system-9ca.jpg
SKU: ROSCC7000 | Roscoe Medical RESmart CPAP System with Heated Humidification | No software or cable connections for compliance monitoring needed. iCode comes standard, and is a free service. | resmart-cpap-system-with-heated-humidification-f7f.jpg
SKU: ROSCHC150JHU | Roscoe Medical HC150 Heated Humidification Upgrade | Use with the 900HC105 Cold Passover Humidification System to upgrade to heated humidification. Adds heated humidity to standard CPAP therapy to improve patient comfort. Ambient Tracking feature adjusts heater plate temperature as room temperature changes. | hc150-heated-humidification-upgrade-58c.jpg
SKU: ROSCHC150PACK | Roscoe Medical HC150 Heated Humidification System | Includes Heater, 2 Chambers, Tray and Tubing. | hc150-heated-humidification-system-71a.jpg
SKU: ROSCHC300 | Roscoe Medical Humidification Chamber Kit Reusable | For the HC150 Heated Humidification System. Includes chamber, 24 inch tubing and two connectors. | humidification-chamber-kit-reusable-782.jpg
SKU: ROSCHC385S | Roscoe Medical Humidification Chamber for SleepStyle | 200 Series CPAP Systems. | humidification-chamber-for-sleepstyle-b98.jpg
SKU: ROSCL7000-W | Roscoe Medical Luna CPAP System with Heated Humidification and Built in WiFi | The Luna CPAP System with RESlex technology and heated humidification is a single pressure system with advanced features and is a cost effective option for treating sleep apnea. The Luna Auto CPAP System uses unique Dual-Channel Quad-Phase technology. Clinicians can set the initial and maximum allowable treatment pressures, and the Luna Auto CPAP will analyze the state of the patient's upper airway on a breath-by-breath basis and deliver pressure within the allowed range according to the degree of obstruction.Increasing therapy comfort, RESlex Exhalation Relief eases the exhalation process making it easier to breathe out against the air flow. Access advanced data remotely with real-time, no-cost WiFi wireless data reporting, QR Coded data for smartphone upload, built-in iCode function or SD card, and view the data from the last session of use on the large 3.5" color LCD screen. Interactive patient coaching also available via IVR, e-mail & text. The Luna heated humidifier snaps onto the side of the device using the same power supply as the machine. | luna-cpap-system-with-heated-humidification-and-built-in-wifi-9a7.jpg
SKU: ROSCL8000-W | Roscoe Medical Luna Auto CPAP System with Heated Humidification and Built in WiFi | The Luna CPAP System with RESlex technology and heated humidification is a single pressure system with advanced features and is a cost effective option for treating sleep apnea. The Luna Auto CPAP System uses unique Dual-Channel Quad-Phase technology. Clinicians can set the initial and maximum allowable treatment pressures, and the Luna Auto CPAP will analyze the state of the patient's upper airway on a breath-by-breath basis and deliver pressure within the allowed range according to the degree of obstruction.Increasing therapy comfort, RESlex Exhalation Relief eases the exhalation process making it easier to breathe out against the air flow. Access advanced data remotely with real-time, no-cost WiFi wireless data reporting, QR Coded data for smartphone upload, built-in iCode function or SD card, and view the data from the last session of use on the large 3.5" color LCD screen. Interactive patient coaching also available via IVR, e-mail & text. The Luna heated humidifier snaps onto the side of the device using the same power supply as the machine. | luna-auto-cpap-system-with-heated-humidification-and-built-in-wifi-5f3.jpg
SKU: DRVCPAP-PILLOW | Drive Medical IntelliPAP Sleep Aid CPAP Pillow | The intelligent design of the Drive DeVilbiss IntelliPAP CPAP Pillow provides better head and neck support while sleeping with a CPAP mask. Specifically designed for CPAP users, multiple positioning can accommodate back, side and stomach sleepers while helping to reduce tubing drag and mask shift. Made in the USA of hypoallergenic materials, the IntelliPAP CPAP Pillow comes with a specifically fitted machine washable pillow case. | intellipap-sleep-aid-cpap-pillow-16a.jpg
SKU: DRVCPAP-PILLOWCASE | Drive Medical IntelliPAP Sleep Aid Pillowcase for CPAP Pillow | The IntelliPAP pillow comes with a specially designed pillow case which perfectly fits the unique shape of the pillow. It is machine washable, 100% polyester, and made in the USA. | intellipap-sleep-aid-pillowcase-for-cpap-pillow-a24.jpg
SKU: ALH31-01-0555 | Allied Healthcare Twin Pack Portable Emergency Oxygen Unit 2 cylinders mask and regulator | The Lif-O-Gen Disposable Oxygen Kit comes with a choice of two models; a 15-Minute Kit and a 30-Minute Kit. The 15-Minute Kit option comes with one Oxygen Cylinder and provides 15 minutes of oxygen flow, and the 30-Minute comes with 2 Oxygen Cylinders and provides 30 minutes of oxygen. | twin-pack-portable-emergency-oxygen-unit-2-cylinders-mask-and-regulator-50b.jpg
SKU: CM8046 | Catalina Cylinders Oxygen 'D' Tank 425 Liter with Toggle | Oxygen 'D' Tank- 425 Liter w/Toggle (19 H). | oxygen-d-tank-425-liter-with-toggle-d35.jpg
SKU: MADA1616A-15E | MADA Medical 'E' Oxygen Kit on Cart Empty | 'E' Oxygen Kit on Cart- 1602E Aluminum Oxygen Cylinder M1935-15GB mini-click reg. | e-oxygen-kit-on-cart-empty-d40.jpg
SKU: GFJB0112-110 | John Bunn Neb-u-Lite LX2 Nebulizer Compressor | Compact design with rounded corners, integrated carrying handle with storage compartment and built-in nebulizer holder. Piston-driven motor ensures high performance and long life. Complete with disposable nebulizer featuring 0.2 ml/min flow rate and 5 ml capacity medicine cup and cleaning/instruction manual. | neb-u-lite-lx2-nebulizer-compressor-f00.jpg
SKU: GFJB0112-164 | John Bunn Neb u Tyke Train Pediatric Nebulizer Compressor | John Bunn Neb-u-Tyke Train Pediatric Nebulizer Compressor | neb-u-tyke-train-pediatric-nebulizer-compressor-09f.jpg
SKU: STL1606B | Salter Labs Cannula Adult Oxygen W/out Tube With Connector | Relax and breathe easy with the Salter Labs nasal cannula. Designed for extra softness and flexibility, this nasal cannula reduces the amount of pressure patients feel on their cheeks and ears, eliminating any discomfort.4MD Medical is dedicated to providing you with discounted equipment from some of the most trusted brands in the medical industry. We're here to help you save without sacrificing quality or reliability. We even offer free shipping on all qualifying orders over $250. If you have questions or need recommendations, please feel free to contact us via phone or our contact form. Shop now and save on great medical tools and accessories. | cannula-adult-oxygen-w-out-tube-with-connector--ff6.jpg
SKU: GFJB77200 | John Bunn Neb-u-Tyke Speedster with Garage | John Bunn Neb-u-Tyke Speedster Pediatric Nebulizer & Garage Carry CaseÂ The John Bunn Neb-u-Tyke Speedster comes complete with:Â Â 1 reusable nebulizer (single patient use only)1 adult mask1 pediatric mask1 mouthpiece1 PVC tubing1 â€œTâ€ adapter3 spare filtersÂ | neb-u-tyke-speedster-with-garage-ccc.jpg
SKU: GFJB0112-067 | John Bunn Neb-u-Tyke Speedster Pediatric Nebulizer Compressor | John Bunn Neb-u-Tyke Speedster Pediatric Nebulizer Compressor | neb-u-tyke-speedster-pediatric-nebulizer-compressor-1ed.jpg
SKU: GFJB77100 | Graham Field Neb-u-Tyke Penguin Pediatric Nebulizer Compressor and Igloo Carry Case | John Bunn Neb-u-Tyke Penguin Pediatric Nebulizer Compressor and Igloo Carry Case | neb-u-tyke-penguin-pediatric-nebulizer-compressor-and-igloo-carry-case-85c.jpg
SKU: MDQMQ5500 | Drive Medical Medquip Voyager Portable Nebulizer | The MQ5500 is easy-to-use and produces fast, effective treatments allowing the patient to receive convenient on-the-go medication. Featuring a sleek, low profile, palm size design this versatile lightweight units operates on your choice of either AC or DC power choices. | medquip-voyager-portable-nebulizer-6f0.jpg
SKU: GF3080DZ O | Grafco Hoffman Screw Compressor Open type | Hoffman screw compressor - open type | hoffman-screw-compressor-open-type-b2a.jpg
SKU: MADA1304B | MADA Medical Bubble Type Humidifier For Oxygen Regulators and Concentrators | With DISS fitting, single patient use. | bubble-type-humidifier-for-oxygen-regulators-and-concentrators-5f5.jpg
SKU: MADA182 | MADA Medical J Bracket Assembly | For No. 180 Compressor. | j-bracket-assembly-8d7.jpg
SKU: DRVMQ0385 | Drive Medical Pediatric Pacifier Nebulizer Mask | The Pediatric Pacifier Nebulizer Mask by Drive Medical is a perfect option for delivering medication to young children. The familiar pacifier design allows for increased comfort and compliance during treatments. The Pacifier Mask easily attaches to most nebulizer tubing with the included elbow. Go ahead... Experience the Drive Difference Now! | pediatric-pacifier-nebulizer-mask-a52.jpg
SKU: DRV18090F | Drive Medical Foam Nebulizer Filter | This is a replacement filter pack for Drive Nebulizers (Drive model series 18002, 18040, 18090, 18080, 4056). The filters should be replaced whenever they appear to be dirty to keep your nebulizer at full working capacity. | foam-nebulizer-filter-c83.jpg
SKU: DRV3050-2 | Drive Medical SportNeb 2 Compressor Nebulizer | The SportNeb 2 Compressor Nebulizer from Drive Medical is a great solution for all of your nebulization needs. With a convenient handle and inner cord storage, this nebulizer is easily moved or taken with you and stores conveniently. Generating a particle size of less than 5 micrometers, the SportNeb 2 provides a quick, effective dosage allowing you to get back to your daily activities. | sportneb-2-compressor-nebulizer-2fc.jpg
SKU: DRVMQ0389 | Drive Medical Reusable Nebulizer Cup | Forego the need to dispose of your nebulizer cups with a Reusable Nebulizer Cup by Medquip. Reusable components are easily washable and are built to last. This Reusable Nebulizer Cup makes a great addition to any nebulizer system. | reusable-nebulizer-cup-130.jpg
SKU: DRVMQ7000 | Drive Medical Interactive Building Block Compressor Nebulizer Townhouse | These Compressor Nebulizer Systems are fun for all ages, providing patients with years of reliable service. AIRIAL Compressor nebulizer systems are designed to encourage patient compliance by stimulating the child's imagination, which helps to eliminate stress and anxiety during treatments. The Compressor Nebulizers are durable, piston-driven and include a disposable nebulizer kit, pediatric mask, tubing and carry bag. | interactive-building-block-compressor-nebulizer-townhouse-8e5.jpg
SKU: DRV18071 | Drive Medical Pacifica Elite Nebulizer with Reusable and Disposable Neb Kit | The Power Neb Ultra Nebulizer from Drive Medical is an incredibly lightweight nebulizer system that only weighs 3.2 pounds. This economical nebulizer compressor is one of the smallest economical compressors available, making it easy to keep in storage when not in use. And for added convenience, this compressor features a nebulizer dock that allows the nebulizer to attach to the compressor for hands free use (see picture). This nebulizer compressor delivers a consistent particle size of less than 5 microns.This compressor is powered through a traditional wall outlet. The nebulizer included with this compressor is a disposable nebulizer kit. Because it is disposable, the included neb kit must be replaced after 2 weeks of use â€“ the effectiveness of treatments decreases when used after 2 weeks. Also, the nebulizer filters this compressor uses must be replaced every 30 days. | pacifica-elite-nebulizer-with-reusable-and-disposable-neb-kit--d72.jpg
SKU: DRV3655D | Drive Medical Pulmo-Aide Compact Compressor Nebulizer System with Disposable Nebulizer | The DeVilbiss Pulmo-Aide Compact Compressor is a small footprint unit, which allows for therapy at home or can be easily transported for AC use while on the go. Features ease-of-use, a five-year warranty and the same reliable operation you have come to count on from DeVilbiss. The Pulmo-Aide Compact is the perfect solution for those patients seeking a quality, effective treatment from a compressor with a small footprint design. | pulmo-aide-compact-compressor-nebulizer-system-with-disposable-nebulizer-fe3.jpg
SKU: DRV4650D | Drive Medical PulmoMate Compressor Nebulizer System with Disposable Nebulizer | The DeVilbiss PulmoMate keeps pace with the world by providing an unbeatable combination of quality and value. The sleek case design fits easily into luggage, backpacks and diaper bags for easy transport. The DeVilbiss PulmoMate features an updated compressor/motor for long-term durability and performance. | pulmomate-compressor-nebulizer-system-with-disposable-nebulizer-0af.jpg
SKU: DRV5650D | Drive Medical Pulmo-Aide Compressor Nebulizer System with Disposable Nebulizer | The DeVilbiss Pulmo-Aide Compressor Nebulizer System has been providing effective aerosol treatments for more than thirty years. Modern styling, durability and ease of use make this unit perfect for in-home asthma treatments. The Pulmo-Aide System comes ready to use with all the attachments | pulmo-aide-compressor-nebulizer-system-with-disposable-nebulizer-547.jpg
SKU: GF5710 | Graham Field Lumineb II Nebulizer Compressor | The Lumineb II Nebulizer Compressor is an all included solution when you need to administer prescribed medication via nebulization | lumineb-ii-nebulizer-compressor-b40.jpg
SKU: ROSC50002 | Roscoe Medical Carry Bag for Frog Nebulizer | Nylon carry bag for Roscoe Frog Pediatric Nebulizer System (model #50000). | carry-bag-for-frog-nebulizer-5da.png
SKU: ROSCNEB-ROSKT | Roscoe Medical Nebulizer Kit and Mouthpiece | This high quality Roscoe Medical Nebulizer kit includes supply tubing and a mouthpiece | nebulizer-kit-and-mouthpiece-3db.jpg
SKU: DRV18071G | Drive Medical Pacifica Elite Nebulizer with Reusable and Disposable Neb Kit | The Power Neb Ultra Nebulizer from Drive Medical is an incredibly lightweight nebulizer system that only weighs 3.2 pounds. This economical nebulizer compressor is one of the smallest economical compressors available, making it easy to keep in storage when not in use. And for added convenience, this compressor features a nebulizer dock that allows the nebulizer to attach to the compressor for hands free use (see picture). This nebulizer compressor delivers a consistent particle size of less than 5 microns.This compressor is powered through a traditional wall outlet. The nebulizer included with this compressor is a disposable nebulizer kit. Because it is disposable, the included neb kit must be replaced after 2 weeks of use â€“ the effectiveness of treatments decreases when used after 2 weeks. Also, the nebulizer filters this compressor uses must be replaced every 30 days. | pacifica-elite-nebulizer-with-reusable-and-disposable-neb-kit--8f2.jpg
SKU: IND55002434 | Independence CareFusion AirLife Misty Max 10 Disposable Nebulizer without Mask and T Connection | It features advanced, one-piece jet design that delivers high output rates, helps contribute to faster treatment times and supports consistent medication delivery. The anti-spill design prevents medication wastage and allows the unit to be used at an angle to accommodate various patient positions. AirLife Misty Max 10 Nebulizer is recommended for single patient use. | carefusion-airlife-misty-max-10-disposable-nebulizer-without-mask-and-t-connection-4ad.jpg
SKU: SNSTNEB200 | Sunset Healthcare Handheld Compressor Nebulizer | The Sunset Healthcare Handheld Compressor Nebulizer comes with compressor, medication cup, AC power adapter, air hose, elbow, mouthpiece, and mask. The Nebulizer is designed with built-in filtration, runs on 4 AA batteries or AC power adapter and remains lightweight and portable. | handheld-compressor-nebulizer-21d.jpg
SKU: WMIFLYP | Flyp Flyp Nebulizer | Itâ€™s whisper-quiet, thanks to HypersoniQâ„¢ technology. Its internal disk vibrates at an ultrasonic speed â€” 2,000 times faster than a hummingbirdâ€™s wings â€” creating a fine, inhalable aerosol. Particle size is 5 Microns or less, reducing treatment time to 7 minutes, with 80-90% particle delivery dispensing 3mL of medication.And Flyp is warrantied for 2 years. Itâ€™s the nebulizer engineered to fit into your pocket and your life â€” making it easier to follow your prescribed treatment plan for asthma, COPD, and other respiratory conditions. | flyp-nebulizer-f17.jpg
SKU: GF6700 | Lumiscope Portable Ultrasonic Nebulizer Machine | Designed to be used by an adult or pediatric patient, under a physicianâ€™s prescription, to produce medicated aerosols for inhalation therapy. Indications for therapy include asthma, chronic bronchitis, infection of the upper respiratory tract, chronic obstructive pulmonary disease, and other respiratory disorders in accordance with a physicianâ€™s prescription.Features a two-valve system that ensures maximum efficiency of inhalation, thus reducing the waste of medication. In practice, the mouthpiece expiration valve will open during expiration, allowing the patientâ€™s exhaled air to pass to atmosphere, avoiding contamination of the device. During inspiration, the valve will close, maximizing the inhalation amount. | portable-ultrasonic-nebulizer-machine-ab1.jpg
SKU: INVIRC1140 | Invacare Disposable Collection Jar | The Disposable Collection Jar features an 800 cc capacity and six feet of suction tubing.For use only with Invacare Aspirator IRC1135. | disposable-collection-jar-90d.gif
SKU: OMRNE-C30 | Omron Healthcare CompAir Elite Compact Nebulizer | The CompAir Elite Compact Compressor Nebulizer has a small footprint and is packaged with a carrying case, nebulizer kit, mouthpiece, air tube, extra filters, child mask, multi-lingual instruction manual, and training DVD in Spanish and English. The optional rechargeable battery and battery charger provide â€œtake anywhereâ€ convenience. | compair-elite-compact-nebulizer-a3d.jpg
SKU: MADA277 | MADA Medical Voyage II Compressor Nebulizer | Compressor/nebulizer 115 volts. Delivers effective and efficient aerosol medication therapy with clinical accuracy. | voyage-ii-compressor-nebulizer-5a4.jpg
SKU: OMR9912 | Omron Healthcare A I R S Nebulizer Kit and Filters Disposable | Nebulizer Kit and Filters | a-i-r-s-nebulizer-kit-and-filters-disposable-56d.jpg
SKU: ROSC50000 | Roscoe Medical Pediatric Frog Nebulizer System | Designed to reduce anxiety during treatments, the child-friendly Roscoe Pediatric Frog Nebulizer provides effective treatments with a state-of-theart piston compressor. Delivers 43 psi at maximum pressure and 16 psi operating pressure (liter flow range 5 - 8 LPM) and weighs only 3.4 pounds.Equipped with a built-in carrying handle and a convenient nebulizer parking post. | pediatric-frog-nebulizer-system-39a.jpg
SKU: DRV18070 | Drive Medical Pacifica Elite Nebulizer | Pacifica elite piston powered Delivers consistent particle size of <5 microns and fast treatment times. | pacifica-elite-nebulizer-8be.jpg
SKU: DRVNEBKIT500 | Drive Medical Nebulizer Kit Disposables | Nebulizer kit disposables contains 1 each medication cup, mouth piece and tubing., | nebulizer-kit-disposables-bf4.jpg
SKU: DRVNEBKIT500 | Drive Medical Nebulizer Kit Disposables | Nebulizer kit disposables contains 1 each medication cup, mouth piece and tubing., | nebulizer-kit-disposables-bf4.jpg
SKU: DRVNEBKIT500 | Drive Medical Nebulizer Kit Disposables | Nebulizer kit disposables contains 1 each medication cup, mouth piece and tubing., | nebulizer-kit-disposables-bf4.jpg
SKU: DRV18254 | Drive Medical Nebulizer Kit Reusable | Nebulizer kit reusable contains mouthpiece, "T" reusable neb cup and 7' tubing, retail, | nebulizer-kit-reusable-caa.jpg
SKU: GE402667-003 | GE Healthcare B-Line Monitor Line Only Male/ Female Luer-Lok 10 ft | Disposable for single patient use. Used for EtCO2 sampling. Latex free. | b-line-monitor-line-only-male-female-luer-lok-10-ft-a41.jpg
SKU: CM3820 | Complete Medical CPAP Tube Holder | Keep your CPAP tubing tangle free and out of your way while sleeping. | cpap-tube-holder-0f9.jpg
SKU: BHDI501 | Busse Hospital Disposables 5 in 1 Sterile Connector 5mm 11mm | Tough, shatterproof polypropylene connectors permit visual monitoring of fluids. | 5-in-1-sterile-connector-5mm-11mm-63b.jpg
SKU: BHDI509 | Busse Hospital Disposables 6-in-1 Sterile Y-Connector, 6mm-15mm For Plastic Tubing | Tough, shatterproof polypropylene connectors permit visual monitoring of fluids. Sterile connectors are packaged in individual plasti-paks; non-sterile (clean) connectors packed in convenient dispenser cartons. 5-in-1 connectors connect two tubes ranging from 5-11mm (3/16", 1/4", 5/16", 3/8", 7/16"). 6-in-1 connectors join three tubes in any combination of six sizes. T connectors join 3 tubes in any combination of five sizes. Latex free. | 6-in-1-sterile-y-connector-6mm-15mm-for-plastic-tubing-61d.jpg
SKU: MADA180 | MADA Medical MadaMist 50 PSI Compressor | 50 psi air Compressor. Designed for efficient continuous high pressure performance. Unit operates quietly & effectively due to the unique design. Easy to clean & very low maintenace. | madamist-50-psi-compressor-9a0.jpg
SKU: PMI8025 | Probasics Reusable Jet Nebulizer | Nebulizes 2 ml/2CC mediction in approximately 3 minutes | reusable-jet-nebulizer-e86.jpg
SKU: FSHRHC406A | Fisher and Paykel Healthcare Flexfit 406A Nasal Mask with Headgear, Petite | Cpap Masks, Fisher & Paykel Cpap Masks, F&P Cpap Masks, F&P, Fisher & Paykel, Nasal Masks, F&P Nasal Masks, Fisher & Paykel Nasal Masks, F&P Masks, Fisher & Paykel Masks, Hc406A. | flexfit-406a-nasal-mask-with-headgear-petite-a4f.jpg
SKU: HUD1885 | Hudson RCI Micro Mist Nebulizer, 8 lpm | The Micro Mist is a high-performing nebulizer that delivers an optimal particle size at angles up to 90Â°. The unique design maximizes options for placement, without sacrificing aerosol quality. It is used for intermittent aerosol therapy and can be relied upon to deliver both performance and economy. | micro-mist-nebulizer-8-lpm-740.jpg
SKU: RLM6640136000 | ReliaMed Compressor Nebulizer | This nebulizer is very compact, portable, light-weight (under 2lbs), easy-to-use and is ideal for all ages. | compressor-nebulizer-c1f.jpg
SKU: RLMZRAM101 | ReliaMed Aerosol Pediatric Mask Elong with Strap | ReliaMed Aerosol Pediatric Mask. Clear, soft vinyl for patient comfort and visual assessment. | aerosol-pediatric-mask-elong-with-strap-eba.jpg
SKU: RLMZRCN01 | ReliaMed Compressor Nebulizer | ReliaMed Compressor Nebulizer comes with piston style nebulizer, 7' tubing, angled mouthpiece, nebulizer medicine cup, five filters and instruction manual in English and Spanish. Ideal for all ages. Compact and lightweight. Easy to use one button operation. For the successful treatment of asthma, allergies and other respiratory disorders. Creates a stream of air that travels through the clear tube to the nebulizer, which converts medication into an aerosol mist for easy inhalation. 5mL medication capacity. Uses only ReliaMed Air Filters. | compressor-nebulizer-faf.jpg
SKU: RLMZRNRMA | ReliaMed Adult Non Rebreathing Oxygen Mask Non-Sterile | ReliaMed Adult Non Rebreathing Oxygen Mask. Delivers higher concentration of oxygen to the breathing victim. Prevents rebreathing which allows exhaled air to escape. | adult-non-rebreathing-oxygen-mask-non-sterile-b3a.jpg
SKU: RLMZRTM100 | ReliaMed Adult Tracheostomy Mask, Non-Sterile | ReliaMed Adult Tracheostomy Mask. Tubing connector swivels 360 degrees to ensure secure connection. Adult, Non-Sterile. | adult-tracheostomy-mask-non-sterile-f5f.jpg
SKU: RLMZRTM101 | ReliaMed Pediatric Tracheostomy Mask Non Sterile | ReliaMed Pediatric Tracheostomy Mask. | pediatric-tracheostomy-mask-non-sterile-0f4.jpg
SKU: RLMZRCN01BAG | ReliaMed Carrying Bag for the Compressor Nebulizer ZRCN01 | Carrying Bag for the ReliaMed Compressor Nebulizer ZRCN01. | carrying-bag-for-the-compressor-nebulizer-zrcn01--cac.jpg
SKU: RLMZRN01RF | ReliaMed Air Filters for Nebulizers | Replacement air filters for ReliaMed Nebulizers. | air-filters-for-nebulizers-426.jpg
SKU: ROSCNEB-DINO | Roscoe Medical Dinosaur Pediatric Nebulizer System with Disposable Neb Kit | Designed to reduce anxiety during treatments, the child friendly Roscoe Dinosaur Nebulizer provides effective treatments with a state of the art piston compressor. Delivers 42 psi at maximum pressure and 13 psi operating pressure liter flow range 5 8 LPM and weighs only 2.85 pounds. Equipped with a built in carrying handle and a convenient nebulizer parking post. Comes complete with compressor, nebulizer, child mask, tubing, angled mouthpiece, five extra filters and a five year warranty. The Roscoe Dinosaur Nebulizer Compressor is also available with the TruNeb Reusable Neb Kit option. | dinosaur-pediatric-nebulizer-system-with-disposable-neb-kit-45b.jpg
SKU: ROSCNEB-SIERRA | Roscoe Medical SierraNeb 2 Neb Compressor | The Roscoe SierraNeb 2 Nebulizer System offers superior performance at an affordable price. The simplistic one button operation and ultra compact lightweight design makes it extremely portable and patient friendly. Weighing only 2.65 pounds, the SierraNeb 2 is easy to handle and transport, providing reliable treatment anywhere. The complete system includes compressor, nebulizer, angled mouthpiece, tubing, five extra filters, instruction manual and five year warranty. The Roscoe SierraNeb 2 Nebulizer System is also available with a reusable neb kit option. | sierraneb-2-neb-compressor-b59.jpg
SKU: GFJB0112-062 | John Bunn Neb-u-Tyke Penguin Pediatric Nebulizer Compressor | Small footprint and light weight provide exceptional portability. | neb-u-tyke-penguin-pediatric-nebulizer-compressor-c88.jpg
SKU: OMROMNE-U22V | Omron Healthcare Microair Electronic Nebulizer | MicroAir, the worldâ€™s smallest nebulizer utilizing Vibrating Mesh Technology (V.M.T.), efficiently delivers solution medications for patients suffering from asthma, COPD or other respiratory conditions. Patients appreciate the small product size and powerful delivery that is comparable to table-top compressor nebulizer systems. MicroAir provides respiratory relief wherever you go. | microair-electronic-nebulizer-ded.png
SKU: CRFU2M8021 | CareFusion AirLife Nebulizer Heater | CareFusion AirLife Nebulizer Heater is specifically designed to deliver warm aerosol to respiratory patients. It gives cool High-Output with sodium chloride inhalation. Nebulizer heater is used in combination with an oxygen flowmeter and air entrainment nebulizer. The nebulizer gains its power through the flowmeter, by the method of pressurized oxygen, which produces ultra-fine particles to be inhaled during respiratory therapy. | airlife-nebulizer-heater-d45.jpg
SKU: MONG79750Z | Monaghan Medical AeroChamber Plus Valved Holding Chamber | The Monaghan AeroChamber Z-stat Plus chamber provides consistent high performance MDI drug delivery across a wide range of formulations. The unique integrated valve and baffle system enhances fine aerosol dose delivery to the lungs. | aerochamber-plus-valved-holding-chamber-4ad.jpg
SKU: HUD1883 | Hudson RCI Micro Mist Nebulizer | The Micro Mist is a high-performing nebulizer that delivers an optimal particle size at angles up to 90Â°. The unique design maximizes options for placement, without sacrificing aerosol quality. It is used for intermittent aerosol therapy and can be relied upon to deliver both performance and economy. | micro-mist-nebulizer-f6e.jpg
SKU: ROSC50040 | Roscoe Medical Roo Pediatric Nebulizer System With Disposable Neb Kit | Designed to reduce anxiety during treatments, the child-friendly Roscoe Roo Nebulizer provides effective treatments with a state-of-the-art piston compressor. Delivers 43 psi at maximum pressure and 16 psi operating pressure (liter flow range 5 - 8 LPM) and weighs only 3.4 pounds. Equipped with a built-in carrying handle and a convenient nebulizer parking post. | roo-pediatric-nebulizer-system-with-disposable-neb-kit-74e.jpg
SKU: ROSCNEB-DOG | Roscoe Medical Pediatric Dog Nebulizer Compressor System | Designed to reduce anxiety during treatments, the child-friendly Roscoe DogNebulizerprovideseffectivetreatments with a state-of-the-art piston compressor. Delivers 43 psi at maximum pressure and 16 psi operating pressure (liter flow range 5 - 8 LPM) and weighs only 3.4 pounds. Equipped with a built-in carrying handle and a convenient nebulizer parking post. Comes complete with compressor, nebulizer, child mask, tubing, mouthpiece,five extra filters and a five year warranty. | pediatric-dog-nebulizer-compressor-system-479.jpg
SKU: DRV18090-PG | Drive Medical Penguin Nebulizer Compressor | The Penguin Pediatric Compressor Nebulizer is a lightweight, compressor nebulizer that makes aerosol therapy for children easy and effective. These nebulizers come complete with ampule, mouth piece, pediatric aerosol mask, tubing, two replacement filters and instructions. In addition the nebulizer comes with a coloring book and crayons to keep the child entertained. | penguin-nebulizer-compressor-bba.jpg
SKU: CM360A | Westmed Pediatric Oxygen Mask With 7' Tubing Medium Conc | Fits on Chin. Features clear, soft vinyl masks and adjustable nose clip. Comes complete with 7 feet of oxygen supply tubing . | pediatric-oxygen-mask-with-7-tubing-medium-conc--000.jpg
SKU: CMMDF2R | Conair Corporation Warm Steam Inhaler | Dual facial sauna cones: wide facial steamer and narrow sinus cone. Bonus facial tool with 2 attachments: gentle exfoliating brush and sponge for applying moisturizer. Safe, automatic shut-off and timer to customize length of facial or nasal treatment. UL listed. Limited one year warranty. | warm-steam-inhaler-b0d.jpg
SKU: OMRU22-4 | Omron Healthcare Mesh Cap | The Omron mesh cap is made to be used with the Omron NE-U22V nebulizer system and attaches to the medication bottle. | mesh-cap-5ee.jpg
SKU: TLFX005-01 | Teleflex Aquapak Humidifier, 540mL | Aquapak Prefilled Bubble Humidifiers are designed to add humidity to inspired gas, helping to control the drying and irritation of the respiratory mucosa. The humidifier features a micro-diffuser that produces smaller bubbles and greater surface agitation, allowing for a quiet operation, therapeutic humidity output and greater patient comfort. | aquapak-humidifier-540ml-31c.jpg
SKU: CMMQ6005 | Medquip Panda Pediatric Nebulizer Pink with Disposable Neb Kit | The Airial Penelope Panda Compressor System brings appeal and ease of use together making treatments child friendly and uncomplicated. The esthetic appeal of the panda compressor invites the child in for closer observation. Caregivers will find treatments are easier to administer when the child is comfortable with the compressor. The Airial Penelope Panda Compressor is easy to transport in the carrying case provided that also holds all the necessary accessories for treatments. | panda-pediatric-nebulizer-pink-with-disposable-neb-kit-424.jpg
SKU: ALH61400C | Allied Healthcare Nebulizer Kit With T-Piece 7' Tubing & Mouthpiece | Replacement Nebulizer Kit: nebulizer cup, 7' clear tubing, mouthpiece, tee | nebulizer-kit-with-t-piece-7-tubing-mouthpiece-a5e.jpg
SKU: MNUS2081 | Medicom Safe+Mask Sof Skin Earloop Mask, Low Barrier - Blue | Ideal for professionals with sensitive skin. Contains no latex. All day comfort provided with soft inner layer to reduce skin irritations and allergic reactions. Increase protection with fluid repellent outer layer. Exceed the ASTM Standard by providing a lower differential pressure <3mm H2O/cm2 thus assuring greater breathability and a higher level of comfort. | safemask-sof-skin-earloop-mask-low-barrier-blue-b06.jpg
SKU: SCH2.100924 | Schiller Hairnet for Blue Mask, Adult | Hairnet for Blue Mask, Adult. | hairnet-for-blue-mask-adult-19a.png
SKU: ALH14615 | Allied Healthcare Portable Air Compressor Timeter Pcs | Portable Air Compressor Timeter Pcs | portable-air-compressor-timeter-pcs-7c5.jpg
SKU: FSHRHC407A | Fisher and Paykel Healthcare Flexifit 407A Mask With Headgear | Cpap Masks, Fisher & Paykel Cpap Masks, F&P Cpap Masks, F&P, Fisher & Paykel, Nasal Masks, F&P Nasal Masks, Fisher & Paykel Nasal Masks, F&P Masks, Fisher & Paykel Masks, Hc407A. | flexifit-407a-mask-with-headgear-63b.jpg
SKU: FSHRHC431A | Fisher and Paykel Healthcare FlexFit CPAP Mask with Swivel Front Full Face | FlexFit CPAP Mask with Swivel Front Full Face offers an out of box solution designed to increase patient comfort and improve homecare efficiencies. Model FPHC405 is the standard FlexFit nasl mask, while the FlexFit FPHC407A is the premium nasal mask. The new and revolutionary FlexFit FPHC431A full face mask fits under the chin to help prevent air leaks. All masks include glider strap and headgear. | flexfit-cpap-mask-with-swivel-front-full-face-d25.jpg
SKU: FSHRHC432AL | Fisher and Paykel Healthcare Flexifit Full Face Mask with Headgear, Large | Cpap Masks, Fisher & Paykel Cpap Masks, F&P Cpap Masks, F&P, Fisher & Paykel, Full Face Masks, F&P Full Face Masks, Fisher & Paykel Full Face Masks, Fisher & Paykel Masks, F&P Masks, Flexifit Hc432Al, Hc432Al, Hc432. | flexifit-full-face-mask-with-headgear-large-3b8.jpg
SKU: FSHRHC432AM | Fisher and Paykel Healthcare Flexifit Full Face Mask With Headgear, Medium | Cpap Masks, Fisher & Paykel Cpap Masks, F&P Cpap Masks, F&P, Fisher & Paykel, Full Face Masks, F&P Full Face Masks, Fisher & Paykel Full Face Masks, Fisher & Paykel Masks, F&P Masks, Flexifit Hc432Am, Hc432Am, Hc432 . | flexifit-full-face-mask-with-headgear-medium-c35.jpg
SKU: FSHRHC432AS | Fisher and Paykel Healthcare Flexifit Full Face Mask With Headgear, Small | Cpap Masks, Fisher & Paykel Cpap Masks, F&P Cpap Masks, F&P, Fisher & Paykel, Full Face Masks, F&P Full Face Masks, Fisher & Paykel Full Face Masks, Fisher & Paykel Masks, F&P Masks, Flexifit Hc432As, Hc432As, Hc432. | flexifit-full-face-mask-with-headgear-small-417.jpg
SKU: FSHRHC482A | Fisher and Paykel Healthcare Opus Nasal Pillows CPAP Mask and Headgear | Cpap Masks, Fisher & Paykel Cpap Masks, F&P Cpap Masks, F&P, Fisher & Paykel, Nasal Masks, F&P Nasal Masks, Fisher & Paykel Nasal Masks, F&P Masks, Fisher & Paykel Masks, Opus 360 Cpap Mask, Opus, Opus 360, Opus Cpap Mask. | opus-nasal-pillows-cpap-mask-and-headgear-099.jpg
SKU: MONG78710Z | Monaghan Medical Aerochamber Plus Holding Chamber with Medium Mask | The anti-static polymer chamber minimizes static charge which maximizes performance with pMDI formulations. The AeroChamber PlusÂ® Z STAT aVHC features anti-static properties and a see through chamber allowing patients and/or caregivers to visualize the medication dose in the chamber. The medium ComfortSealÂ® maskâ€™s superior fit is snug with secure seal, limiting entrainment of ambient air and maximizing drug delivery even at low inspiratory flows. | aerochamber-plus-holding-chamber-with-medium-mask--e68.png
SKU: MONG80710Z | Monaghan Medical Aerochamber Plus with Large Mask | The ComfortSeal mask is specifically designed to meet the needs of patients breathing at low volumes. Please note: The new opaque appearance of the device is a result of the new anti-static (Z-Stat) polymer material.The AeroChamber Plus is now made of anti-static polymer material called Z-Stat. Monaghan Aerochambers provide consistent high performance MDI aerosol drug delivery. Latex free. Each product feature has been incorporated to ensure the maximum aerosol performance while encouraging compliance. | aerochamber-plus-with-large-mask--463.jpg
SKU: MONG88710Z | Monaghan Medical Aerochamber Plus With Small Mask | The ComfortSeal mask is specifically designed to meet the needs of patients breathing at low volumes.Please note: The new opaque appearance of the device is a result of the new anti-static (Z-Stat) polymer materialThe AeroChamber Plus is now made of anti-static polymer material called Z-Stat. Monaghan Aerochambers provide consistent high performance MDI aerosol drug delivery. | aerochamber-plus-with-small-mask-306.jpg
SKU: OMRNE-C801 | Omron Healthcare Lightweight Compressor Nebulizer | Omron is one of the world's largestÂ nebulizer compressorÂ manufacturers, with a reputation for making top-quality, super-dependable nebulizer systems.The Omron NEC801Â nebulizer compressorÂ is a brilliant, fresh idea from Omron! It weighsÂ only 10 oz!- less than 1 lb! Yet it performs just as well as their heavier, bulkier nebulizer compressors.Nebulizer compressors have been known to be noisy and difficult to transport, but the Omron NE-C801 breaks away from the pack. Thanks to Omron's uniqueÂ Virtual Valve Technology, the NEC801 nebulizer compressor weighs only 9.5 oz and is the new benchmark for traditional compressors.Â The Omron NEC801 nebulizer compressor is alsoÂ small in size, quiet, and provides fast delivery times. The NE-801 Omron nebulizer compressor isÂ quiet - just 46 db. A durableÂ storage bagÂ is included.Â Backed by a 3-yr. manufacturer warranty!Â We bring it to you at theÂ lowest priceÂ (with the best service) availableÂ anywhere!Â (and you can't beat Omron quality!)Â | lightweight-compressor-nebulizer-dc1.png
SKU: PARP22F81 | Pari Respiratory Pari LC Plus Reusable Nebulizer Set | Pari LC Plus Reusable Nebulizer Set Designed for children as well as adults; uses 2 valves to maximize aerosol delivery and minimize medication wastage. Exclusively used by many top pharmaceutical companies to gain recent approval for products (AstraZenica- Pulmicort Respules; Sepracor- Xopenex; Chiron- TOBI; Dey- AccuNeb and DuoNeb; Genentech- Pulmozyme). Works with all brands of air compressors.Provides fast treatments, 6 to 7.5 minutes (continuous nebulization, inspiratory flow 20 l/min., fill volume 8 ml. No hand-lung coordination required. A reusable nebulizer, lasting 6 months, PARI LC Plus is dishwasher safe and can be boiled. Set includes Pari LC Plus Reusable Nebulizer, Tubing, Mouthpiece and Tri-lingual instructions for use. 6-month warranty. | pari-lc-plus-reusable-nebulizer-set-dd5.jpg
SKU: PARP47F35-LCS | Pari Respiratory Pari Trek S Compact Compressor LC Sprint Reuse Nebulizer with Battery and Carry Case | The PARI TREKâ„¢ S Combination Pack is the next generation of lighter, smaller and faster reusable nebulizer and is for active patients who want to take their aerosol treatments anywhere and everywhere. The compressor is small and lightweight. Included are three versatile power source options-worldwide AC compatibility (100 to 240V), 12 volt automobile adapter, and rechargeable battery which gives you the freedom to take aerosol treatments away from home, in the car or around the world. | pari-trek-s-compact-compressor-lc-sprint-reuse-nebulizer-with-battery-and-carry-case-e98.jpg
SKU: CRFU2002 | CareFusion Airlife Empty Nebulizer, 350 ml | Has Fio(2) Settings Adjustable From 35% To 100%. It Has Ports For A Feed Set And An Immersion-Type Heater. | airlife-empty-nebulizer-350-ml-b51.jpg
SKU: HUD1085 | Hudson RCI Aerosol Masks-Elongated, pediatric-sized mask | Under-the-chin design for excellent fit on wide range of face sizes, Clear, soft vinyl for patient comfort, Adjustable nose clip assures comfortable fit, Specifically designed for aerosol therapy, Does not include tubing, Accepts 22-mm ID aerosol tubing. | aerosol-masks-elongated-pediatric-sized-mask-9da.jpg
SKU: HUD1710 | Hudson RCI Up-Draft Nebulizer | High-output nebulizer available in a variety of configurations. Large capacity, 15 cc jar allows for aerosol treatments in excess of 1 hour. Available separately or with a variety of components | up-draft-nebulizer-712.jpg
SKU: HUD1743 | Hudson RCI Valved Nebtee | Teleflex In-Line Neb Tee With Valve. | valved-nebtee-123.jpg
SKU: HUD1740 | Hudson RCI Aerosol Drainage System, 750-cc Bag Capacity | Disposable drainage bag with tee adaptor accepts standard 22-mm ID corrugated tubing. 750-cc bag capacity. Self-locking plastic chain secures bag to a stable object. Convenient drainage port. | aerosol-drainage-system-750-cc-bag-capacity-c7d.jpg
SKU: HUD1069 | Hudson RCI Nonrebreathing Masks With Safety Vent, without Tubing, Adult | Low-resistance check valve does not contain natural rubber latex, prevents rebreathing and allows exhaled gas to escape. Safety vent allows for entrainment of room air. Adjustable nose clip assures comfortable fit. 750-mL reservoir bag. Complete with 7-ft oxygen supply tubing. | nonrebreathing-masks-with-safety-vent-without-tubing-adult--1b1.jpg
SKU: HUD1742 | Hudson RCI Aerosol Drainage System, Disposable Drainage Bag with Wye Adaptor | Disposable drainage bag with wye adaptor accepts standard 22-mm ID corrugated tubing. 750-cc bag capacity. Self-locking plastic chain secures bag to a stable object. Convenient drainage port. | aerosol-drainage-system-disposable-drainage-bag-with-wye-adaptor-ed9.jpg
SKU: HUD1422 | Hudson RCI Multi Adaptor | Teleflex 1422 Multi-Adaptor, 15MM Id X 22MM Od. | multi-adaptor-6ff.jpg
SKU: HUD1886 | Hudson RCI Micro Mist Nebulizer | The Micro Mist is a high-performing nebulizer that delivers an optimal particle size at angles up to 90Â°. The unique design maximizes options for placement, without sacrificing aerosol quality. It is used for intermittent aerosol therapy and can be relied upon to deliver both performance and economy.Optimal particle size delivered at efficient nebulization rates, Consistent performance at angles up to 90 degrees allowing flexible medication delivery,Jet stays in place unless intentionally removed, Easy-seal, threaded cap and 6 cc capacity anti-spill jar to prevent leakage, Recommended flow rate: 8 lpm, Available with standard or universal tubing connector. | micro-mist-nebulizer-daf.jpg
SKU: HUD3260 | Hudson RCI Disposable Humidifier, 6 Psi | Disposable, durable plastic with preset audible alarm at 6 psi pressure relief, Allows the use of longer lengths of oxygen tubing without the audible alarm sounding, Unique diffuser designed to provide patient with comfortable, therapeutic humidity and minimal noise, 500 mL usable volume, Defined maximum and minimum water level lines, Recessed nipple reduces possibility of breaking off outlet connection. | disposable-humidifier-6-psi-04c.jpg
SKU: HUD5705 | Hudson RCI Thermagard Heater | Provides continuous heated aerosol. Illuminated power switch and adjustable temperature range. Used exclusively with Item Code 1770 (sold separately). | thermagard-heater-929.jpg
SKU: HUD1705 | Hudson RCI Up-Draft II Opti-Neb Nebulizer, Standard Connector, 7 ft Tubing | Designed to be a universal nebulizer, the Up-Draft II gives you added flexibility in flow rates, delivering quality aerosols at flows ranging from 5 to 9 lpm and making it a popular choice for many facilities looking to consolidate options into one high-performance product. | up-draft-ii-opti-neb-nebulizer-standard-connector-7-ft-tubing--e99.jpg
SKU: PMII8011 | PMI Incorporated Pediatric Compressor Nebulizers, Buddy the Dog, 6" x 9.5" x 7.5" | Puff the Penguin and Buddy the Dog Pediatric Compressor Nebulizers are perfect for children suffering from asthma. Piston pump nebuizers are quiet and easy to use, with a terrific child-friendly design. This durable, high powered compressor system can dispense all types of medication quickly and effectively. Comes complete with a disposable nebulizer with mouthpiece, "T" adaptor, tubing, reservoir and pediatric aerosol mask (replace disposable nebulizer after two weeks of use). 5-year warranty. Specifications: Maximum Compressor Pressure: 35 PSI, Tubing Length: 7', Reservoir: 6", Product Weight: 3 1/2 lb | pediatric-compressor-nebulizers-buddy-the-dog-6-x-95-x-75-ce9.jpg
SKU: CRFU001206 | CareFusion AirLife Aerosol Mask Under-the-Chin Adult | Soft, high-quality disposable aerosol masks are made from high-grade resins. Provides cool, lightweight comfort and reduces irritation points; designed for anatomical compatibility. | airlife-aerosol-mask-under-the-chin-adult-45e.jpg
SKU: CRFU2434 | CareFusion AirLife Misty Max 10 Medication Nebulizers Without Mask | Disposable nebulizers constructed of high impact plastic to resist breakage deliver fast and effective treatment more efficiently to a wide range of patients. They feature a one-piece jet design that delivers high output rates, resulting in faster treatment times and consistent medication delivery. A full 10 cc capacity provides medication dosing flexibility. The anti-spill design helps prevent medication waste and allows the unit to be used at an angle to accommodate various patient positions. Nebulizer With Bacteria Filter - BAX002450 - provides protection and convenience through its utilization of a reservoir and one-way valves for administration of medicated aerosol. The aerosol is contained within the nebulizer system instead of freely flowing into the surrounding air. Latex-free.Includes Baffled "T" Adaptor, 7' Oxygen Tubing and Mouthpiece. | airlife-misty-max-10-medication-nebulizers-without-mask-077.jpg
SKU: STL8900 | Salter Labs Small Volume Nebulizer, Anti-drool "T", Mouthpiece | Nebulizes 3 cc within 7 minutes or less at 7 LPM in horizontal or vertical position. Larger surface area provided by unique convex cone design. Removable "cone" design is color-coded. Scalloped, bottom cuff design. One-eighth turn, screw-on cap. Latex-free. Disposable.Tubing Length: 7" Supply Tube, 6" Reservoir Tube. | small-volume-nebulizer-anti-drool-t-mouthpiece-cda.jpg
SKU: PRDP3655D621 | Product Pros VixOne Disposable Nebulizer | Economical, small-volume nebulizer has a comfortable mouthpiece design. Highly efficient, latex free, and designed for ease of use, allowing medication to be added without opening the neb cup and standard fittings accommodate most manufacturers' masks.Nebulizes in upright position or at angles up to 45Â°, allowing patients to receive treatment in their most comfortable position. Universal connector accommodates standard adult and pediatric masks as well as the PediNeb pediatric pacifier mouthpiece. | vixone-disposable-nebulizer-6ac.jpg
SKU: CRFU02173 | CareFusion Sidestream High-Efficiency Nebulizer With Angled Mouthpiece | Designed to provide the maximum aerosol quality and respirable output for any nebulizer treatment. Each high-efficiency nebulizer is supplied with 7' (84") tubing and a vent seal adapter for use with ventilator applications. Disposable and latex-free. | sidestream-high-efficiency-nebulizer-with-angled-mouthpiece-0a1.jpg
SKU: RLMZRCN02PED | ReliaMed JoJo the Jellyfish Pediatric Compressor Nebulizer | ReliaMed JoJo the Jellyfish Pediatric Compressor Nebulizer comes with piston style nebulizer, 7' tubing, angled mouthpiece, child-sized mask, nebulizer medicine cup, five air filters and instruction manual in English and Spanish. | jojo-the-jellyfish-pediatric-compressor-nebulizer-9f7.jpg
SKU: ROSNEB-BUNNY | Roscoe Medical Bunny Pediatric Nebulizer System | Designed to reduce anxiety during treatments, the child-friendly Roscoe Bunny Nebulizer provides effective treatments with a state-of-the-art piston compressor. Delivers 43 psi at maximum pressure and 16 psi operating pressure (liter flow range 5 - 8 LPM) and weighs only 3.4 pounds. Equipped with a built-in carrying handle and a convenient nebulizer parking post. Comes complete with compressor, nebulizer, child mask, tubing, angled mouthpiece, five extra filters and a five year warranty. The Roscoe Bunny Nebulizer Compressor is also available with the TruNeb Reusable Neb Kit option. | bunny-pediatric-nebulizer-system-a12.png
SKU: ROS50012 | Roscoe Medical Maverick Heavy-Duty Aerosol Compressor | The Roscoe Medical Maverick Heavy-Duty Aerosol Compressor is designed for efficient, continuous high pressure performance. The powerfulpiston compressor delivers 50 psi at maximum pressure, dispensing all types of medication quickly and effectively. Due to the unique design ofthe WOBL piston, the Maverick operates very quietly. It is easy-to-clean, portable and requires very little maintenance. The durable, high powercompressor system is designed for use with hand-held nebulizer systems, heated nebulizers, dual action humidifiers, deluxe nebulizers with oxygen diluter, high output pneumatic nebulizers and mist tents from pediatric to adult use. | maverick-heavy-duty-aerosol-compressor-768.jpg
SKU: ROSADLT-MASK | Roscoe Medical Roscoe Aerosol Masks Adult | Roscoeâ€™s Aerosol Masks are made of soft clear vinyl with an anatomical form. The fit maintains proper positioning behind the head giving greater comfort for the patient. Available in adult or pediatric sizes. HCPCS Code: A7015* | roscoe-aerosol-masks-adult-a14.jpg
SKU: ROSNEB-ADLTM | Roscoe Medical Roscoe Medical Nebulizer Kit with adult mask | Our Roscoe Medical Nebulizer Kits are available in either disposable or reusablemodels to meet the needs of a wide range of patients. They deliver fast and effectivetreatment efficiently while the easy-seal, threaded cap and 6 cc capacity anti-spill jarprevent leakage of costly medication. | roscoe-medical-nebulizer-kit-with-adult-mask-485.jpg
SKU: MAB40-125-000 | Mabis DMI MiniComp Compressor Nebulizer Kit Without Tote Bag | Delivers effective and efficient aerosol medication therapy. The compressorâ€™s piston pump is built for quality and durability for years of reliable treatments. Non-slip pads ensure that the unit will rest securely on any flat surface for safe, dependable treatments every time. | minicomp-compressor-nebulizer-kit-without-tote-bag-c67.jpg
SKU: MAB40-126-000 | Mabis DMI MiniComp Compressor Nebulizer with Bag | Delivers effective and efficient aerosol medication therapy. The compressor's piston pump is built for quality and durability for years of reliable treatments. Non-slip pads ensure that the unit will rest securely on any flat surface for safe, dependable treatments every time. | minicomp-compressor-nebulizer-with-bag-73f.jpg
SKU: MAB40-136-000 | Briggs Healthcare Mabis CompXP Compressor Nebulizer | The Comp XPâ„¢ Deluxe Compressor Nebulizer offers the same reliable service as our standard model, but with additional power sources and a sturdy canvas tote bag for a truly portable medication therapy solution. | mabis-compxp-compressor-nebulizer-5f4.jpg
SKU: MAB40-269-000 | Briggs Healthcare Margo Moo Compressor Nebulizer Kit | Designed to increase compliance, the Margo Moo Compressor Nebulizer provides an entertaining and calming focus for children throughout aerosol medication treatments, Mabis Margo Moo Compressor Nebulizer Kit 7" x 7 3/4" x 4 1/2" 3.6 | margo-moo-compressor-nebulizer-kit-b3c.jpg
SKU: MAB40-369-000 | Briggs Healthcare Digger Dog Nebulizer | Created especially to appeal to children of all ages,Â At school, home or soccer practice, Digger Dogâ„¢ will ease any childâ€™s fear or embarrassment of respiratory treatment Captivate your youngest consumers with medication delivery in a fun way from a faithful dog. | digger-dog-nebulizer-2c4.jpg
SKU: MAB40-390-000 | Mabis DMI CosmoComp Nebulizer | Introducing our most affordable option for Nebulizers. A sturdy, reliable model with an unbeatable price! | cosmocomp-nebulizer-033.jpg
SKU: CRFU2438 | CareFusion AirLife Misty Max 10 Medication Nebulizers Without Mask | Disposable nebulizers constructed of high impact plastic to resist breakage deliver fast and effective treatment more efficiently to a wide range of patients. | airlife-misty-max-10-medication-nebulizers-without-mask-c09.jpg
SKU: 3M1818 | 3M Health Care Tie-On Surgical Mask, Blue | Our most popular flat surgical mask, preferred for its comfort and breathability. A tie-on surgical mask with horizontal ties, this mask is ideal for surgical and general-purpose use. Available with or without an attached face shield. | tie-on-surgical-mask-blue-3ab.jpg
SKU: KCC49216 | Kimberly-Clark Fog-Free Duckbill Surgical Mask, Pouch-Style With Ties, Blue | Fog-Free Duckbill Surgical Mask, Pouch-Style With Ties, Blue. | fog-free-duckbill-surgical-mask-pouch-style-with-ties-blue-0c9.jpg
SKU: KCC49214 | Kimberly-Clark Fog-Free Surgical Mask, Pleat-Style With Ties, Blue | Fog-Free Surgical Mask, Pleat-Style With Ties, Blue. | fog-free-surgical-mask-pleat-style-with-ties-blue-45d.jpg
SKU: SMTH450904 | Smiths Medical Adult Expandable Circuits, 33"-87", Gas Sampling Elbow, Breathing Bag: 3.0 L | All Portex circuit systems deliver exceptional value by providing the configuration that meets your anesthesia department's specific needs.With several standard circuit configurations and a variety of components in either adult or pediatric sizes, regular or expandable tubing, as well as adult and pediatric single-limb circuits, we have a circuit that fits your requirements.You can even create your own custom circuit configuration to incorporate the accessories and components for your specific procedural needs. | adult-expandable-circuits-33-87-gas-sampling-elbow-breathing-bag-30-l-fee.jpg
SKU: SMTH100/220/100 | Smiths Medical Portex Soft Seal Laryngeal Mask Range, Size- 1, Neonates/infants up to 5kg | The Portex Soft Seal Laryngeal Mask features the exclusive Soft Seal Cuff which is less permeable to nitrous oxide than that of re-usable masks, reducing increase in pressure and minimising potential trauma. The cuff, combined with the higher atrium, helps to provide an improved seal. The Portex Soft Seal Laryngeal Mask is designed to avoid the risk of blockage without the need for obstructive epiglottis bars, allowing easy access for flexible fibre optic devices and fibre optic-guided placement of endotracheal tubes. | portex-soft-seal-laryngeal-mask-range-size-1-neonates-infants-up-to-5kg-dcd.jpg
SKU: SMTH100/220/150 | Smiths Medical Portex Soft Seal Laryngeal Mask Range, Size- 1.5, Infants 5-10kg | The Portex Soft Seal Laryngeal Mask features the exclusive Soft Seal Cuff which is less permeable to nitrous oxide than that of re-usable masks, reducing increase in pressure and minimising potential trauma. The cuff, combined with the higher atrium, helps to provide an improved seal. The Portex Soft Seal Laryngeal Mask is designed to avoid the risk of blockage without the need for obstructive epiglottis bars, allowing easy access for flexible fibre optic devices and fibre optic-guided placement of endotracheal tubes. | portex-soft-seal-laryngeal-mask-range-size-15-infants-5-10kg-0bc.jpg
SKU: SMTH100/220/200 | Smiths Medical Portex Soft Seal Laryngeal Mask Range, Size- 2, Infants/children 10-20kg | The Portex Soft Seal Laryngeal Mask features the exclusive Soft Seal Cuff which is less permeable to nitrous oxide than that of re-usable masks, reducing increase in pressure and minimising potential trauma. The cuff, combined with the higher atrium, helps to provide an improved seal. The Portex Soft Seal Laryngeal Mask is designed to avoid the risk of blockage without the need for obstructive epiglottis bars, allowing easy access for flexible fibre optic devices and fibre optic-guided placement of endotracheal tubes. | portex-soft-seal-laryngeal-mask-range-size-2-infants-children-10-20kg-c2a.jpg
SKU: SMTH100/220/250 | Smiths Medical Portex Soft Seal Laryngeal Mask, Size- 2.5, Children 20-30kg | The Portex Soft Seal Laryngeal Mask features the exclusive Soft Seal Cuff which is less permeable to nitrous oxide than that of re-usable masks, reducing increase in pressure and minimising potential trauma. The cuff, combined with the higher atrium, helps to provide an improved seal. The Portex Soft Seal Laryngeal Mask is designed to avoid the risk of blockage without the need for obstructive epiglottis bars, allowing easy access for flexible fibre optic devices and fibre optic-guided placement of endotracheal tubes. | portex-soft-seal-laryngeal-mask-size-25-children-20-30kg-e25.jpg
SKU: SMTH100/220/300 | Smiths Medical Portex Soft Seal Laryngeal Mask, Size- 3, Children 30-50kg | The Portex Soft Seal Laryngeal Mask features the exclusive Soft Seal Cuff which is less permeable to nitrous oxide than that of re-usable masks, reducing increase in pressure and minimising potential trauma. The cuff, combined with the higher atrium, helps to provide an improved seal. The Portex Soft Seal Laryngeal Mask is designed to avoid the risk of blockage without the need for obstructive epiglottis bars, allowing easy access for flexible fibre optic devices and fibre optic-guided placement of endotracheal tubes. | portex-soft-seal-laryngeal-mask-size-3-children-30-50kg-eaf.jpg
SKU: SMTH100/220/400 | Smiths Medical Portex Soft Seal Laryngeal Mask, Size- 4, Adults 50-70kg | The Portex Soft Seal Laryngeal Mask features the exclusive Soft Seal Cuff which is less permeable to nitrous oxide than that of re-usable masks, reducing increase in pressure and minimising potential trauma. The cuff, combined with the higher atrium, helps to provide an improved seal. The Portex Soft Seal Laryngeal Mask is designed to avoid the risk of blockage without the need for obstructive epiglottis bars, allowing easy access for flexible fibre optic devices and fibre optic-guided placement of endotracheal tubes. | portex-soft-seal-laryngeal-mask-size-4-adults-50-70kg-a55.jpg
SKU: SMTH100/220/500 | Smiths Medical Portex Soft Seal Laryngeal Mask Size 5 | The Portex Soft Seal Laryngeal Mask features the exclusive Soft Seal Cuff which is less permeable to nitrous oxide than that of re-usable masks, reducing increase in pressure and minimising potential trauma. The cuff, combined with the higher atrium, helps to provide an improved seal. The Portex Soft Seal Laryngeal Mask is designed to avoid the risk of blockage without the need for obstructive epiglottis bars, allowing easy access for flexible fibre optic devices and fibre optic-guided placement of endotracheal tubes. | portex-soft-seal-laryngeal-mask-size-5-e9f.jpg
SKU: 3M1820 | 3M Health Care Earloop Procedure Face Mask, Blue, Standard | Earloop Procedure Face Mask, Blue, Standard. | earloop-procedure-face-mask-blue-standard-35b.jpg
SKU: ALH61399 | Allied Healthcare Nebulizer Kit: Nebulizer Cup 7' Clear Tubing Mouthpiece Tee 6" Flex Tube | B&F hand held nebulizer kits are offered in a wide variety of configurations, and are designed for easy assembly and cleaning. | nebulizer-kit-nebulizer-cup-7-clear-tubing-mouthpiece-tee-6-flex-tube-7e4.png
SKU: ALH64085 | Allied Healthcare Adult Mask With Nebulizer And 7' Tubing Smooth Or Sure Flow | Comfortable B&F aerosol mask, conveniently packaged with nebulizer, reduces costs and saves time gathering parts. Adult Mask With Nebulizer And 7' Tubing, Smooth Or Sure Flow | adult-mask-with-nebulizer-and-7-tubing-smooth-or-sure-flow-5ab.jpg
SKU: MNUS2016 | Medicom Safe+Mask Premier Earloop Mask, Pink | Protection guaranteed with over 95% bacterial filtration, exceeding industry standards. Meets all current ASTM 2100-04 performance criteria. Added protection with unique shingle pleat design to prevent fluid pooling. Reduced risk of contamination with fluid repellent outer and inner material. Ideal for sensitive skin due to latex-free and fiberglass-free materials. Protection guaranteed with over 99.4% particle filtration at 0.3 microns, exceeding industry standards. Available in five popular colors. | safemask-premier-earloop-mask-pink-44d.jpg
SKU: MNUS2080 | Medicom Safe+Mask Sof Skin Earloop Face Mask Low Barrier Protection | Designed with sensitive skin in mind. Its soft, lightweight and highly breathable inner layer is gentle, non-irritating and remains cool on the skin for ultimate ease and comfort. All day comfort provided with soft inner layer to reduce skin irritations and allergic reactions. | safemask-sof-skin-earloop-face-mask-low-barrier-protection-e06.jpg
SKU: MNUS2083 | Medicom Safe+Mask Sof Skin Earloop Mask, Lavander, Low Barrier | Ideal for professionals with sensitive skin. Contains no latex. All day comfort provided with soft inner layer to reduce skin irritations and allergic reactions. Increase protection with fluid repellent outer layer. Exceed the ASTM Standard by providing a lower differential pressure <3mm H2O/cm2 thus assuring greater breathability and a higher level of comfort. | safemask-sof-skin-earloop-mask-lavander-low-barrier-5bd.jpg
SKU: ROSNEB-PEDM | Roscoe Medical Roscoe Medical Nebulizer Kit with pediatric mask | Our Roscoe Medical Nebulizer Kits are available in either disposable or reusable models to meet the needs of a wide range of patients. They deliver fast and effective treatment efficiently while the easy-seal, threaded cap and 6 cc capacity anti-spill jar prevent leakage of costly medication. | roscoe-medical-nebulizer-kit-with-pediatric-mask-a0f.jpg
SKU: 3M1870 | 3M Health Care Health Care Particulate Respirator and Surgical Mask | This health care particulate respirator and surgical mask has comfortable inner materials and helps provide respiratory protection against certain airborne particles. The individually packaged flat fold design allows for convenient storage prior to use. NIOSH Approved: N95. Flat-fold design and individual packaging. FDA Cleared for use as surgical mask. Helps protect against certain airborne biological particles. Fluid resistant and disposable | health-care-particulate-respirator-and-surgical-mask-85a.jpg
SKU: CMMQ8000 | Medquip Airial Holding Chamber for Meter Dose Inhalers | The MQ8000 is designed to enhance the delivery of Meter Dose Inhalers medications by directing the aerolized drug directly to the patient s lungs reducing medication waste and improving drug delivery | airial-holding-chamber-for-meter-dose-inhalers-deb.jpg
SKU: CM2226 | Sunbeam Cool Mist Impeller Humidifier 1 Gallon | This Sunbeam cool mist impeller humidifier produces a refreshing cool mist that is beneficial for combating cough and cold symptoms. Contains an antimicrobial product protection additive. | cool-mist-impeller-humidifier-1-gallon-fa7.jpg
SKU: CM2236 | M Block and Sons Warm Mist Vaporizer 1 Gallon Sunbeam | Feature 1 Gallon Size Consumers desire humidification devices that offer the latest-and-greatest industry functionality but are differentiated on the shelf with aesthetically pleasing designs Produces a soothing hot mist that is beneficial for combating cough and cold symptoms The patented KeyLock mist guard and automatic shut-off when tank is empty will ensure safe and easy operation Integrated medicine cup ideal for use of vaporizing inhalants Perfect for small rooms Runs up to 28 hours per filling Patented KeyLockTM Mist Guard Auto Shut Off Medicine Cup | warm-mist-vaporizer-1-gallon-sunbeam-2b6.jpg
SKU: CMMQ6002 | Medquip Pediatric Penguin Compressor Nebulizer | The Airialâ„¢ Pediatric Nebulizer is a quiet, easy-to-use unit with a child friendly design. This durable Piston driven compressor comes complete with child friendly patient administration set. This Pediatric Nebulizer is safe to use and has a Lifetime Warranty.Â Package includes:- Pediatric Compressor- Nebulizer Cup- Tubing- Pediatric Mask- Mouthpiece- 5 Filters- Igloo Style Carrying Bag | pediatric-penguin-compressor-nebulizer-776.jpg
SKU: CMMQ7000 | Medquip Pediatric Building Block Compressor Nebulizer | MQ7000 Building Block The Airial MQ7000 Pediatric Compressor Nebulizer System is the first interactive, child friendly system designed to engage children with interlocking building blocks during breathing treatments. | pediatric-building-block-compressor-nebulizer-ed6.jpg
SKU: CMW0312 | Westmed Disp Nebulizer w/Pediatric Spike Mask & 7' Tubing(each) | Feature Nebulizer with 7 foot kink-resistant tubing & pediatric Spike (the dog) mask Anti-spill T design Leak-proof and secure seal with simple 1/4 turn assembly design Very low dead volume (07cc) High medication bowl capacity (13cc) Graduated volume (cc) markings on bowl Nebulizes in upright positions or angles up to 45 degrees Latex Free | disp-nebulizer-w-pediatric-spike-mask-7-tubingeach-4c5.jpg
SKU: CM4442F | PMI Incorporated Filters for Rite-Neb LP | Filters Pk/12 for item # 4442 | filters-for-rite-neb-lp-2e6.jpg
SKU: ROSC90325 | Roscoe Medical Replacement Felt Filter for Maverick 50 PSI Compressor | Replacement felt filter to be used with the Maverick 50 PSI Compressor. | replacement-felt-filter-for-maverick-50-psi-compressor-ad9.png
SKU: ROSCCIF-1128PK6 | Roscoe Medical Foam Filter for AlphaNeb Plus Portable and Pediatric and Nebulizer Systems | For use in Roscoe Portable Nebulizer, Pediatric Nebulizers and Roscoe 50004 and 50006 suction machines. | foam-filter-for-alphaneb-plus-portable-and-pediatric-and-nebulizer-systems-ba3.jpg
SKU: ROSCCIF-NEBROS | Roscoe Medical Replacement filter for Roscoe Mini Nebulizer Compressor System | Nebulizer Filter for use in Roscoe Mini Nebulizer Compressor (model # ROS-COMP) | replacement-filter-for-roscoe-mini-nebulizer-compressor-system-9a9.jpg
SKU: ROSCEM-INV | Roscoe Medical 0.25 inch NPT Male Grey Exhaust Muffler | 0.25 inch NPT Male Gray Exhaust Muffler | 025-inch-npt-male-grey-exhaust-muffler-36e.jpg
SKU: OMRNE-U22V | Omron Healthcare MicroAir Portable Nebulizer | MicroAir, the world's smallest nebulizer utilizing Vibrating Mesh Technology (V.M.T.), efficiently delivers solution medications for patients suffering from asthma, COPD or other respiratory conditions. Patients appreciate the small product size and powerful delivery that is comparable to table-top compressor nebulizer systems. MicroAir provides respiratory relief wherever you go. | microair-portable-nebulizer-4be.jpg
SKU: DRVSUCPTUBING10 | Drive Medical 10" Suction Tubing | 10" Suction tubing, blue tip, 10" to connect bottle to machine, | 10-suction-tubing-231.jpg
SKU: DRVSUCPTUBING72 | Drive Medical 72" Suction Tubing | 72" Suction tubing, blue tip, 72" to connect bottle to catheter, | 72-suction-tubing-bb5.jpg
SKU: CM361 | Westmed Biflo Nasal Mask Adult with 7' Tubing | Biflo Nasal Mask is a simple and comfortable device designed as an alternative for oxygen therapy patients who cannot tolerate a cannula or for those who have recurring necrosis. | biflo-nasal-mask-adult-with-7-tubing-443.jpg
SKU: CFCN0010 | CareFusion Nebulizer Replacement Water 1000ml Sterile Water for Inhalation USP | Nebulizer Replacement Water, 1000ml Sterile Water for Inhalation, USP. | nebulizer-replacement-water-1000ml-sterile-water-for-inhalation-usp-a75.png
SKU: HUD037-00 | Hudson RCI Aquapak Prefilled Nebulizers Sterile Water 760 ML | Versatile sterile systems provide cold or heated nebulization. | aquapak-prefilled-nebulizers-sterile-water-760-ml-fce.jpg
SKU: MADA278 | MADA Medical Penguin Compressor Nebulizer | A child friendly Compressor/Nebulizer that provides quieter treatment and durability. Powerful piston pump. Lighweight 4 lbs. 2 oz. Built in handle. | penguin-compressor-nebulizer-75b.jpg
SKU: ROSNEB-ROSKT | Roscoe Medical Nebulizer Kit With Mouthpiece | Our Roscoe Medical Nebulizer Kits are available in either disposable or reusable models to meet the needs of a wide range of patients. They deliver fast and effective treatment efficiently while the easy-seal, threaded cap and 6 cc capacity anti-spill jar prevent leakage of costly medication. | nebulizer-kit-with-mouthpiece-6e3.jpg
SKU: CM360 | Westmed Oxygen Mask Adult With 7' Tubing Medium Concentration | Features clear, soft vinyl masks and adjustable nose clip. Comes complete with 7 feet of oxygen supply tubing. | oxygen-mask-adult-with-7-tubing-medium-concentration-2e9.jpg
SKU: BLDM20083 | Ballard Medical KIMVENT Closed Suction System for Neonatal/Pediatric, 8Fr Elbow, Tracheostomy Length | KIMVENT Closed Suction System for Neonatal/Pediatric, 8Fr Elbow, Tracheostomy Length. 8 French Elbow with Caps 8in/20.3cm (Trach Length) | kimvent-closed-suction-system-for-neonatal-pediatric-8fr-elbow-tracheostomy-length-ee1.jpg
SKU: STL2025G | Salter Labs 25' Oxygen Supply Tubing, Green | 25' Oxygen Supply Tubing, Green | 25-oxygen-supply-tubing-green-2d4.jpg
SKU: STL7000-25 | Salter Labs Water Trap | Water Trap | water-trap-7a9.jpg
SKU: STLSO-676 | Salter Labs 15" Oxy Tubing Molded Ribbed Connect And Male Grip End | Concentrator Humidifier adapter tubing 15" (0.4m) | 15-oxy-tubing-molded-ribbed-connect-and-male-grip-end-52b.jpg
SKU: CRFUT260C | CareFusion Airlife Brand Tri-Flo Single Catheter With Control Port, Straight Pack, 14 Fr | Our Tri-Flo suction catheters are designed with two triangular eyes and a beveled tip to be less traumatic to your patients while still providing high suctioning efficiency. Clear connectors and depth markings are standard on all 5/6 and 8 Fr sizes. Catheters are available with or without a control port to provide you with the choice of continuous or controlled suctioning. | airlife-brand-tri-flo-single-catheter-with-control-port-straight-pack-14-fr-117.jpg
SKU: TRAHN205 | Tri-Anim Health Services Little Sucker Oral-Nasal Suction Device | Standard Little Sucker aspirator and oral/nasal suction device. Single-handed suctioning Thumb port for intermittent suctioning Soft, flexible tip like a bulb syringe Use in NICU, PICU, respiratory, labor & deliveryImprove patient care and save nursing time Replace up to 3 products with 1 Little Sucker | little-sucker-oral-nasal-suction-device--6b6.jpg
SKU: KCC21603 | Kimberly-Clark Ballard Trach Care with Double Swivel Elbow | The Kimberly-Clark Ballard Trach Care Double Swivel Elbow Endotracheal features lavage irrigation port and locking thumb port. The trach is ffered in a variety of configurations of catheter french sizes, lengths, and accessories to meet both patient and caregiver needs. The item is gamma sterilized and designed for single patient use. | ballard-trach-care-with-double-swivel-elbow-6e7.jpg
SKU: ROSCROS-COMP | Roscoe Medical Medical Heavy Duty Aspirator | Roscoe Suction Machine Features anti-bacteria filter to help prevent contamination and a high-quality vacuum regulator with anti-vibration setting. Maximum vacuum of 560/+/-3% mmHg. Designed for portability. Includes 800ml jar. Lifetime limited warranty. | medical-heavy-duty-aspirator-582.png
SKU: BLDM220135 | Ballard Medical KIMVENT Closed Suction Systems for Adults | KIMVENT Closed Suction Systems for Adults, 14Fr T-Piece, Tracheostomy Length, Swivel Adapter. 14 French T-Piece 12in/30.5cm (Trach Length) 22mm x 22mm Flex Tube (4") 15mm Swivel Adapter. | kimvent-closed-suction-systems-for-adults--888.jpg
SKU: BLDM2201358 | Ballard Medical KIMVENT Closed Suction Systems for Adults, 14Fr T-Piece, Tracheostomy Length, MDI, Swivel Adapter | KIMVENT Closed Suction Systems for Adults, 14Fr T-Piece, Tracheostomy Length, MDI, Swivel Adapter. 14 French T-Piece 12in/30.5cm (Trach Length) Metered Dose Inhaler (MDI) Port 22mm x 22mm Flex Tube (4") 15mm Swivel Adapter. | kimvent-closed-suction-systems-for-adults-14fr-t-piece-tracheostomy-length-mdi-swivel-adapter-c64.jpg
SKU: CMW0210 | Westmed Vixone Nebulizer Kit With Flexible Tube | Nebulizer mouthpiece, universal T, 7 foot kink-resistant tubing & flex hose. Anti-spill T design. Leak-proof and secure seal with simple 1/4 turn assembly design. | vixone-nebulizer-kit-with-flexible-tube-eb9.jpg
SKU: CM64085 | Westmed Mask and Nebulizer Kit 7" Adult | Nebulizer with 7' Kink Resistant Tubing and Mask. | mask-and-nebulizer-kit-7-adult-130.jpg
SKU: AIIAS75010G | Amsino Oxygen Mask Non-Rebreather Adult with 7 ft Tubing Reservoir Bag - Each | AMSINO AMSUREÂ® OXYGEN MASK & TUBING | oxygen-mask-non-rebreather-adult-with-7-ft-tubing-reservoir-bag-each-57a.jpg
SKU: CM64095 | Westmed Mask And Nebulizer Kit Child | Nebulizer With 7' Kink Resistant tubing and Mask. | mask-and-nebulizer-kit-child--753.jpg
SKU: CM354 | Westmed Adult Oxygen Mask High (Each) Concentration Non-Rebreathing | Feature Audlt Without vent Fits under chin Features clear soft vinyl masks and adjustable nose clip Comes complete with 7 feet of kink-resistant oxygen supply tubing Without safety vent | adult-oxygen-mask-high-each-concentration-non-rebreathing-5ce.jpg
SKU: ROSCCIF-1124 | Roscoe Medical Plastic Intake Filter for Inspiration | Plastic Intake Filter for Philips Respironics Inspiration 626 and 929 Series | plastic-intake-filter-for-inspiration-c84.jpg
SKU: CMW0382 | Westmed Disp PediNeb w/Pacifier 45d Elbow & 7' Tubing (Each) | Feature Nebulizer Pacifier 45 degree elbow & 7 Foot kink-resistant tubing Pacifier calms the infant/toddler during aerosol treatment Medication is inhaled through the nose not the mouth Medication Port directs the aerosolized medication to the nose and eliminates medication waste associated with the blow-by technique Clinically proven providing superior medication delivery performance Easy-to-operate clean and efficient Developed by a pediatric nurse practioner Latex Free Shipping Carton Size: 10 L x 10 W x 7 H | disp-pedineb-w-pacifier-45d-elbow-7-tubing-each-db6.jpg
SKU: FSHRHC405 | Fisher and Paykel Healthcare Flexifit Mask with Headgear | Cpap Masks, Fisher & Paykel Cpap Masks, F&P Cpap Masks, F&P, Fisher & Paykel, Nasal Masks, F&P Nasal Masks, Fisher & Paykel Nasal Masks, F&P Masks, Fisher & Paykel Masks, Hc405A. | flexifit-mask-with-headgear-5da.jpg
SKU: MTRLMTR-22883Z | Med-Tech Resource Nebulizer Hand-Held T-mouthpiece w/ 22mm connector 7 ft Star Tubing | Nebulizer, Hand-Held, T-mouthpiece, w/ 22mm connector, 7 ft Star Tubing, 50/cs (40 cs/plt) | nebulizer-hand-held-t-mouthpiece-w-22mm-connector-7-ft-star-tubing-d9c.jpg
SKU: MTRLMTR-22885Z | Med-Tech Resource Nebulizer with Mask w/ 22mm connector Adult Elongated 7' Star Tubing | Nebulizer with Mask, w/ 22mm connector, Adult, Elongated, 7' Star Tubing, 50/cs (35 cs/plt) | nebulizer-with-mask-w-22mm-connector-adult-elongated-7039-star-tubing-297.jpg
SKU: MTRLMTR-22886 | Med-Tech Resource Nebulizer with Mask w/ 22mm connector Pediatric Elongated 7' Star Tubing | Nebulizer with Mask, w/ 22mm connector, Pediatric, Elongated, 7' Star Tubing, 50/cs (40 cs/plt) | nebulizer-with-mask-w-22mm-connector-pediatric-elongated-7039-star-tubing-e48.jpg
SKU: AIIAS74010G | Amsino Oxygen Mask Adult Standard Medium Concentration with 7 ft Tubing - Each | AMSINO AMSUREÂ® OXYGEN MASK & TUBING | oxygen-mask-adult-standard-medium-concentration-with-7-ft-tubing-each-57a.jpg
SKU: AIIAS76007G | Amsino Oxygen Tubing 7 ft - Each | AMSINO AMSUREÂ® OXYGEN MASK & TUBING | oxygen-tubing-7-ft-each-a33.jpg
SKU: AIIAS75020G | Amsino Oxygen Mask Non-Rebreather Adult/Pediatric with 7 ft Tubing Reservoir Bag - Each | AMSINO AMSUREÂ® OXYGEN MASK & TUBING | oxygen-mask-non-rebreather-adult-pediatric-with-7-ft-tubing-reservoir-bag-each-b6d.jpg
SKU: MTRLMTR-26041 | Med-Tech Resource Oxygen Mask Simple Medium Concentration Adult Elongated 7' Star Tubing | Oxygen Mask, Simple, Medium Concentration, Adult, Elongated, 7' Star Tubing, 50/cs (40 cs/plt) | oxygen-mask-simple-medium-concentration-adult-elongated-7039-star-tubing-191.jpg
SKU: MTRLMTR-25058 | Med-Tech Resource Oxygen Mask Total Non-Rebreather w/bag Pediatric Elongated 7' Star Tubing | Oxygen Mask, Total Non-Rebreather w/bag, Pediatric, Elongated, 7' Star Tubing, 50/cs (40 cs/plt) | oxygen-mask-total-non-rebreather-w-bag-pediatric-elongated-7039-star-tubing-e20.jpg
SKU: MTRLMTR-25158 | Med-Tech Resource Oxygen Mask Total Non-Rebreather w/bag Pediatric Standard 7' Star Tubing | Oxygen Mask, Total Non-Rebreather w/bag, Pediatric, Standard, 7' Star Tubing, 50/cs (40 cs/plt) | oxygen-mask-total-non-rebreather-w-bag-pediatric-standard-7039-star-tubing-10f.jpg
SKU: MTRLMTR-25059 | Med-Tech Resource Oxygen Mask Partial Non-Rebreather w/bag Adult Elongated 7' Star Tubing | Oxygen Mask, Partial Non-Rebreather w/bag, Adult, Elongated, 7' Star Tubing, 50/cs (40 cs/plt) | oxygen-mask-partial-non-rebreather-w-bag-adult-elongated-7039-star-tubing-b62.jpg
SKU: ROSCCIF-1122 | Roscoe Medical Nebulizers for DeVilbiss PulmoAide 5650 | Nebulizers for DeVilbiss PulmoAide 5650 | nebulizers-for-devilbiss-pulmoaide-5650-47c.jpg
SKU: MTRLMTR-25160 | Med-Tech Resource Oxygen Mask Total Non-Rebreather w/bag Adult Standard 7' Star Tubing | Oxygen Mask, Total Non-Rebreather w/bag, Adult, Standard, 7' Star Tubing, 50/cs | oxygen-mask-total-non-rebreather-w-bag-adult-standard-7039-star-tubing-a74.jpg
SKU: MTRLMTR-26042 | Med-Tech Resource Oxygen Mask Simple Medium Concentration Pediatric Elongated 7' Star Tubing | Oxygen Mask, Simple, Medium Concentration, Pediatric, Elongated, 7' Star Tubing, 50/cs (40 cs/plt) | oxygen-mask-simple-medium-concentration-pediatric-elongated-7039-star-tubing-6a4.jpg
SKU: MTRLMTR-25060 | Med-Tech Resource Oxygen Mask Total Non-Rebreather w/bag Adult Elongated 7' Star Tubing | Oxygen Mask, Total Non-Rebreather w/bag, Adult, Elongated, 7' Star Tubing, 50/cs (40 cs/plt) | oxygen-mask-total-non-rebreather-w-bag-adult-elongated-7039-star-tubing-f07.jpg
SKU: MTRLMTR-25159 | Med-Tech Resource Oxygen Mask Partial Non-Rebreather w/bag Adult Standard 7' Star Tubing | Oxygen Mask, Partial Non-Rebreather w/bag, Adult, Standard, 7' Star Tubing, 50/cs | oxygen-mask-partial-non-rebreather-w-bag-adult-standard-7039-star-tubing-20f.jpg
SKU: NKM115E-H | NKM Novum Medical Electric Youth Beds | Electric bed utilizes hand control for positioning, Full safety length bedside rails that meet 2â…œâ€ spacing requirments for preventing entrapment, 5â€ braking casters, Solid pan sleeping surface (non-helical design), Includes 4 IV hook holes and 4 urine bag hooks, 5â€ Perfed Comfort Mattress, Height Adjustment: 23â€ - 33â€, Sleeping Surface: 33.5â€ x 64.5â€. | electric-youth-beds-9a0.jpg
SKU: UMFSS8525 | UMF Medical Bassinet | The UMF Medical SS8525 Stainless Steel Bassinet with One Shelf and One Drawer is built on a heavy duty 1â€ O.D. (2.54cm) tubular stainless steel framework. Basket supports with insert bends allow the basket to be moved to horizontal or elevated positions. The unit is mounted on 3â€ (7.6cm) ball bearing swivel casters. | bassinet-fe7.jpg
SKU: UMFSS8525 | UMF Medical Bassinet | The UMF Medical SS8525 Stainless Steel Bassinet with One Shelf and One Drawer is built on a heavy duty 1â€ O.D. (2.54cm) tubular stainless steel framework. Basket supports with insert bends allow the basket to be moved to horizontal or elevated positions. The unit is mounted on 3â€ (7.6cm) ball bearing swivel casters. | bassinet-fe7.jpg
SKU: NKM9203-C | NKM Novum Medical Maternity Bassinet | The Novum medical Maternity Bassinet is a medical grade case cart constructed of aesthetically pleasing melamine material to create a warm medical environment. The cart is designed to meet all of your practical needs with their various compartments and drawers. This unit is aesthetically pleasing while also meeting your practical needs with its two large drawers and 5â€ casters, and side chart holder. | maternity-bassinet-85e.png
SKU: PED500-SPEC | Pedigo Pediatric Crib Special Package | Function as Appealing as its Form Pedigoâ€™s 500 Pediatric Crib Stretcher, with its full function capabilities represents the standard of excellence in hospital cribs. The aesthetically pleasing design makes it perfect for any facility. | pediatric-crib-special-package-264.jpg
SKU: PED5860002 | Pedigo Standard 3.5 Inch Mattress for Model 500 Crib Stretcher | The Pedigo Mattress is designed to be a safe and comfortable mattress for the Pediatric Crib Stretcher. | standard-35-inch-mattress-for-model-500-crib-stretcher-c49.jpg
SKU: PED500R | Pedigo Pediatric Crib / Stretcher Refurbished | The 500 Pediatric Crib Stretcher offers full-function capability. As a pediatric transport stretcher, the 500 rolls easily on over-sized 5â€³ casters. Its unique 2-post support system design allows 97% access to the patient.A True One-Handed Crib: The dual-action release handle is childproof and easy to operate, even with a child in one arm. Side rails have 2â€³ bar spacing and a special epoxy finish that is warmer to the touch than chrome. For complete containment of the child, simply raise the counter balanced side rails to enclose the crib. Because the rails are counter balanced, there will be no sudden drop when released, preventing injury to the child or provider. | pediatric-crib-stretcher-refurbished-fbc.jpg
SKU: STKRFL19HR | Stryker Cub Pediatric Crib Refurbished | When youâ€™re using our products that are developed with safety and ease-of-use at the forefront of design, you can feel confident youâ€™re giving your patients the best care possible.The Cub Pediatric Crib has a simple, safe design thatâ€™s warm friendly appearance cultivates a comforting environment for small children and their families. Swing-open access doors allow convenient patient care without disturbing a sleeping child. The access doors have built in safety features to help ensure a child cannot open it from the inside. All four siderails can be lowered to provide unobstructed access which allows caregivers to have 360Â° access. All activation points are colored red and require two adult size hand movements to initiate. This helps to ensure movements are deliberate and the patient remains in the crib. | cub-pediatric-crib-refurbished-b89.jpg
SKU: NKMNB-WFxCC | NKM Novum Medical Bassinet, Closed Cabinet | Designed for smooth, dependable travel from the nursery, this stylish stainless steel Bassinet Carrier with Red Oak 2-door cabinet fronts creates a warm environment desired in many nursery settings and provides a comfortable sleeping environment for the newborn. | bassinet-closed-cabinet-b41.jpg
SKU: NKMC1980CL | NKM Novum Medical Infant Crib, Flat Pan, Chrome | Infant Crib, Flat Pan, 30" x 44", Chrome | infant-crib-flat-pan-chrome-9bb.jpg
SKU: NKMC2082CG | NKM Novum Medical Child Crib, 4 Side Release, Gatch, Chrome | Child Crib, 4 Side Release, Gatch, 30" x 60", Chrome | child-crib-4-side-release-gatch-chrome-aee.jpg
SKU: NKME2082CL | NKM Novum Medical Child Crib, 4 Side Release, Flat Pan, Epoxy | Child Crib, 4 Side Release, Flat Pan, 30" x 60", Epoxy | child-crib-4-side-release-flat-pan-epoxy-b41.jpg
SKU: NKMC2082CL | NKM Novum Medical Child Crib, 4 Side Release, Flat Pan, Chrome | Child Crib, 4 Side Release, Flat Pan, 30" x 60", Chrome | child-crib-4-side-release-flat-pan-chrome-0fa.jpg
SKU: NKME2082CLT | NKM Novum Medical Child Crib, 4 Side Drop, Flat Pan Trend, Epoxy | Child Crib, 4 Side Release, Flat Pan, 30" x 60", Epoxy | child-crib-4-side-drop-flat-pan-trend-epoxy-7ba.jpg
SKU: NKMC2082CLT | NKM Novum Medical Child Crib, 4 Side Drop, Flat Pan Trend, Chrome | Child Crib, 4 Side Drop, Flat Pan Trend, 30" x 60", Chrome | child-crib-4-side-drop-flat-pan-trend-chrome-eea.jpg
SKU: NKME1981CL | NKM Novum Medical Child Crib, Flat Pan, Epoxy | Child Crib, Flat Pan, 30" x 60", Epoxy | child-crib-flat-pan-epoxy-59f.jpg
SKU: NKMC1981CL | NKM Novum Medical Child Crib, Flat Pan, Chrome | Child Crib, Flat Pan, 30" x 60", Chrome | child-crib-flat-pan-chrome-928.jpg
SKU: NKME1981CLT | NKM Novum Medical Child Crib Standard Epoxy Trendelenburg Deck | NK Pediatrics series of Standard Cribs offers quality construction, to keep kids safe in their cribs. A range of crib accessories optionsdesigned to make your job easier. | child-crib-standard-epoxy-trendelenburg-deck-450.jpg
SKU: NKMC1981CLT | NKM Novum Medical Child Crib, Flat Pan, Trendelenburg, Chrome | Child Crib, Flat Pan, Trendelenburg, 30" x 60", Chrome | child-crib-flat-pan-trendelenburg-chrome-682.jpg
SKU: NKME1981CG | NKM Novum Medical Child Crib Standard | NK Pediatrics series of Standard Cribs offers quality construction, to keep kids safe in their cribs. A range of crib accessories optionsdesigned to make your job easier. Available in both chrome and epoxy finish in a variety of models to fit your facility's needs! | child-crib-standard-6d8.jpg
SKU: NKMC1981CG | NKM Novum Medical Child Crib Gatch Safety Extender Chrome | Child Crib, Gatch, Safety Extender, 30" x 60", Chrome. | child-crib-gatch-safety-extender-chrome-934.jpg
SKU: NKMC2080CL | NKM Novum Medical Infant Crib, 4 Side Release, Flat Pan, Chrome | Infant Crib, 4 Side Release, Flat Pan, 30" x 44", Chrome | infant-crib-4-side-release-flat-pan-chrome-4f4.jpg
SKU: NKME2080CLT | NKM Novum Medical Infant Crib, 4 Side Release, Flat Pan, Trend, Epoxy | Infant Crib, 4 Side Release, Flat Pan, Trend, 30" x 44", Epoxy | infant-crib-4-side-release-flat-pan-trend-epoxy-963.jpg
SKU: NKMC2080CLT | NKM Novum Medical Infant Crib, 4 Side Release, Flat Pan, Trend, 30" x 44", Chrome | Infant Crib, 4 Side Release, Flat Pan, Trend, 30" x 44", Chrome | infant-crib-4-side-release-flat-pan-trend-30-x-44-chrome-f76.jpg
SKU: NKME2081CL | NKM Novum Medical Child Crib, 4 Side Release, Flat Pan, 30" x 60", Epoxy | Child Crib, 4 Side Release, Flat Pan, 30" x 60", Epoxy | child-crib-4-side-release-flat-pan-30-x-60-epoxy-8d2.jpg
SKU: NKMC2081CL | NKM Novum Medical Child Crib, 4 Side Release, Flat Pan, 30" x 60", Chrome | Child Crib, 4 Side Release, Flat Pan, 30" x 60", Chrome | child-crib-4-side-release-flat-pan-30-x-60-chrome-148.jpg
SKU: NKMC2081CG | NKM Novum Medical Child Crib, 4 Side Release, Gatch | Child Crib, 4 Side Release, Gatch, 30" x 60", Chrome | child-crib-4-side-release-gatch-079.jpg
SKU: NKME2083CG | NKM Novum Medical Youth Crib, 4 Side Release, Gatch, Epoxy | Youth Crib, 4 Side Release, Gatch, 36" x 72", Epoxy | youth-crib-4-side-release-gatch-epoxy-e2a.jpg
SKU: NKMC2083CG | NKM Novum Medical Youth Crib, 4 Side Release, Gatch, Chrome | Youth Crib, 4 Side Release, Gatch, 36" x 72", Chrome | youth-crib-4-side-release-gatch-chrome-355.jpg
SKU: NKME2072CL | NKM Novum Medical Infant Crib, 4 Side Drop, Flat Pan, Epoxy | Infant Crib, 4 Side Drop, Flat Pan, 30" x 4", Epoxy | infant-crib-4-side-drop-flat-pan-epoxy-bda.jpg
SKU: NKMC2072CL | NKM Novum Medical Infant Crib, 4 Side Drop, Flat Pan, Chrome | Infant Crib, 4 Side Drop, Flat Pan, 30" x 4", Chrome | infant-crib-4-side-drop-flat-pan-chrome-795.jpg
SKU: NKME2072CLT | NKM Novum Medical Infant Crib, 4 Side Drop, Flat Pan, Trend, Epoxy | Infant Crib, 4 Side Drop, Flat Pan, Trend, 30" x 4", Epoxy | infant-crib-4-side-drop-flat-pan-trend-epoxy-2e1.jpg
SKU: NKMC2072CLT | NKM Novum Medical Infant Crib, 4 Side Release, Flat Pan, Trend, Chrome | Infant Crib, 4 Side Release, Flat Pan, Trend, 30" x 4", Chrome | infant-crib-4-side-release-flat-pan-trend-chrome-4ed.jpg
SKU: NKME2092CG | NKM Novum Medical Youth Crib, 4 Side Release, Gatch, Epoxy | Youth Crib, 4 Side Release, Gatch, 36" x 72", Epoxy | youth-crib-4-side-release-gatch-epoxy-d86.jpg
SKU: NKMC2092CG | NKM Novum Medical Youth Crib, 4 Side Release, Gatch, Chrome | Youth Crib, 4 Side Release, Gatch, 36" x 72", Chrome | youth-crib-4-side-release-gatch-chrome-b40.jpg
SKU: NKMPL1040 | NKM Novum Medical Restraint Straps | Feature Restraint straps. Uses with Economy Transport Stretcher. | restraint-straps-da1.jpg
SKU: NKMSHEET2436 | NKM Novum Medical Neonatal Cribette Sheets, For 3" Mattress (23" x 35" x 3") | Neonatal Cribette Sheets, For 3" Mattress (23" x 35" x 3"), 12/pk | neonatal-cribette-sheets-for-3-mattress-23-x-35-x-3-5a5.jpg
SKU: NKMC2082CGT-MHL | NKM Novum Medical Child Crib, Manual Hi-Lo, 4 Side Drop, Gatch Trendelenburg Deck, Chrome | Child Crib, Manual Hi-Lo, 4 Side Drop, Gatch Trendelenburg Deck, 30" x 60", Chrome | child-crib-manual-hi-lo-4-side-drop-gatch-trendelenburg-deck-chrome-fab.jpg
SKU: NKMC2082CGT | NKM Novum Medical Child Crib, 4 Side Drop, Gatch Trendelenburg Deck, Chrome | Child Crib, 4 Side Drop, Gatch Trendelenburg Deck, 30" x 60", Chrome | child-crib-4-side-drop-gatch-trendelenburg-deck-chrome-cb3.jpg
SKU: NKME2082CGT-MHL | NKM Novum Medical Child Crib, Manual Hi-Lo, 4 Side Drop, Gatch Trendelenburg Deck, Epoxy | Child Crib, Manual Hi-Lo, 4 Side Drop, Gatch Trendelenburg Deck, 30" x 60", Epoxy | child-crib-manual-hi-lo-4-side-drop-gatch-trendelenburg-deck-epoxy-53a.jpg
SKU: NKME2082CGT | NKM Novum Medical Child Crib, 4 Side Release, Gatch Trendelenburg Deck, Epoxy | Child Crib, 4 Side Release, Gatch Trendelenburg Deck, 30" x 60", Epoxy | child-crib-4-side-release-gatch-trendelenburg-deck-epoxy-9a8.jpg
SKU: NKME2081CGT | NKM Novum Medical Child Crib, 4 Side Release, Gatch Trendelenburg Deck, 30" x 60", Epoxy | Child Crib, 4 Side Release, Gatch Trendelenburg Deck, 30" x 60", Epoxy | child-crib-4-side-release-gatch-trendelenburg-deck-30-x-60-epoxy-0a3.jpg
SKU: NKMC1982CGT | NKM Novum Medical Child Crib, Gatch Trendelenburg Deck, Chrome | Child Crib, Gatch Trendelenburg Deck, 30" x 60", Chrome | child-crib-gatch-trendelenburg-deck-chrome-2d7.jpg
SKU: NKME1982CGT | NKM Novum Medical Child Crib, Gatch Trendelenburg Deck, Epoxy | Child Crib, Gatch Trendelenburg Deck, 30" x 60", Epoxy | child-crib-gatch-trendelenburg-deck-epoxy-7ea.jpg
SKU: NKMC1981CGT | NKM Novum Medical Child Crib, Gatch, Trendelenburg Deck, Chrome | Child Crib, Gatch, Trendelenburg Deck, 30" x 60", Chrome | child-crib-gatch-trendelenburg-deck-chrome-444.jpg
SKU: NKME1981CGT | NKM Novum Medical Child Crib, Gatch, Trendelenburg Deck, Epoxy | Child Crib, Gatch, Trendelenburg Deck, 30" x 60", Epoxy | child-crib-gatch-trendelenburg-deck-epoxy-d08.jpg
SKU: NKMPT3044 | NKM Novum Medical Hospital Crib Tops, PlexiTop for 30â€ x 44â€ Standard Infant Crib | The NK PlexiTop is made from high impact, lightweight acrylic so lifting of the sides is a simple operation. Just squeeze the twothumb latches towards the center to lift. The acrylic panels are easy to clean and maintain. The aluminum trim is virtually care free.Top locks in place with four heavy duty elastic straps at each corner. These straps can be released for removal of the top, if necessary. This NK exclusive device permits an unobstructed view of the crib interior. The patient has freedom of movement whilebeing kept safe inside the crib. | hospital-crib-tops-plexitop-for-30-x-44-standard-infant-crib-9e8.jpg
SKU: NKM7028-EX | NKM Novum Medical Bassinet Extension Shelf | The stainless steel sliding extension shelf is available on any NK bassinet. It can be extended to a maximum of 31â€ to provide an infant changing surface. The shelf has 5/16â€ safety side rails supported by 1â€ tubular steel legs for added support. Shelf locks into place when extended, Pull-out shelf measures 30â€ tall, NK Whisper-Glidesm 3â€ Casters, Not supported on xDC models. | bassinet-extension-shelf-6b2.jpg
SKU: NKMNB-SSxB | NKM Novum Medical Bassinet Carrier with Bottom Shelf and Rails | Combines beauty with stability. Suited for all-around service in any nursery to provide the comfortable sleeping environment that is so important for newborns.Stainless steel shelf is attached 8â€ from the ground, NK Whisper-Glidesm 3â€ Casters, Trendelenburg may be created from either end of the bassinet Extender shelf option available. | bassinet-carrier-with-bottom-shelf-and-rails-94b.jpg
SKU: NKMNB-WFxDC | NKM Novum Medical Stainless Steel Bassinet with Wood Front and Drawwer & Cabinet | This stylish NK Stainless Steel Bassinet Carrier with Red Oak Wood Front Drawer and 2-Door Cabinet is designed for smooth, dependable travel from the nursery, and for easy storage of nursery items. Place this unit in the hospital nursery or motherâ€™s room to create a comfortable warm environment in any medical setting. | stainless-steel-bassinet-with-wood-front-and-drawwer-cabinet-573.jpg
SKU: NKMNB-SSxCC | NKM Novum Medical Stainless Steel Wood Front Bassinet with Closed Cabinet | Designed for smooth, dependable travel from the nursery to provide the comfortable sleeping environment that is so important for newborns. Constructed of reinforced, heavy-gauge polished stainless steel (type 304) for safety and durability, The quiet self-closing cabinet hinged doors fitted with continuous hinges, aluminum door pulls and spring loaded nylon catches, The quiet hinge system provides whisper quiet access to cabinet while newborn is sleeping,3" Whisper-Glides Casters, 2 braking, Trendelenburg may be obtained from either end of the bassinet, Closed Cabinet Dimensions: 27" L x 16" W x 16 1/4" H, 5-year warranty. | stainless-steel-wood-front-bassinet-with-closed-cabinet-199.jpg
SKU: NKMNB-SSXD | NKM Novum Medical Bassinet Carrier with Bottom Shelf and Drawer | Another great addition to our robust line of stainless steel bassinets. This unit is composed of the same quality stainless steel construction and frame, while also equipped with a large, side opening drawer for easy access storage in your medical environment. | bassinet-carrier-with-bottom-shelf-and-drawer-5e6.jpg
SKU: NKMNB-WFxD | NKM Novum Medical Wood Front Stainless Steel Bassinet with Drawer & Shelf | This stylish Stainless Steel Bassinet Carrier with Red Oak Wood Front Drawer and Rail Guard Bottom Shelf is designed for smooth, dependable travel from the nursery, and for easy storage of nursery items. Place this unit in the hospital nursery or mother's room to create a comfortable sleeping environment for all.Constructed of heavy gauge polished steel, Quiet Red Oak Wood Front Drawer operates on nylon ball bearing roller slides, Stainless steel shelf with rails is attached at 8" above the floor, 3" Whisper-Glides Casters, 2 braking, Trendelenburg may be obtained from either end of the bassinet, Overall Dimensions: 31" L x 17.5" W x 37.75" H, Drawer Dimensions: 27.88" L x 17" W x 6" H, 5-year warranty. | wood-front-stainless-steel-bassinet-with-drawer-shelf-c67.jpg
SKU: NKMNB-SSxDC | NKM Novum Medical Bassinet Carrier with Drawer and 12" Closed Cabinet | The ultimate bassinet in our stainless steel line. This unit is designed to meet every possible need, allowing the nursery to keep large quantities of infant supplies stored with each individual bassinet for easy access.Designed for smooth, dependable travel from the nursery, this two-door cabinet with interior shelf and large side opening drawer provide convenient access to ample storage. This unit should meet every possible need, allowing the nursery to keep a large amount of infant supplies with each bassinet. | bassinet-carrier-with-drawer-and-12-closed-cabinet-4c7.jpg
SKU: NKMNB-SSxOC | NKM Novum Medical Bassinet Carrier with Open Cabinet | Designed for smooth, dependable travel from the nursery, Constructed of heavy gauge polished stainless steel, whisper-glide 3" casters, quiet drawer slides and door hinges, Provide a comfortable sleeping environment so important for the newborn, Equipped with a 3 compartment, open storage cabinet. | bassinet-carrier-with-open-cabinet-8b0.jpg
SKU: UMFSS8538 | UMF Medical Bassinet | The UMF Medical SS8538 Stainless Steel Bassinet with Shelf is built on a heavy duty 1â€ O.D. (2.54cm) tubular stainless steel framework.Â Basket supports with insert bends allow basket to be moved to horizontal or elevated positions.Â Mounted on 3â€ (7.6cm) ball bearing swivel casters> | bassinet-af9.jpg
SKU: NKM69576X1-P | NKM Novum Medical Polycarbonate Bassinet Basket | Clear polycarbonate with rigid one-piece construction. It is available for all NK bassinets. | polycarbonate-bassinet-basket-f92.jpg
SKU: NKM9000X17T | NKM Novum Medical Millennium Bassinet Stainless Steel | Stainless Steel Millennium Bassinet Carrier is the first bassinet in the industry that offers both extra length and extra width. No separate basket is required. Even suitable for twins. | millennium-bassinet-stainless-steel-176.jpg
SKU: NKME2081CG | NKM Novum Medical Standard ICU Child Crib 5" Casters | Easy Access ICU Safety Gate System, 5" Casters (2 swivel, 2 braking), Solid Pan Sleeping System (non-helical design), Safety Extender (on all gatch decks), | standard-icu-child-crib-5-casters-3c7.jpg
SKU: NKME2082CG | NKM Novum Medical Klimer ICU Child Cribs, 30â€W x 60â€L | High Quality 20 Gauge Steel Tubing, 360Â° Access to Patient for ICU, Meets all Federal Safety Standards, Epoxy (E) or Chrome (C) Finish, Solid Pan Sleeping Surface, Side and End Vinyl Panels Included, 5" Casters, 2 with Brakes, Infant, Child & Youth Sizes, 5 YEAR WARRANTY. | klimer-icu-child-cribs-30w-x-60l-412.jpg
SKU: NKMC19 | NKM Novum Medical Vinyl Top for Infant Klimer Cribs | Vinyl Top for Infant Klimer Cribs. | vinyl-top-for-infant-klimer-cribs-995.jpg
SKU: NKMC21 | NKM Novum Medical Vinyl Top for Youth Klimer Cribs | Vinyl Top for Youth Klimer Cribs. | vinyl-top-for-youth-klimer-cribs-9a6.jpg
SKU: NKMC2000 | NKM Novum Medical Standard Child Crib Cage Top, 30" X 60" | The NK Cage Top is constructed with heavy duty, lightweight aluminum when heavy use is anticipated. The rail spacing is the same as recommended industry standards. For use on standard cribs. | standard-child-crib-cage-top-30-x-60-968.jpg
SKU: NKMC2002 | NKM Novum Medical Standard Youth Crib Cage Top, 36" x 72" | The NK Cage Top is constructed with heavy duty, lightweight aluminum when heavy use is anticipated. The rail spacing is the same as recommended industry standards. For use on standard cribs. | standard-youth-crib-cage-top-36-x-72-3c5.jpg
SKU: NKMU105 | NKM Novum Medical Under Crib Storage With O2 tank cutouts for Cribette | Under Crib Storage With O2 tank cutouts for Cribette | under-crib-storage-with-o2-tank-cutouts-for-cribette-cc1.jpg
SKU: NKMU110 | NKM Novum Medical Under Crib Storage Wth O2 tank cutouts for Infant Crib | Under Crib Storage Wth O2 tank cutouts for Infant Crib | under-crib-storage-wth-o2-tank-cutouts-for-infant-crib-70e.jpg
SKU: NKMU210 | NKM Novum Medical Under Crib Storage With O2 tank cutouts for Child Crib | Under Crib Storage With O2 tank cutouts for Child Crib | under-crib-storage-with-o2-tank-cutouts-for-child-crib-719.jpg
SKU: NKMU310 | NKM Novum Medical Under Crib Storage With O2 tank cutouts for Youth Cribs | Under Crib Storage With O2 tank cutouts for Youth Cribs | under-crib-storage-with-o2-tank-cutouts-for-youth-cribs-ace.jpg
SKU: NKMU400 | NKM Novum Medical Under Crib Storage, Stainless Steel to fit Infant Crib | Under Crib Storage, Stainless Steel to fit Infant Crib | under-crib-storage-stainless-steel-to-fit-infant-crib-804.jpg
SKU: NKMU410 | NKM Novum Medical Under Crib Storage, Stainless Steel to fit Child Crib | Under Crib Storage, Stainless Steel to fit Child Crib | under-crib-storage-stainless-steel-to-fit-child-crib-03f.jpg
SKU: NKMU420 | NKM Novum Medical Under Crib Storage, Stainless steel to fit Youth Crib | Under Crib Storage, Stainless steel to fit Youth Crib | under-crib-storage-stainless-steel-to-fit-youth-crib-abb.jpg
SKU: NKMPT3060 | NKM Novum Medical Standard Child Cribs, 30" x 60" Plexi Top | Standard Child Cribs, 30" x 60" Plexi Top. | standard-child-cribs-30-x-60-plexi-top-219.jpg
SKU: NKMPT3672 | NKM Novum Medical Optional Crib Tops, PlexiTop for 36â€ x 72â€ Standard Youth Crib | The NK PlexiTop is made from high impact, lightweight acrylic so lifting of the sides is a simple operation. Just squeeze the twothumb latches towards the center to lift. The acrylic panels are easy to clean and maintain. The aluminum trim is virtually care free.Top locks in place with four heavy duty elastic straps at each corner. These straps can be released for removal of the top, if necessary. This NK exclusive device permits an unobstructed view of the crib interior. The patient has freedom of movement whilebeing kept safe inside the crib. | optional-crib-tops-plexitop-for-36-x-72-standard-youth-crib-a9b.jpg
SKU: NKM115M-H | NKM Novum Medical Manual Youth Beds | Manual Youth Bed. Full safety length bedside rails that meet 2-3/8" spacing requirements for preventing entrapment, 5" braking casters, Solid pan sleeping surface (non-helical design), Improved crank mechanism, Includes 4 IV hook holes and 4 urine bag hooks, 5" Perfed Comfort Mattress, Height Adjustment: 33" - 43", Sleeping Surface: 33.5" x 64.5" | manual-youth-beds-eb9.jpg
SKU: HCIVS-HCI | HCI Healthcare RoomMate Visitors Station Wall-Mounted for IPTV | RoomMate Visitors Station Wall-Mounted for IPTV. | roommate-visitors-station-wall-mounted-for-iptv-696.jpg
SKU: HCIVS-TM-HCI | HCI Healthcare RoomMate Table-Top Visitors Station for IPTV | RoomMate Table-Top Visitors Station for IPTV. | roommate-table-top-visitors-station-for-iptv-bff.jpg
SKU: CLIIV-404 | Clinton Industries Economy 4 Leg 4 Hook IV Pole | Economy 4-Leg, 2-Hook IV Pole, Chrome plated steel pole/twist-lock adjustment. | economy-4-leg-4-hook-iv-pole-adb.jpg
SKU: CLIIV-31 | Clinton Industries Heavy Base 2 Hook IV Pole | 2-hook topChrome plated steel pole/knob-lock adjustment4-leg epoxy coated steel base with bumper guardsDetachable ram's horn hooks with plastic tips2" rubber wheel ball bearing castersSee available options45 lbs. load capacity under normal use | heavy-base-2-hook-iv-pole-d1e.jpg
SKU: CLIIV-40 | Clinton Industries Economy IV Pole 4-Leg 2-Hook IV Pole | Economy IV Pole | economy-iv-pole-4-leg-2-hook-iv-pole-da4.jpg
SKU: CLIIV-47 | Clinton Industries Economy 5 Leg 2 Hook IV Pole | Five-leg, Nylon base, 2 hook. | economy-5-leg-2-hook-iv-pole-094.jpg
SKU: CLIIV-336 | Clinton Industries Six Leg, 6-Hook Infusion Pump Stand | Six Leg, 6-Hook Infusion Pump Stand. | six-leg-6-hook-infusion-pump-stand-d25.jpg
SKU: HAR680401 | Harloff IV Pole 2 Prong |  | iv-pole-2-prong-09d.jpg
SKU: HAROPT-IV2 | Harloff IV Pole with 2 Prong for OptimAl Line Carts | 2 Prong IV Pole accessory for OptimAl carts only. | iv-pole-with-2-prong-for-optimal-line-carts-237.png
SKU: NKMIVSTAND-02DS | NKM Novum Medical Deluxe Series IV Pole 2 Hooks | Deluxe Series IV Pole, 2 Hooks | deluxe-series-iv-pole-2-hooks-c0c.jpg
SKU: UMFSS8343 | UMF Medical Stainless Steel IV Stand, 2-Hook, Hand Wheel | UMF Medical SS8343 two hook stainless steel I.V. pole. Â 24â€ (61.0cm) diameter base. Â Mounted on five legged, non-tip plastic base for stability. Â Equipped with 2â€ (5.1cm) swivel casters. Â Telescopic stainless steel rod is secured in place by a positive locking hand wheel.The UMF Medical SS8343 two hook stainless steel I.V. pole comes with a 3 year limited warranty. | stainless-steel-iv-stand-2-hook-hand-wheel-e92.jpeg
SKU: MKS59703200 | McKesson entrust 4-Leg I.V. Stand | Entrust iv pole floor stand 2-hook 4-leg, dual-wheel nylon casters, 22 inch epoxy-coated steel base | entrust-4-leg-iv-stand-62a.jpg
SKU: MKS81653209 | McKesson entrust Performance Optional Five Caster Base | Entrust performance five caster base - Latex-Free | entrust-performance-optional-five-caster-base-b53.jpg
SKU: IVL3002 | I.V. League Console Plate | This heavy-duty black powder coated plate measures 11.5 inches x 13.5 inches and features a lip on 3 sides and a special double clamp for a secure, positive fit. | console-plate-c54.jpg
SKU: OMNMD741314 | Omnimed Power Lifter I.V. Stand | Single column system Safe air-operated system featuring an internal, rechargeable 12V battery | power-lifter-iv-stand-f14.jpg
SKU: IVL1050-4 | I.V. League Premium Line Stat-Stand 4 Hook Top | Our biggest seller. The Stat-Stand is supplied with our heavy duty 3 inch diameter casters, our GFFâ„¢ clear coating on a polished 5 leg 24 inch diameter base, a steel support column with nylon bushing for more stability between the base and pole, our own I.V. League Squeeze Release, sparkling chrome plated pole and a choice of either 2 or 4 hook top. Height is adjustable from 56 3/4 inches to 99 3/4 inches. A very high quality product at an affordable price. | premium-line-stat-stand-4-hook-top-e09.jpg
SKU: IVL2050-4 | I.V. League Stainless Steel Stat Stand 4 Hook Top | Identical to our Premium Line Stat-Stand except the pole is highly polished and made of 1" & 3/4" stainless steel, hook top is made with 5/16" stainless steel and column support is made of stainless steel. | stainless-steel-stat-stand-4-hook-top-776.jpg
SKU: IVL1064 | I.V. League Rolling Stand with Tray 5 Leg Base | 5 Leg Base For monitors, pumps, etc. | rolling-stand-with-tray-5-leg-base-125.jpg
SKU: CVN84064 | Covidien Kangaroo Irrigation Kit, Enteral Feeding IV Pole Pouch, 60cc | The Kangaroo Irrigation Kits provide a safe and convenient means of storing syringes used with enteral feeding and irrigation systems. The transparent polyethylene bag hangs easily from an I.V. Pole and is clearly labeled to ensure proper use. The bag is quickly opened with the easy-to-use â€œtear-to-openâ€ design that has a re-sealable flap that protects the syringe contents inside. All products come with a luer adapter to ensure proper attachment to enteral feeding and irrigation systems. | kangaroo-irrigation-kit-enteral-feeding-iv-pole-pouch-60cc-929.jpg
SKU: NKMIVPP-09 | NKM Novum Medical The Power Pole | Power pole infusion stand is constructed primarily out of steel with powder coat finish. The base has heavy duty casters, was engineered to withstand 40 Lbs of fluid, and tip tested to OSHA standards. There is an internally mounted gas cylinder that is activated by depressing a foot pedal and provides approximately 20 lbs of lift assist. Handles are adjustable to provide optimal ergonomic benefit. The infusion stand is no larger than a conventional pole, elevates 90â€ and has no electronics, batteries or hydraulics. | the-power-pole-7bb.jpg
SKU: NKMIVSTAND-02 | NKM Novum Medical IV Stand, 5 Legs, 2 Rams Hooks | aIV Stand, 5 Legs, 2 Rams HooksÂ | iv-stand-5-legs-2-rams-hooks-ca8.jpg
SKU: NKMIVSTAND-04 | NKM Novum Medical IV Stand, 5 Legs, 4 Rams Hooks | IV Stand, 5 Legs, 4 Rams Hooks | iv-stand-5-legs-4-rams-hooks-4a0.jpg
SKU: NKMIVSTAND-08 | NKM Novum Medical IV Stand, 5 Legs, 8 Rams Hooks | IV Stand, 5 Legs, 4 Rams Hooks | iv-stand-5-legs-8-rams-hooks-c29.jpg
SKU: OMNMD741304 | Omnimed Mobile I.V. Pole | Ideal for stretchers, countertops or mobile stands. Telescopes from 31" to 47". Clamps onto and shape from .5" to 1.75". Works on flat or round surfaces. Contains a locking handle for theft prevention. Dual Rams Hooks nest inside for storage. Easy to relocate. | mobile-iv-pole-77e.jpg
SKU: DYNR4265 | Dynarex IV Pole Kit Enteral Feeding Syringe 60cc Non Sterile | IV Pole Kit with 500cc Bottle, 60cc Piston Syringe and Small Tube Adapter - N/S. Latex free. | iv-pole-kit-enteral-feeding-syringe-60cc-non-sterile-891.jpg
SKU: HAU2188 | Hausmann Industries 4 Hook IV Pole | 4 Hook IV pole Durable and functional. Offers superior performance and value at an economical cost. | 4-hook-iv-pole-8c5.jpg
SKU: CM6178 | PMI Incorporated I.V. Stand 2-Hook - 4 Leg | Feature 2 Hook Removable hooks make this economy IV pole versatile Easily converted to a 2 hook or 4 hook with easy-to-release push pin Chrome plated steel with weighted base provides strength durability and reduces the risk of tipping 4 ball bearing wheels provide a smooth transport and maneuverability Locking collar allows for easy height adjustment Limited Lifetime Warranty | iv-stand-2-hook-4-leg-b5e.jpg
SKU: HCIRMSWK1 | HCI Healthcare RoomMate Gen II IPTV Software Update Kit | RoomMate Gen II IPTV Software Update Kit. | roommate-gen-ii-iptv-software-update-kit-1ca.png
SKU: HCIBM15-AP | HCI Healthcare 15.6" Android BedMate Low-Voltage Hospital-grade LCD TV | Healthcare Information introduces the world's first capacitive multi-touch Androidâ„¢TV. With a 15" screen and swing arm mount, it is specifically made to enhance the patient experience in dialysis clinics, infusion centers, emergency rooms and other healthcare facilities. Seamlessly switching between computer and TV, HealthÂ­ care Information's 15" Android Bedmate sets a new standard in low-voltage, swing-arm televisions.Easy to install and maintain, the Android BedMate television offer many "smart" designs.Easy to clean, infection control all-glass front designâ€¢ Change channels and adjust volume with touchscreenâ€¢ Halo that provides ease of use and protectionâ€¢ Rounded corners for patient safetyâ€¢ USB clone for fast, easy setupâ€¢ Replaceable earphone jacksâ€¢ Antimicrobial acrylic surfacesâ€¢ Reliable front button touchpadsâ€¢ Integrated front-facing camera | 156-android-bedmate-low-voltage-hospital-grade-lcd-tv-2c9.png
SKU: HCIRM22III | HCI Healthcare 22" Generation III RoomMate Android-Powered Televisions | 22" Generation III RoomMate Android-Powered Televisions | 22-generation-iii-roommate-android-powered-televisions-98a.jpg
SKU: HCIBM13II | HCI Healthcare BedMate II Low-Voltage Swing-Arm LCD TVs, 13.3" | BedMate II Low-Voltage Swing-Arm LCD TVs, 13.3". | bedmate-ii-low-voltage-swing-arm-lcd-tvs-133-1a4.jpg
SKU: HCITS-BD32 | HCI Healthcare 32" Bolt Down Table Stand | 32â€ Bolt Down Table Stand. | 32-bolt-down-table-stand-57a.jpg
SKU: HCITS-42 | HCI Healthcare 42" Table Stand Specifications | 42" Table Stand Specifications. | 42-table-stand-specifications-3cc.jpg
SKU: HCICM-HCI | HCI Healthcare Pipe Ceiling Mount Specifications, 1 1/4â€ Thread | Pipe Ceiling Mount Specifications, 1 1/4â€ Thread. | pipe-ceiling-mount-specifications-1-1-4-thread-3cf.jpg
SKU: HCICM-HCI-HP | HCI Healthcare Hook Ceiling Mount | Hook Ceiling Mount. | hook-ceiling-mount-627.jpg
SKU: HCICM-HCI-HPT | HCI Healthcare RoomMate Hook Ceiling Mount | RoomMate Hook Ceiling Mount. | roommate-hook-ceiling-mount-145.jpg
SKU: RBW456G | R & B Wire Spring Platform Lift for 14 & 16 Bushel Poly Truck | R&B offers a great safety option with our spring platforms. All poly and vinyl bushel trucks can be outfitted with our safety ergonomically designed spring platforms - by minimizing reaching and bending. The platform which is specifically designed for each truck will allow the load to move higher as weight or capacity is reduced. Spring lifts and protective sleeves are in gray for all poly trucks. | spring-platform-lift-for-14-16-bushel-poly-truck-85a.jpg
SKU: DRV14027 | Drive Medical Med Aire 8" Alternating Pressure and Low Air Loss Mattress System | The Med Aire Alternating Pressure Mattress Replacement System with Low Air Loss by Drive Medical provides alternating pressure and is designed to be used in the prevention, treatment and management of Pressure Ulcers. The mattress has 20 air bladders, nine with laser holes to achieve the low air loss function and to increase patients comfort by keeping the affected area cool and dry ensuring a speedy recovery. The Aire cells are 8" high and are constructed with 40% nylon/60% PVC for longevity and durability. The zippered mattress cover is constructed with a quilted, urethane coated, nylon fabric which is, water resistant, vapor permeable, machine washable and low sheer safeguarding the patients skin and comfort. The "Whisper Quiet" pump produces a consistent air flow and the special vibration isolating features insure that the patient rests easily. The LED and audible alarms provide critical performance date and alert a caregiver when the pressure falls below 10mmHG, guaranteeing the patient is always comfortable. | med-aire-8-alternating-pressure-and-low-air-loss-mattress-system-fb1.jpg
SKU: CM5075 | Mobility Transfer Systems One Side Security Bed Rail | MTS Security Bed Rails helps keep individuals in bed and reduces the risk of injuries from falling. Our bed safety rails easily lower by depressing snap button to provide easy access for the caregiver. Security Bed Rails are made of steel and powder coated in off white to match any decor. | one-side-security-bed-rail-358.jpg
SKU: MAB552-1982-0000 | Mabis DMI Vinyl Pressure Pad 75-1/2" x 35" x 2-1/4" | 21 body support tubes continually change pressure, Heavy-duty embossed finish. | vinyl-pressure-pad-75-1-2-x-35-x-2-1-4-a00.jpg
SKU: INVSTS1080B39 | Invacare Therapy 1000 Bariatric Mattress, 39" Width | The Invacare solution for medium-to-high-risk residents includes precision, triple-layered fortress cut foams that provide pressure relief around bones, increase air flow to reduce surrounding temperature and provide uniform weight distribution for increased comfort | therapy-1000-bariatric-mattress-39-width-576.jpg
SKU: MAB555-7930-1900 | Briggs Healthcare DMI Body Positioner | The Briggs Healthcare DMI Body Positioner can be used under the knees for leg support, as a backrest, footrest or blanket support. The positioner helps maintain a comfortable body position. It is amde of Made of durable polyurethane foam. | dmi-body-positioner--0ef.jpg
SKU: HRAFFINITY | Hill-Rom Refurbished Affinity Hospital Birthing Bed | In labor and delivery, time and safety are top of mindÂ and every second counts.Â We have designed every detail of the AffinityÂ® 4 birthing bed to help make the birthing process safe for the patient and caregiver.Additional back saving features like the no lift Stow and Go foot section and ergonomic push handles make the Affinity 4 a smart choice for caregivers.Stow and Go No-lift Patient Foot SectionConvenient, stow away foot section stores under the bed, eliminating lifting and saving you valuable space in the birthing suite.Light Weight Lift-Off Foot SectionLightweight and easy to handle, the foot section stores on a built-in standÂ keeping the mattress of the floor.EasyGlide Calf SupportsWider Support with a strong release lever that can be actuated from any angle with one hand.Ergonomic blue handles with integrated IV pole cradlePosture and efficiency were taken into consideration with this option to the AffinityÂ® 4 Bed. Caregiver posture is naturally directed to a comfortable position with the angled design of these handles.You can also transfer 2 IV poles at once without assistance because of the IV pole cradle that is built into these handles.Integrated IV PolesIntegrated IV Poles offer a permanent solution for ease of transporting fluids.Line ManagersOptional Line managers offer you the ability to maximize the organization and efficiency of your medical equipment lines.Battery BackupWith battery backup, you can use all the bedâ€™s features, including changing height and position, when youâ€™re away from an outlet, reducing the time from â€œdecision to incisionâ€ in critical situations. | refurbished-affinity-hospital-birthing-bed-ac9.jpg
SKU: PMISA901P | Probasics APP Pads 78â€ x 34â€ Heavy Duty | Heavy duty 16 gauge PVC. 2 1/2â€ height (inflated). | app-pads-78-x-34-heavy-duty-1f9.jpg
SKU: PMI1036BV | Probasics Trapeze Base Only | Trapeze Base Only #1036BV. | trapeze-base-only-f07.jpg
SKU: SPA2080-29 | Span America PressureGuard Renew 80" x 35" Mattress | The new PressureGuard Renew Mattress starts with the same unique combination of pressure distributing air cylinders and patented Geo-MattÂ® anti-shearing topper with which its predecessor. It uses exclusive Constant Force Technologyâ„¢ to automatically adjust the mattress's network of interconnected air cylinders and elasticized reservoirs to the appropriate, therapeutic levels for each patient, regardless of their weight or position on the surface. Delivers customized pressure reduction comparable to low air loss, while providing patient with a stable surface to maximize functional ability and maintain safe positions.Provides a clinically effective solution for pressure ulcer prevention and treatment, and the cost effective alternative when resources limit care options. A proven option for prevention in the high risk ICU / CCU environment, and for care of the post-skin graft patient.Includes all the standard features of other PressureGuard products, including Geo-MattÂ® anti-shearing top surface, Heel Slopeâ„¢ feature, and Safety Edgeâ„¢ stability bolster system. Air system renewal kit is available as a separate item, see catalog. | pressureguard-renew-80-x-35-mattress--6fc.jpg
SKU: UMP0400-059 | UMP AC / DC Adapter for Bed Sentry Monitors | Keep your battery use down with this UMP AC/DC adapter designed for use with Bed Sentry Monitors. | ac-dc-adapter-for-bed-sentry-monitors-d6e.png
SKU: ECGP49452-640 | Encompass Group Merit Knit Fitted Bottom Sheets 36" x 84" x 14" | Merit Knit Fitted Bottom Sheets. | merit-knit-fitted-bottom-sheets-36-x-84-x-14-1ee.png
SKU: BMPIBCELII3676 | Blue Chip Medical Pre Vent Elite II 36" x 76" x 6" 16 CFR Part 1633 | The Pre-Vent II SeriesÂ® of therapeutic pressure redistributing foam mattresses is the culmination of extensive research and testing. Blue Chip Medicalâ€™s exclusive Sphereâ„¢, Reflectâ„¢ SCTâ„¢ and Multi-Flexâ„¢ designs react to body weight displacement across the entire surface. This prevents and relieves pressure sores by keeping the body in a constant state of suspension; Prevention by Suspensionâ„¢.Our unique shapes together with our Med-Flexâ„¢ PPFâ„¢ foams, react instinctively to a compression set, allowing for a fully automatic, totally zoned surface. Other manufacturersâ€™ surfaces are zone specific and must always take into consideration a patients weight, size (build) and shape. Blue Chipâ€™s Sphereâ„¢ and Reflectâ„¢ designs act independently as its own self-adjusting, pressure-redistribution zone. Every component of the Pre-Vent II SeriesÂ® medical foam mattress, undergoes a strict protocol to ensure clinical efficacy, infection control standards and durability for the life of the mattress. | pre-vent-elite-ii-36-x-76-x-6-16-cfr-part-1633-0f6.jpg
SKU: MONETSecureII | Stryker Secure II Hospital Bed Refurbished | Zero Transfer-gapSiderails Dual pedestal designCPR Release In-Rail Fowler/KneeGatch Control Electronic function lock-out controlFour Wheel Steel Ring Brake System with Centrally Located Activation PedalsBackrest Angle IndicatorLocking Caster Steering Four Traction SocketsRemovable Headboard with CPR Capability | secure-ii-hospital-bed-refurbished--ae7.jpg
SKU: INVIHCS5 | Invacare Carroll CS Series CS5 Bed | Itâ€™s time to change your definition of value. The Carroll CS Series CS5 Bed was developed for facilities requiring mobility at any height at a great value, and who appreciate the trademark Carroll CS Series Bed design elegance including the slat deck and tool-less assembly. | carroll-cs-series-cs5-bed-8ef.png
SKU: INVIHCSRLAS-NG | Invacare No Guard Carroll Assist Rail CS Series | 1/2 rail that attaches to midsection of the bed, offers three positions that provide safety while the resident is in the bed. | no-guard-carroll-assist-rail-cs-series-93f.jpg
SKU: MAB554-8067-9812 | Briggs Healthcare Protective Mattress Cover for Hospital Beds Disposable Contour Bulk | Protects and extends the life of the mattress. | protective-mattress-cover-for-hospital-beds-disposable-contour-bulk-dad.jpg
SKU: GF14025 | Lumex 5" Alternating Pressure/Low Air Loss Overlay System | 5" Alternating Pressure/Low Air Loss Overlay System Slim, lightweight system offers a cost-effective alternative to alternating pressure mattress replacement systems. | 5-alternating-pressure-low-air-loss-overlay-system-831.jpg
SKU: GF3862 | Grafco Zippered Cover Encloses Mattress Completely 76" x 36" x 6" | Zippered cover encloses mattress completely, 76" x 36" x 6" | zippered-cover-encloses-mattress-completely-76-x-36-x-6-64b.jpg
SKU: GF2960B | Lumex Bariatric Trapeze 600 lb Capacity | Helps patient safely change position in bed and transfer from bed to other equipment with minimal assistance. | bariatric-trapeze-600-lb-capacity-e34.jpg
SKU: DRV15001ABV | Drive Medical Full Length Hospital Bed Side Rails | These Deluxe Full Length Side Rails for Hospital Beds by Drive Medical telescopes with movement of the bed to provide adequate support. The 1" steel construction with brown vein finish is both strong and attractive. The rails adjust up or down thanks to spring-loaded release. The spring-loaded crossbars offer extra support, and come easy to install or easy to remove. The product is protected by a limited lifetime warranty. | full-length-hospital-bed-side-rails-411.jpg
SKU: DRV15208BV | Drive Medical Tool Free Adjustable Half Length Bed Rail | Safe and easy to install, this half rail by Drive Medical was designed specifically to comply as part of the FDA Hospital Bed System Dimensional and Assessment Guidance to Reduce Entrapment. Its with adjusts tool free in 2" increments from 36" to 42" and fits most beds with a steel frame. It is ideal for protection when bed is elevated but not for use with "Pan-Style" bed surfaces. Constructed of 1" steel and finished in an attractive brown vein, the half rail comes protected by a limited lifetime warranty. | tool-free-adjustable-half-length-bed-rail-d86.jpg
SKU: INVMA85RSR | Invacare Invacare MicroAIR True Low Air Loss Mattress with Raised Sides | The microAIR True Low Air Loss Alternating Mattress aids in maintaining a drier environment for users to allow the healing of stage I to IV pressure ulcers. For added peace-of-mind, audio and visual alarms signal low pressure or power outage situations. | invacare-microair-true-low-air-loss-mattress-with-raised-sides-535.jpg
SKU: INVMA85B48 | Invacare MicroAIR Alternating True Low Air Loss Bariatric Mattress in 48" Width | The microAIR True Low Air Loss Alternating Mattress aids in maintaining a drier environment for bariatric users to allow the healing of stage I to IV pressure ulcers. For added peace-of-mind, audio and visual alarms signal low pressure or power outage situations. | microair-alternating-true-low-air-loss-bariatric-mattress-in-48-width-6c6.jpg
SKU: INVMA85B42 | Invacare MicroAIR True Low Air Loss With Alternating Pressure With 1275 Blower in 42" Width | The microAIR True Low Air Loss Alternating Mattress aids in maintaining a drier environment for bariatric users to allow the healing of stage I to IV pressure ulcers. For added peace-of-mind, audio and visual alarms signal low pressure or power outage situations. | microair-true-low-air-loss-with-alternating-pressure-with-1275-blower-in-42-width-db1.jpg
SKU: INVMA95ZB42 | Invacare MicroAIR MA95Z Lateral Rotation Mattresse Bariatric 42" | MicroAIR lateral rotation mattress models provide lateral rotation, alternating pressure and low air loss therapy for residents who must be turned for pressure relief or other health indications. Inherent in the design of the patented Z-cell air cell design is alternating pressure as the mattress turns. | microair-ma95z-lateral-rotation-mattresse-bariatric-42-15a.png
SKU: INVMA95ZB48 | Invacare MicroAIR MA95Z Lateral Rotation Mattresse Bariatric 48" | These two (2) microAIR lateral rotation mattress models provide lateral rotation, alternating pressure and low air loss therapy for residents who must be turned for pressure relief or other health indications. Inherent in the design of the patented Z-cell air cell design is alternating pressure as the mattress turns. | microair-ma95z-lateral-rotation-mattresse-bariatric-48-94d.png
SKU: INVMA51 | Invacare MicroAIR Alternating Pressure Mattress Replacement With 10 LPM Compressor | The microAIR Alternating Pressure Mattress helps to reduce pressure to aid in the prevention and treatment of stage I to IV pressure ulcers. For added peace-of-mind, the solenoid valve system allows the mattress to remain inflated during a power outage. | microair-alternating-pressure-mattress-replacement-with-10-lpm-compressor-2ce.jpg
SKU: INVSRS2084 | Invacare Resolution Glissando Mattress | The Solace Resolution Glissando mattress is designed to prevent friction and shear, which can contribute to pressure ulcer development, while providing comfort for the resident. | resolution-glissando-mattress-2ae.jpg
SKU: INVSTS1080RSR | Invacare Therapy 1000 Mattress With Raised Side Rails, 80" Length | The Invacare solution for medium-to-high-risk residents includes precision, triple-layered fortress cut foams that provide pressure relief around bones, increase air flow to reduce surrounding temperature and provide uniform weight distribution for increased comfort | therapy-1000-mattress-with-raised-side-rails-80-length-0a4.jpg
SKU: INVSTS1080 | Invacare Solace Therapy 1080 Mattress 80" Length | Precision three-layered mattress of die-cut foams provides pressure relief around bones, increases air flow to reduce surrounding temperature and provides uniform weight distribution for increased patient comfort. Included in the STS1080 mattress are side supports to provide stability and durability. 84" length (STS1084) available. The InvacareÂ® SolaceÂ® Therapy Series Mattresses consist of multiple layers of foam that provide pressure relief and comfort for medium to high risk patients. The Therapy Series distributes weight as uniformly as possible and allows blood to flow through the capillaries in areas prone to pressure ulcer development. There are three different mattresses with unique features such as visco elastic foam and built-in side supports to provide optimal care. | solace-therapy-1080-mattress-80-length-b6f.jpg
SKU: DRV15007 | Drive Medical Bed Renter Densified Fiber Mattress | The durable and lightweight Bed Renter II mattress from Drive and Mason Medical offers a foam core that makes it perfect for years of homecare use. It includes our special Masongard vinyl cover that provides an anti-microbial, water resistant surface. | bed-renter-densified-fiber-mattress-898.jpg
SKU: INV5184 | Invacare Economy Foam Mattress 84" x 36" x 5.5" | Invacare's extra-long foam mattress provides the comfort and support necessary for taller patients. Measuring 84" in length and 36" in width, this high quality 1.5 lb. density foam mattress provides long lasting support and durability and complies with the Federal Flammability Standard for mattresses (Federal Regulation 16CFR1632/1633) to ensure patient safety.Invacare beds, mattresses and rails, excluding therapeutic support surfaces and bariatric beds, when used as a system and sold new after August 1, 2007, meet the voluntary FDA Guidelines for bed rail entrapment. Visit www.invacare.com/bedsafety for additional safety and entrapment information. | economy-foam-mattress-84-x-36-x-55--aec.jpg
SKU: INV5185XL | Invacare Innerspring Mattress : 80" L x 36" W x 6.5" D | This high quality, 312 coil innerspring mattress features a durable, vinyl cover to ensure firm and comfortable support for users. | innerspring-mattress-80-l-x-36-w-x-65-d-074.jpg
SKU: AQT7-2393R | Aquatherm Foam Bed Wedge | Use this foam wedge for pressure management for those bed ridden. The foam wedge can be used to elevate legs, head or shoulders. This foam positioning product is a medical supply that adds to patient comfort while reducing pressure that could cause bed sores. | foam-bed-wedge-d9d.jpg
SKU: CM2019 | Complete Medical Bed Advantage Rail 5000 | No assembly required -pops out of the box ready to be placed on any bed. Quality Steel Contruction - heavy duty steel with powder coat finish provides long lasting quality. | bed-advantage-rail-5000-f8e.jpg
SKU: CMASTS | Healthcraft Assista-Rail | The Assista-Rail provides secure in-bed support, perfect for anyone requiring assistance to move and lift themselves out of bed. The Assista Rail slides between the boxspring and mattress, and secures in place with a safety strap. The Assista Rail is height adjustable to accommodate various mattress thicknesses. Multiple cross bars provide safe handle placements for in bed movements. The Assista-Rail also features a convenient bed organizer that keeps your belongings in reach, right beside you. | assista-rail-907.jpg
SKU: CMSTPCM32 | Complete Medical e2 Ceiling Mount Trapeze 32 Ceiling Bar Stud 16 Ctr | For those who need help sitting up in bed but donâ€™t have the room or need for a SuperPole, thereâ€™s the e2 Ceiling Mounted Trapeze. Like the SuperTrapeze, it assists you in moving from a lying position to a seated position in bed by using a two offset ladder rung system. However, instead of attaching to the SuperPole, the e2 Trapeze hangs from a ceiling mounted grab bar. This means it can easily be slid to one side of the bed or removed and stored out of the way when not in use. | e2-ceiling-mount-trapeze-32-ceiling-bar-stud-16-ctr-c30.jpg
SKU: CM5085E | Mobility Transfer Systems Home Bed Rail for Electric Bed Double 30" x 20" |  | home-bed-rail-for-electric-bed-double-30-x-20-98b.jpg
SKU: CM5085 | Mobility Transfer Systems Security Bed Rail 30" Two Side | Security Bed Rail 30" Two Side. | security-bed-rail-30-two-side-b70.jpg
SKU: SPASP810-29 | Span America Geo Mattress HC 80" x 35" | Specifically designed for the needs of the at-home patient at risk for skin breakdown. Our Group 1 mattress is cut from a single 5" layer of high-quality foam in a fluid resistant, wipe-clean nylon and vinyl cover. Folded and boxed for convenient shipping, storage, and delivery. | geo-mattress-hc-80-x-35-ce8.jpg
SKU: SPAPR8035-29 | Span America Geo Mattress Pro Therapeutic Mattress 35 X 80 X 6 Inch | Single layer, zoned construction delivers excellent value for budget-conscious facilities. | geo-mattress-pro-therapeutic-mattress-35-x-80-x-6-inch--30a.png
SKU: SPA5880LR-29 | Span America PressureGuard APM2 Mattress 80" x 35" | Alternating Pressure or Lateral Rotation at the Flip of a Switch - With its two distinct therapy modes, the PressureGuard APM2 gives you twice the treatment options. Twice the flexibility. Twice the value. Change instantly and easily from alternating pressure to basic lateral rotation with a single, recessed toggle switch. | pressureguard-apm2-mattress-80-x-35--dbf.jpg
SKU: SAMP55031401 | Sammons Preston Lacura Bed Full Rail Pads with Vinyl Cover and Clamps | Lacura Bed Rail Pads - Extend between & below the rail & mattress for added protection. | lacura-bed-full-rail-pads-with-vinyl-cover-and-clamps-271.jpg
SKU: BGBKP38801 | Big Boyz King Pride 1000 Twin Model Bariatric Bed 38 X 80 | Feature Multiple Positioning Trendelenberg Reverse Trendelenberg Cardio Chair Independent Head & Knee Gatch For Personalized Positioning Foot Section Does Not Pitch Down But Plateaus To Reduce Edema Of Lower Extremities | king-pride-1000-twin-model-bariatric-bed-38-x-80-ad4.jpeg
SKU: JOE37644 | Joerns Eggcrate Overlay 2" Dual King | Retail packaging. | eggcrate-overlay-2-dual-king-5c6.jpg
SKU: STND8050 | Stander 30" Pivoting Safety Bed Rail | Side rail prevents falls and is a support bar for getting into and out of bed. Can be installed on either side of the bed. Folds down and out of the way when not in use. Attaches to any size home or hospital bed with included dual safety strap; also works well with adjustable beds. At 23" high, accommodates taller pillow top mattresses. Installs in minutes with 4 bolts and Allen wrench (included). | 30-pivoting-safety-bed-rail-8c5.jpg
SKU: CLDT20P-66104 | Calderon Textiles T-180 Twin flat sheet white hem thread 66" x 104" | Calderonâ€™s white ComfortWeaveâ„¢ 55/45 cotton/polyester sheets exceed industry standards with a 1Ã—1 weave construction and slanted pockets for superior fit and performance. | t-180-twin-flat-sheet-white-hem-thread-66-x-104-cc9.jpg
SKU: DRVLS9500 | Drive Medical Lateral Rotation Mattress with on Demand Low Air Loss 10" | A Lateral Rotation Mattress System from Drive and Mason Medical aids patients who are at risk for circulation problems and pressure ulcers. With the LS9500, the turning, moving and shifting of the patient is done by the mattress itself with the option of 10 comfort levels, adjustable turning cycles and angle adjustment of up to 40 degrees. The LS9500 can also operate with an "on demand" low air loss function to provide an aerated, cool, dry sleeping surface for maximum patient comfort. | lateral-rotation-mattress-with-on-demand-low-air-loss-10-055.jpg
SKU: DRVRTL1490COM | Drive Medical Compressed Bed Wedge Cushion | Experience the comfort of a good night's sleep with the Bed Wedge Cushion from Drive Medical. The comfortable foam cushion provides a gradual incline to your body when lying down, raising your head and shoulders to alleviate a number of symptoms from neck and back pain and respiratory issues to acid reflux, GERD and heartburn. Many even see improvement with snoring. The cushion comes compressed in a unique compact package and expands to full size when opened. The cushion's cover is also removable and machine-washable for easy care. | compressed-bed-wedge-cushion-010.jpg
SKU: HUMRGDB-100 | Humane Restraint Duramax Bed 75" x 30" x 16" | Heavy duty Duramax Bed includes side bars that run the length of the bed for easy adjustment of restraints. Designed to fit Humane Restraint's standard products, the bed also has a curved top for patient comfort and is non-porous for easy cleaning. Fire resistant mattress and restraint systems sold separately. | duramax-bed-75-x-30-x-16-bba.jpg
SKU: HRSLSS | Hill-Rom Simulation Lab Starter Bed Suite | The Advanta Med Surg Bed offers improved ease of use through innovation and proven performance. Designed to help caregivers accomplish their goals, the Advanta Med Surg Bed provides patients egress/ingress, less patient positioning, and more convenience through storage and other features. | simulation-lab-starter-bed-suite-f15.jpg
SKU: PRAM80010 | Proactive Medical Products Protekt Aire 1500 Adjustable Alternating Pressure Pump & Pad | Enables clinician to control interface pressure by adjusting air flow. | protekt-aire-1500-adjustable-alternating-pressure-pump-pad-465.jpg
SKU: MKS84584300 | McKesson Body Aligner McKesson 8 X 8 X 18 Inch Foam Free-Standing | Designed for excellent comfort and support solutions for patient positioning. | body-aligner-mckesson-8-x-8-x-18-inch-foam-free-standing-18a.jpg
SKU: INV6629 | Invacare Chrome Plated Full-Length Bed Rail | Features durable chrome-plated, welded steel construction and is designed to withstand heavy duty use. These rails can be installed on the following Invacare Beds: 5307IVC, VC5210, VC5310, 5310IVC, 5410IVC, 5410LOW. | chrome-plated-full-length-bed-rail-617.jpg
SKU: BMPTRW-ATS3580RC | Blue Chip Medical TRADEWINDâ„¢ ATS-RC with Remote Control | The Tradewindâ„¢ series is comprised of a heavy-duty low air loss mattress and your choice of three, dual-mode alternating pressure pumps. User friendly controls and ease of setup make Tradewindâ„¢ ideal for acute, long term care, hospice and the home bound patient. Tradewindâ„¢ series mattress utilizes 17 independent 8â€³ deep low air loss cells to provide pressure redistribution. Â Multi-directional stretch cover is loose fitting and will conform to the patient. The mattress was designed to fit all standard hospital beds. The innovative Tradewindâ„¢ ATS-RC Alternating Pressure with Low Air Loss mattress system features a handheld remote control for patient comfort and independence 24 hours a day. | tradewindtm-ats-rc-with-remote-control-5d3.jpg
SKU: DRVRTL15063-ADJC | Drive Medical Adjustable Height Home Bed Assist Handle - Open Box Special | All Open Box products are inspected to be sure they're in working order, and are backed by a 30-day warranty for any mechanical defects. Quantities are limited, so take advantage of these one-of-a-kind deal today! The Adjustable Height Home Bed Assist Handle from Drive Medical provides assistance for getting in to and out of your home-style bed. You won't have to worry about the fit since the handle attaches to either side of the bed. It simply slides underneath the mattress and includes an added feature on the base bar, "no-slip foam" that helps hold the bar in place. The removable handle is part of an all steel, chrome-plated construction that is strong, solid and easy to clean. The unit arrives in three pieces and can be assembled quickly and tool-free, and it also can be adjusted flat for easier storage. The 19.75"W x 13.5"H x 32.75"D rail can withstand a weight capacity of 250 pounds and is protected by a limited lifetime warranty. | adjustable-height-home-bed-assist-handle-open-box-special-3f1.jpg
SKU: JOEBARI10ABED | Joerns Evolutionary Bariatric Adjustable Hospital Bed | The Joerns Bari10A bed was specifically designed to address bariatric patient dignity while providing patient safety and comfort when patient weight exceeds standard weight limits. Its design allows for independent head and knee movement, up/down adjustments and gravity assist re-positioning while ensuring optimal clinical outcomes for your patient. | evolutionary-bariatric-adjustable-hospital-bed-344.png
SKU: STKRBFL28EX15215R | Stryker Go Bed II Med / Surg Hospital Bed Refurbished | The Stryker Go-Beds were created after extensive input and feedback from nursing professionals showed need for a medical/surgical bed that helps make patient care practices more efficient and mobile. Numerous one-button or one-handed controls allow caregivers to spend more time helping patients recover. | go-bed-ii-med-surg-hospital-bed-refurbished-6b2.png
SKU: MONETSecureIII | Stryker Secure III MedSurg Hospital Bed Refurbished | The acceptable number of adverse events in your facility is zero.With the right technologies and processes in place, potential adverse events often can be predicted and prevented. Our commitment to prevention includes both patients and caregivers. Our exclusive BackSmart design makes tasks safer and easier. Controls are more accessible. Bending and pulling motions are minimized. Exclusive, two position siderails and StayPut technology help to reduce the risk of stress injuries.Siderails are BackSmart designed with one-hand operation and an intermediate position for patient assistance during bed entry and exit.One-touch scale allows accurate, repeatable readings with the patient or bed in any position. iBed Awareness monitors local bed status information, alerting changes to preset positions visually, audibly or remotely.Open architecture platform gives you clinical and financial flexibility to choose any support surface for the bed.Exclusive StayPut Technology allows patientâ€™s proximal location to remain essentially unchanged when the head of bed is raised, reducing the need for patient repositioning while keeping patients close to bedside belongings. | secure-iii-medsurg-hospital-bed-refurbished--d14.jpg
SKU: STKRMLD304F20731R | Stryker LD304 Birthing Bed Refurbished | The Stryker LD304 Birthing Bed offer numerous advantages suach as: Convenient Controls: Single-button Trend-like positioning and the Stryker powered Skoocher feature allow customized positions with minimal effort. Ergonomic Design: The Stryker foot section promotes proper body mechanics to help prevent caregiver back strain and injury. Patented Skoocher Feature: Move mom closer to the perineal edge of the bed with the touch of a button. Secure in Comfort: The LD304 birthing bed provides comfort and security for both the mother and caregiver. Simple operation, mobility and an ergonomic design provide safety with the ability to position the bed for momâ€™s comfort . | ld304-birthing-bed-refurbished-a27.png
SKU: DRV15970-4280 | Drive Medical Gravity 9 Premium Long Term Care Pressure Redistribution Mattress Multi Layered Multi zoned Foam Mattress | High quality therapeutic foam mattress provides pressure redistribution and shear/friction reduction. | gravity-9-premium-long-term-care-pressure-redistribution-mattress-multi-layered-multi-zoned-foam-mattress-3f1.jpg
SKU: DRV15970-4284 | Drive Medical Gravity 9 Premium Long Term Care Pressure Redistribution Mattress Multi Layered/Multi zoned Foam Mattress | Gravity 9 Premium Long Term Care Pressure Redistribution Mattress, High quality therapeutic foam mattress provides pressure redistribution and shear/friction reduction. | gravity-9-premium-long-term-care-pressure-redistribution-mattress-multi-layered-multi-zoned-foam-mattress-631.jpg
SKU: JOEUCXTBED | Joerns UltraCare XT Bed Frame | The evolutionary UltraCare XT is one bed with the ability to adapt to many resident care environments. Through a remarkable combination of performance, function, and style, the UltraCare XT can be easily transformed to fit any configuration or room style. Upgrade to suit your facility's needs. Choose options such as SafeLight, UltraLock, and UltraWide or experience other great features to customize your UltraCare XT bed. | ultracare-xt-bed-frame-bd6.png
SKU: JOEECSBED | Joerns EasyCare Bed Frame | The revolutionary EasyCare is a fully configurable healthcare bed offered at price points ideal for care facilities of any size. Enhanced functionality and mobility features allow the bed to be configured to meet a variety of needs - for the both the patient and caregiver. Create the bed that works best for your patients and facility with features such as best-in-class integrated width expansion, pedal locking system, reinforced sleep deck, redesigned panel retentions, and new mattress corner stops that adjust with the bed width.The new EasyCare offers the desirable combination of features and value, and is designed to meet the challenges of safe and comfortable care. | easycare-bed-frame-f34.png
SKU: HRAdvance | Hill-Rom Advance 1100 Series Bed With Mattress Refurbished | The Hill-Rom Advance Series hospital beds are preferred by Doctors for Home Health Patients and are also perfect for hospitals, surgery centers and teaching facilities. Refurbished Hill-Rom Advance 1105 Hospital Bed is an auto-contour hospital bed with complete therapeutic positioning, central brake, steering, dynamic air sleep surface, patient and staff controls on head rails, and nurse control at the foot end.Professionally refurbished medical beds toÂ manufacturerâ€™s specifications:JCAHO required documentationÂ New paint & labelsFully function testedÂ Basic bed function (Head, Knee, Hi-low)Spring sleep surface (Standard) or Â orthopedic/Hard pan surface (Upgrade)Â Reconditioned Â PC boards, 1 year warrantyÂ Fully rebuilt side rails w/new plastics and switchesNew head/foot boards, your choice of laminateÂ colors, lifetime warrantyÂ New paint, Taupe (Standard) or Light NeutralÂ (Upgrade)Â New motor couplings and capacitorsÂ Rebuilt casters with new components andÂ wheelsDelivery/Installation performed by ourÂ technicians (Domestic only) 6 month warrantyOptions:Radio / TV / LightingBed ExitNurse CallNew PC BoardsParallegram Side RailsZone AireDynamic AireMattress (Built OEM Spec)220 volt transformers | advance-1100-series-bed-with-mattress-refurbished-196.jpg
SKU: DRV14428 | Drive Medical Air Mattress Overlay Support Surface | The Air Mattress Overlay Support Surface by Drive Medical's unique construction allows for efficient air flow throughout the mattress for use in the treatment and prevention of pressure ulcers. The air flow holes in the mattress, reduce heat and fluid buildup, ensuring that the affected areas remain well ventilated and dry for proper healing. The adjustable bed straps prevent the mattress from moving and ensuring user safety and comfort. | air-mattress-overlay-support-surface-284.jpg
SKU: HRTotalCare | Hill-Rom TotalCare Hospital Bed Refurbished | The TotalCareÂ® P500 therapy bed delivers the versatility to also respond to the needs of the immobile patients with a moderate to high risk for pressure ulcer development. The best strategy to avoid immobility related complications is to get patients mobile as early as possible. Aside from the Progressive Mobilityâ„¢ support coming with the TotalCareÂ® bed functionality.The surface technology addresses pressure, shear, friction and heatâ€”the four main extrinsic causes of pressure ulcers. Its weight based pressure redistribution system permanently communicates with the bedâ€™s scale system to generate the optimum pressure redistribution settings in four different zones and in any bed position. Advanced MicroclimateÂ® Technology removes excess heat and moisture from the surface for cooler, dryer skin, helping to prevent moisture lesions and increase patient comfort. A rapid response turn assist with a reminder function helps achieving turn protocol compliance while relieving strain and discomfort for caregivers and patients. Mattress Options:Air System: Helps prevent ulcers.Totalcare Sport Rotation: Includes air matress and rotation. Rotation can be programmed to alternate sides at set times. It is also useful for nursing and bathing.Totalcare Sport Percussion with Rotation: Percussion prevents fluid build up in the lungs.Totalcare Sport Percussion, Rotation and Low Air Loss: This system heps cure ulcers. | totalcare-hospital-bed-refurbished-103.jpg
SKU: DRVRTL15063-ADJC | Drive Medical Adjustable Height Home Bed Assist Handle - Open Box Special | All Open Box products are inspected to be sure they're in working order, and are backed by a 30-day warranty for any mechanical defects. Quantities are limited, so take advantage of these one-of-a-kind deal today! The Adjustable Height Home Bed Assist Handle from Drive Medical provides assistance for getting in to and out of your home-style bed. You won't have to worry about the fit since the handle attaches to either side of the bed. It simply slides underneath the mattress and includes an added feature on the base bar, "no-slip foam" that helps hold the bar in place. The removable handle is part of an all steel, chrome-plated construction that is strong, solid and easy to clean. The unit arrives in three pieces and can be assembled quickly and tool-free, and it also can be adjusted flat for easier storage. The 19.75"W x 13.5"H x 32.75"D rail can withstand a weight capacity of 250 pounds and is protected by a limited lifetime warranty. | adjustable-height-home-bed-assist-handle-open-box-special-3f1.jpg
SKU: INVSATINAPM2QC | Invacare SatinAir APM 2 Mattress | Designed to treat pressure ulcers in stages I-IV, this mattress has low air loss and alternating pressure therapies in one system. The 7.5 LPM pump features kink-resistant tubing and a low pressure alarm and is ideal for those on a budget. | satinair-apm-2-mattress-88d.jpg
SKU: ISG66124B | Cardinal Health Hospital Bottom Fitted Sheet | ReliaMed Hospital Bottom Fitted Sheet. Designed specifically for hospital beds. Stays in place even when head or foot of bed is raised. Fitted sheet measures 36" x 80 x 8". Color is white. Made of 50% cotton and 50% polyester. | hospital-bottom-fitted-sheet-e54.jpg
SKU: BGBQP4880 | Big Boyz Queen Pride 600LM 48 X 80 Extra Wide Heavy Duty Bed | Queen Pride 600LM 48 X 80 Extra Wide Heavy Duty Bed. | queen-pride-600lm-48-x-80-extra-wide-heavy-duty-bed-b8c.jpeg
SKU: DMI552-1952-0000 | Briggs Healthcare DMI Folding Beds Boards Double | Hardboard design provides maximum support. | dmi-folding-beds-boards-double-d2e.jpg
SKU: HRHybrid | Hill-Rom Hybrid Hospital Bed Refurbished | Hill Rom Beds for Safety, Quality, Comfort. Great product-intelligent, well-designed, clinically effective easy to use.Professionally refurbished medical beds toÂ manufacturerâ€™s specifications:JCAHO required documentationÂ New paint & labelsFully function testedÂ Basic bed function (Head, Knee, Hi-low)Spring sleep surface (Standard) or Â orthopedic/Hard pan surface (Upgrade)Â Reconditioned Â PC boards, 1 year warrantyÂ Fully rebuilt side rails w/new plastics and switchesNew head/foot boards, your choice of laminateÂ colors, lifetime warrantyÂ New paint, Taupe (Standard) or Light NeutralÂ (Upgrade)Â New motor couplings and capacitorsÂ Rebuilt casters with new components andÂ wheels1 year warranty | hybrid-hospital-bed-refurbished--49d.jpg
SKU: INVIH820-3MDLX | Invacare Long-Term Care Low Hospital Bed | Give your patients superior comfort, flexibility, and care with Invacare's low hospital bed. Featuring an expandable mattress deck, removable bed-end brackets, and a broad travel range, the Invacare hospital bed delivers long-term care and reliable performance without forcing you to go over budget. The six-function hand control offers bright symbols for easy operation by both staff and residents, while a built-in hand crank allows for manual raising and lowering in case of a power outage. The adjustable mattress deck allows you to extend the electric hospital bed from 76 inches to 80 inches.Â At 4MD Medical, you're treated to a wide range of medical equipment from some of the most trusted brands in the business. We want to give you quality gear at a discounted price, ensuring optimal care without breaking the bank. We provide free shipping on all qualifying orders over $250 for further savings. Take a look at our current selection, or contact us via phone or contact form with any questions. | long-term-care-low-hospital-bed-843.jpg
SKU: DRV15076 | Drive Medical Quick 'N Easy Comfort Mattress | The Drive Medical Quick 'N Easy Comfort Mattress features innovative super compression technology that allows it to fit in a 37.5" x 14" x 14" box. The Quick 'N Easy Comfort Mattress offers the utmost in comfort, safety and convenience. Its inner core is encased in fire retardant barrier, meeting regulation 16 CFR 1633. | quick-n-easy-comfort-mattress-65a.jpg
SKU: DRV15065R-1 | Drive Medical Home Bed Side Helper Assist Rail | Four easily accessible grasping points are there for your security on this Home Bed Side Helper Assist Rail by Drive Medical. The rail attaches to Hollywood-style bed frames and provides a stable and steady hand thanks to four sturdy legs that sit on the floor. The unit will help you get in and out of your home bed, yet won't affect the decor because it allows for normal bedding drapes. It will adjust to fit most beds and comes easy to install tool free. The 11" wide frame, built from durable, solid steel tubing, allows either one or two-handed use. An 8" mounting bracket is included for a more secure fit. The 11" (W) x 37" (H) x 11.5" (D) rail can sustain a weight capacity of 250 pounds and comes protected by a limited lifetime warranty. | home-bed-side-helper-assist-rail-19f.jpg
SKU: DRV15021BV | Drive Medical Half Length T Style Bed Rails | The half length "T" style bed rails by Drive Medical offer ideal, maximum protection without confining the patient. They are for use with "Pan-Style" beds and bariatric beds (model #s: 15300, 15302 and 15303) and will fit most manufacturer's beds. They are constructed of 1" steel and feature and attractive brown vein finish. | half-length-t-style-bed-rails-110.jpg
SKU: CM2031 | Complete Medical Inflatable Bed Wedge with Cover | Helps Acid Reflux, Sleep Apnea, Snoring problems, Heartburn and Sinus Drainage. Perfect for head, foot or leg elevation. Heavy gauge white vinyl. Washable blue dacron/cotton cover. Size 27" x 27" x 8" inflated. | inflatable-bed-wedge-with-cover-fc2.jpg
SKU: IPULB76 | IPU Low Beds, 300 lbs Capacity | Restraint-free comfort and safety for at-risk residents. Low beds from IPU allow residents to enjoy their stay in bed without fear of injury, while being cared for in the least restrictive environment. 80" L x 38.5" W, 300 lbs capacity, Wt. 34 lbs, ship wt. 70 lbs Ships UPS, some assembly required. | low-beds-300-lbs-capacity-aee.jpg
SKU: IPULB80 | IPU Low Beds, Wt. 38 lbs, ship wt. 70 lbs Ships UPS | Restraint-free comfort and safety for at-risk residents. Low beds from IPU allow residents to enjoy their stay in bed without fear of injury, while being cared for in the least restrictive environment.84" L x 38.5" W, 300 lbs capacity, Wt. 38 lbs, ship wt. 70 lbs Ships UPS, some assembly required. | low-beds-wt-38-lbs-ship-wt-70-lbs-ships-ups-047.jpg
SKU: INVIHCS7 | Invacare Carroll Series CS7 Hi Low Bed | The innovative CS7 has already become the industry standard for long-term care beds. With an Auto Contour feature that simultaneously raises both the head and the knees, residents stay comfortably in place while being better positioned for reading, watching TV or talking to family members. The simultaneous movement also helps prevent painful skin shearing that might otherwise occur during repositioning. | carroll-series-cs7-hi-low-bed--963.jpg
SKU: INVIH820DLX | Invacare 820DLX Bed | The 820DLX is the workhorse of long-term care, offering proven, dependable performance at an affordable price. | 820dlx-bed-737.jpg
SKU: GFUS0208PL | Lumex Patriot Homecare Beds Semi-Electric | Introducing the new Patriot Semi-Electric Homecare Bed with a grid sleep surface!Designed and engineered by the same team who develop the GF Long Term Care beds.Â Sleep surface and motors are MADE IN THE USA! | patriot-homecare-beds-semi-electric-16c.jpg
SKU: INVBARTRAP | Invacare Bariatric Floor Stand with Trapeze | The Invacare Bariatric Trapeze unit is an important patient accessory for bariatric patients. The free standing structure permits the patient to use the trapeze bar to change positions while in bed. | bariatric-floor-stand-with-trapeze-ee1.jpg
SKU: INVBAR600IVC | Invacare Bariatric Bed Red 600 lb. | The Invacare Bariatric Bed is a heavy-duty full-electric bed frame designed for bariatric individuals. It is capable of supporting patients who weigh up to 600 lb. The bed frame extends to the edges of the bed deck for better support than most other split-spring bariatric beds. Using the hand pendant, the patient or caregiver is able to change the positioning of the head and foot sections, as well as the bed height. Despite being substantial in size, bed setup within the home is easy - no special tools are needed. | bariatric-bed-red-600-lb-674.jpg
SKU: DRV15019 | Drive Medical Therapeutic Foam Pressure Reduction Support Mattress | The Drive Medical Therapeutic 5 Zone Support Mattress is a deluxe, horizontal, cross-cut, 5 zoned foam mattress which provides comfort, support and pressure redistribution. It comes with a best in class, 2-way stretch cover that reduces friction and shear, and is water resistant and vapor permeable, ensuring user comfort. 3 year limited warranty on foam; 12 month limited warranty on cover. | therapeutic-foam-pressure-reduction-support-mattress-f84.jpg
SKU: DRV14025N | Drive Medical 5" Med Aire Low Air Loss Mattress Overlay System with APP | The product is designed to be used in the prevention, treatment and management of pressure ulcers. The newly designed pump produces consistent air flow and has LED indicators to identify normal/low pressure levels. This mattress overlay achieves low air loss, increases patient comfort and keeps the patient cool. Spring lined air tube prevents kinks and disruption in air flow. The nylon cover is water resistant, vapor permeable, machine washable and it can be secured to the mattress with straps. | 5-med-aire-low-air-loss-mattress-overlay-system-with-app-50d.jpg
SKU: DRV14029 | Drive Medical Med Aire Alternating Pressure Low Air Loss Mattress System | Drive Medical's low air loss mattress operates in alternating pressure modes to prevent, treat, and manage pressure ulcers. Ideal for hospitals, home care, and nursing homes, the alternating air pressure mattress features 20 individual air bladders that are easy to replace along with three static air cells that provide superior comfort. When pressure reaches below 10 mmHg, the mattress activates LEDs and an alarm, while the cell-on-cell design keeps the patient from bottoming out in the event of a failure to ensure patient safety. Vapor permeable and water-resistant design create a durable, lightweight pressure ulcer treatment mattress.Â At 4MD Medical, you'll find medical equipment from brands you trust at greatly reduced prices. Receive free shipping on all qualifying orders over $250. If you have questions or need recommendations for a low air loss mattress, give us a call at 877-463-5818 or fill out our contact form. Take a look at our inventory for great medical equipment. | med-aire-alternating-pressure-low-air-loss-mattress-system-b35.jpg
SKU: DRV14030 | Drive Medical Med Aire Bariatric Low Air Loss Mattress Replacement System | The Med Aire Bariatric Low Air Loss Mattress Replacement System by Drive Medical is perfect for people looking for alternating pressure for Bariatric people. The alternating pressure system is optimized for pressure redistribution for people with up to Stage IV pressure ulcer, and thus was designed to prevent, treat, and manage pressure ulcers in a home, long term care, or acute care setting. The cell-on-cell design of 10" deep air cells prevents "bottoming out" which is when the patient would sink to the bottom of the mattress. The Med Aire Bariatric Low Air Loss Mattress even provides an additional 24 hours of use in the event of a power outage. The advanced digital pump allows for a custom setting which allows the individual to set the unit to his comfort and safety needs, and will even auto return to a alternating pressure mode if the system is left on static mode for more than 2 hours. The convenient cover stretches 4 ways, is low sheer, fluid resistant, vapor permeable, quilted and zippered. In the unlikely event that one of the 20 air cells malfunctions due to a puncture, they are easily removed and replaced. The unit also has a pillow function allowing 3 air cells at the head of the bed to stay in a static mode for better comfort and easier sleep. The system has 3 distinct diagnostic alarms which tell you whether the problem is with the mattress or the pump allowing for easy and effective troubleshooting. Be sure to consider the Med Aire Bariatric Low Air Loss Mattress Replacement System for effective treatment and ideal comfort. | med-aire-bariatric-low-air-loss-mattress-replacement-system-f21.jpg
SKU: DRV16500BV | Drive Medical Tool Free Adjustable Length Home Style Bed Rail | Tool-Free Adjustable Length Home-Style Bed Rail. | tool-free-adjustable-length-home-style-bed-rail-875.jpg
SKU: INVIH327-W | Invacare Somerset Bed Ends | Complete the elegant look and feel of Invacare Continuing Care beds with bed ends designed for durability, safety and aesthetics. | somerset-bed-ends-9bb.jpg
SKU: MJM676-40-S | MJM International Low Beds | The Low Bed "600" Series Comes In 3 Different Deck Heights. We Have Designed Our Bed Series With Safety First, With Resident/Patient In Mind And Equal Importance Given To The Caregiver, You Select The Appopriate Deck Height From 5", 8" And 11" | low-beds-f57.jpg
SKU: PSY8060 | Posey All Care Bed | Does not include hospital bed. IV Post Mount Brackets firmly attach the canopy to compatible hospital bed frames.**Enclosed Patented Mattress Compartment helps reduce the risk of patient entrapment and is expandable to accommodate 10-inch (25.4 cm) air mattress types.Water-repellent, skin friendly, and durable nylon canopy.Foam padded A-Frame holds the nylon canopy in place.Four access panels for patient care from all four sides.Quick-Release Buckles lock the zipper pull-tabs for added patient security.Ten Access Ports: eight tube ports and two drainage ports. | all-care-bed-fd4.jpg
SKU: PSY8070 | Posey All in One Bed | The Posey bed is an all-in-one hospital bed designed to help patients who are at an extreme risk of serious injury from unassisted bed exit or falling or rolling out of bed in the middle of the night. Featuring a full bed canopy, the Posey all-in-one can save lives without sacrificing comfort or accessibility.Who is the Posey Bed Ideal For?The Posey all-in-one bed is commonly used by hospitals, homecare practices, and senior living facilities to ensure comfort and safety of patients and clients. It is specifically designed to reduce the risk of unassisted bed exits and patient falls, prevent patients getting trapped in side rails or between the mattress and side rails, and provide a generally more controlled patient environment.The Posey bed is most often used by patients who have:Insufficient fat, muscle, or subcutaneous tissue to absorb the impact of a fallSevere risk of fractures as caused by a clinical conditionSevere osteoporosisA history of trauma from fallsUse of anticoagulantsHuntingtonâ€™s, Parkinsonâ€™s, and other conditions that cause uncontrollable movementsOther patients at risk of falling out of bed may also benefit from a Posey Bed, including patients with symptoms of behavioral, physical, or mental issues, such as:Visual or peripheral neuropathies impairing sense of positionMusculoskeletal problems causing impaired strength, unsteady gait, or weakened biomechanicsAltered awareness from medicationNeural illnesses that impair alertness or balanceDementiaWhy You Should Use the Posey All-In-One BedThe Posey Company prides itself on creating high quality products and are proven leaders in patient safety and fall management. The Posey bed combines comfort and safety to ensure great health and a good night of sleep for all patientsThe Posey bed reduces the need for belts, jackets, vests, and other traditional restraints, and thanks to the great design, doctors wonâ€™t have to worry about patient entrapment. The design does away with side rails and isolates the mattress to keep patients from getting trapped.At the same time, the Posey bed gives caregivers easy access to the patient through panel zippers and secure quick-release buckles. Patients still retain complete freedom of movement and mobility, reducing aches and pressure sores.At 4MD, weâ€™re dedicated to providing you with medical supplies and tools at a greatly reduced price from some of the best brands in the industry. If you have any questions, please donâ€™t hesitate to fill out our contact form or call us at (877) 463-5818. We offer free shipping on all qualifying orders over $250, so shop today for a Posey bed and save big! | all-in-one-bed-4ae.jpg
SKU: HRVersaCare | Hill-Rom Versacare Hospital Bed Refurbished | The VersaCare bed offers state-of-the-art technology enabling high quality care for mid to high acuity patients through advanced solutions supporting patient safety, patient mobilization, and skin care. The bed also assists caregivers with daily care making their job easier.Professionally refurbished medical beds toÂ manufacturerâ€™s specifications:JCAHO required documentationÂ New paint & labelsFully function testedÂ Basic bed function (Head, Knee, Hi-low)Spring sleep surface (Standard) or Â orthopedic/Hard pan surface (Upgrade)Â Reconditioned Â PC boards, 1 year warrantyÂ Fully rebuilt side rails w/new plastics and switchesNew head/foot boards, your choice of laminateÂ colors, lifetime warrantyÂ New paint, Taupe (Standard) or Light NeutralÂ (Upgrade)Â New motor couplings and capacitorsÂ Rebuilt casters with new components andÂ wheelsDelivery/Installation performed by ourÂ technicians (Domestic only)1 year warranty | versacare-hospital-bed-refurbished-87f.jpg
SKU: HRAdvanta | Hill-Rom Advanta Hospital Bed P1600 Refurbished | The Advanta Med Surg Bed offers improved ease of use through innovation and proven performance. Designed to help caregivers accomplish their goals, the Advanta Med Surg Bed provides patients egress/ingress, less patient positioning, and more convenience through storage and other features.Â Professionally refurbished medical beds toÂ manufacturerâ€™s specifications:JCAHO required documentationÂ New paint & labelsFully function testedÂ Basic bed function (Head, Knee, Hi-low)Spring sleep surface (Standard) or Â orthopedic/Hard pan surface (Upgrade)Â Reconditioned Â PC boards, 1 year warrantyÂ Fully rebuilt side rails w/new plastics and switchesNew head/foot boards, your choice of laminateÂ colors, lifetime warrantyÂ New paint, Taupe (Standard) or Light NeutralÂ (Upgrade)Â New motor couplings and capacitorsÂ Rebuilt casters with new components andÂ wheelsDelivery/Installation performed by ourÂ technicians - white glove (Domestic only)1 year parts warranty**Take note of product dimensions prior to ordering in order to ensure product is the correct fit for desired location and in order to ensure a smooth delivery. | advanta-hospital-bed-p1600-refurbished-5a2.jpg
SKU: HRCenturyPlusP1400 | Hill-Rom Refurbished Century Plus P1400 | Our Process Includes:Professionally refurbished medical beds to manufacturerâ€™s specificationsJCAHO required documentationNew paint & labelsFully function testedBasic bed function (Head, Knee, Hi-low)Spring sleep surface (Standard) orÂ Orthopedic/Hard PanÂ Surface (Upgrade)Reconditioned PC boards, 1 year warrantyFully rebuilt side rails w/new plastics and switchesNew head/foot boards, your choice of laminateÂ colors, lifetime warrantyNew paint, Taupe (Standard) or Light Neutral (Upgrade)New motor couplings and capacitorsRebuilt casters with new components and wheelsDelivery/Installation performed by our technicians (Domestic only)Quality & PriceÂ | refurbished-century-plus-p1400--f10.jpg
SKU: SAMP926929 | Sammons Preston M-Rail | Provided rails slide between mattress, and nylon webbing wraps and secures around box spring and under steel bed frame. | m-rail-59b.jpg
SKU: SAMP5130 | Sammons Preston Bed Pull Up | Ladder pull-up has four 12" rungs spaced for easy hand/arm placement so that client can pull himself up from bed. | bed-pull-up-0b5.jpg
SKU: SAMP562643 | Sammons Preston Bed Assist Rail with Folding Board | Helps user get in and out of either side of bed. Tri-fold wood board offers easy portability and storage. Easy, quick, no-tool assembly of two pieces. Simply slides under the mattress for extra-firm support. Removable powder-coated steel handle enables user to remove when not in use. Handle with the â€œMid Barâ€ creates easy grip for any height use. Measures 15"W x 33"D x 20"H. 250-lb. weight capacity. | bed-assist-rail-with-folding-board-2b9.jpg
SKU: SAMP562652 | Sammons Preston Bed Assist Handle | Provides help getting in and out of bed. | bed-assist-handle-a37.jpg
SKU: SAMP8094 | Sammons Preston BedCane | 19" x 23" base is placed under mattress and safety strap secures base to bed. Remove the pin, to collapse for storage. Adjusts in height 19"â€“22" from base. Fits twin, full, queen, and king size beds. 300-lb. weight capacity. Includes new organizing pouch. The LTC version has the same base and height adjustment, but is for facilities that do not want to use the pouch. The handle is also cut shorter so there is no loop to get caught in. | bedcane-1cb.jpg
SKU: NKMCC110 | NKM Novum Medical Electric Acute Care Adult Bed | Electric Acute Care Adult Bed. Mattress Length: 76" or 80". Mattress Width: 35". Overall Length: 85.5". Overall Width: 39.75". Max Back Angle: 70. Max Knee Angle: 30. Minimum Height: 8.9". Weight Capacity: 450lbs. Optional 4" extender available. | electric-acute-care-adult-bed-4d4.jpg
SKU: NKMCC160 | NKM Novum Medical Semi-Electric Long Term Care Bed | Mattress Length: 76" or 80". Mattress Width: 35". Overall Length: 85.5". Overall Width: 39.75". Max Back Angle: 70. Max Knee Angle: 30. Adjustable Height: 9.9" - 24.4". Weight Capacity: 450 lbs. Sturdy, attractive headboards and footboards. Durable powder coated epoxy finish that is easy to use and maintain. Includes locking casters for patient safety. | semi-electric-long-term-care-bed-6f9.jpg
SKU: ZOLL900323 | Welch Allyn PIC30 Carrying Case | PIC30 Carrying Case. | pic30-carrying-case-db5.jpg
SKU: NKMC16 | NKM Novum Medical 5" Caster for Semi Electric Long Term Care Bed Steering | 5" Caster for Semi-Electric Long Term Care Bed. | 5-caster-for-semi-electric-long-term-care-bed-steering--f7e.jpg
SKU: IPU99BAG | IPU Ultimate Support BAG-99 bag for Apex range (Single) | The Bag-99 by Ultimate Support is the perfect addition to your gigging rig! Each Bag-99 holds one of our extra tall sized speaker stands, including the TS-110B, TS-110BL, TS-99B, TS-99BL, TS-88B and our Lighting Tree Stands, the LT-99B and LT-88B. | ultimate-support-bag-99-bag-for-apex-range-single-134.jpg
SKU: REVMBED-450-FNR | Revolution Mobility Full-Electric Bed Package | Full-Electric Bed Package | full-electric-bed-package-239.jpg
SKU: STND1150W | Stander Standers Security Pole | This Stander's Security Pole is unique for several reasons.Â Because wall mounts are not needed, it can be moved to any room in your home whenever necessary. The slim design makes for an easy fit in tight spaces. It can be installed between the bathtub and the toilet, placed at your bedside, or conveniently, next to a sofa or chair. Installation is simple and secure.The floor-to-ceiling Security Pole is tension mounted and is packaged with its own wrench so no other tools are required. The Security Pole can be permanently installed with the wood screws that are included, if the user desires. | standers-security-pole-da3.jpeg
SKU: ISG661EBBCB | Health Care Wholesalers Cotton / Polyester Home Care Bed-in-A-Bag | Complete bedding set in a cotton polyester blend, includes 1 each 130 thread count: woven bottom sheet, top sheet and pillow case and a 100% cotton thermal blanket. Fits hospital bed mattresses up to 36"x80"x8". Open cell construction thermal blanket is preshrunk for long term service and breathable for warmth and comfort. | cotton-polyester-home-care-bed-in-a-bag-89b.jpg
SKU: HRAffinityII | Hill-Rom Refurbished Affinity II Birthing Bed | Hill-Rom Affinity II birthing beds were designed in conjunction with nursesand physicians to provide safety for patients and caregivers during labor. These birthing beds are perfect for hospitals, surgery centers and for teaching facilities.Â Professionally refurbished medical beds toÂ manufacturerâ€™s specifications:JCAHO required documentationÂ New paint & labelsFully function testedÂ Basic bed function (Head, Knee, Hi-low)Spring sleep surface (Standard) or Â orthopedic/Hard pan surface (Upgrade)Â Reconditioned Â PC boards, 1 year warrantyÂ Fully rebuilt side rails w/new plastics and switchesNew head/foot boards, your choice of laminateÂ colors, lifetime warrantyÂ New paint, Taupe (Standard) or Light NeutralÂ (Upgrade)Â New motor couplings and capacitorsÂ Rebuilt casters with new components andÂ wheelsDelivery/Installation performed by ourÂ technicians (Domestic only)1 year warranty | refurbished-affinity-ii-birthing-bed-56f.jpg
SKU: HRAffinityIII | Hill-Rom Refurbished Affinity III Birthing Bed | Hill-Rom Affinity III birthing beds were designed in conjunction with nursesand physicians to provide safety for patients and caregivers during labor. These birthing beds are perfect for hospitals, surgery centers and for teaching facilities.Professionally refurbished medical beds toÂ manufacturerâ€™s specifications:JCAHO required documentationÂ New paint & labelsFully function testedÂ Basic bed function (Head, Knee, Hi-low)Spring sleep surface (Standard) or Â orthopedic/Hard pan surface (Upgrade)Â Reconditioned Â PC boards, 1 year warrantyÂ Fully rebuilt side rails w/new plastics and switchesNew head/foot boards, your choice of laminateÂ colors, lifetime warrantyÂ New paint, Taupe (Standard) or Light NeutralÂ (Upgrade)Â New motor couplings and capacitorsÂ Rebuilt casters with new components andÂ wheelsDelivery/Installation performed by ourÂ technicians1 year warranty | refurbished-affinity-iii-birthing-bed-024.jpeg
SKU: CLDT501-SWEET | Calderon Textiles Pillow Standard Sweet Dreams Gel 33 oz | Our exclusive Sweet Dreams pillow is Calderonâ€™s most popular pillow. Itâ€™s machine washable and works fabulously as a sleeping or positioning pillow. Here youâ€™ll also find traditional fiber fill, staph chek, and pillow protector options. | pillow-standard-sweet-dreams-gel-33-oz-9f1.jpg
SKU: MONETHR1100R1 | Monet Medical Advance Bed, 1 Year Warranty | Fully electrical with bed exit, scale, side patient controls, foot board controls, break, stear and trend. Includes new mattress and patient side rails. | advance-bed-1-year-warranty-a72.jpg
SKU: NOA1070001BEI | NOA Medical The NOA Light High Low Bed | The four motors provides your residents with comfort positioning at the head and foot area, as well as height adjustment.Standard and High Impact Head and Foot Boards are available in a variety of colors.Â Able to effectively meet the needs of your clinical staff as well, the NOA Light provides a safe working load of 450 lbs. and offers a number of quality standard accessories as well.Bed system package includes the deck and frame, the electronics, mattress stays at corners, and handset all for one low price. | the-noa-light-high-low-bed-3f1.jpg
SKU: MEQL4300 | Ohmeda Infant Warmer Refurbished | The Ohmeda Ohio 4300 and 4400 Infant Warmer Systems are microprocessor-controlled neonatal thermal regulation systems which provide precise manual and servo control of the neonateÃ­s thermal environment. The Model 4300 includes a large, non-elevating bed, while the Model 4400 includes a large, elevating bed. Both models are intended for long term and procedural care, as well as use as an operating table. | infant-warmer-refurbished-cca.jpg
SKU: MDTSCN803506S | Medtrica Mattress Symmetry Sloped Heel Section | When searching for the right therapeutic mattress for your patients' needs, you can rest assured that our five models have been specifically engineered for patient safety and comfort.All our mattresses are manufactured and designed using 100% medical grade, Green Friendly foam of various densities for optimum pressure reduction. | mattress-symmetry-sloped-heel-section-406.png
SKU: INVPBAPMBARI42 | Invacare ProBasics SatinAir APM Bariatric Mattress 42" | The ProBasics SatinAir APM Bariatric Mattress combines low air loss and alternating pressure therapies into one durable and user-friendly mattress. Customize alternating pressure cycles in 10, 15, 20 or 25 minute intervals. | probasics-satinair-apm-bariatric-mattress-42-e99.jpg
SKU: INVPBAPMBARI48 | Invacare ProBasics SatinAir APM Bariatric Mattress 48" | The ProBasics SatinAir APM Bariatric Mattress combines low air loss and alternating pressure therapies into one durable and user-friendly mattress. Customize alternating pressure cycles in 10, 15, 20 or 25 minute intervals. | probasics-satinair-apm-bariatric-mattress-48-97b.jpg
SKU: INV5410IVC | Invacare Full Electric Home Care Bed | Users and caregivers can easily adjust body position and bed height with intuitive hand pendant. Maintenance is easy with color-coded junction box connections. Interchangeable bed ends reduce inventory and are washable with standard water pressure. | full-electric-home-care-bed-05a.jpg
SKU: HRADVANCEPACKAGE | Hill-Rom Advance Bed Package Refurbished | Includes Hill Rom Refurbished Advance 1105 Bed, Basic Mattress, NEW Overbed Table, NEW Bedside Cabinet. | advance-bed-package-refurbished-d95.jpg
SKU: HRADVANTAPACKAGE | Hill-Rom Advanta Bed Package | Includes Hill Rom Refurbished Advanta Bed, Basic Mattress, NEW Overbed Table, NEW Bedside Cabinet. | advanta-bed-package-1fa.jpg
SKU: PMISATINAPMDLX | PMI Incorporated SatinAir APM Low Air Loss Mattress | Probasics Satinair APM 2 Mattress is designed with laser air holes to improve circulation while minimizing heat build-up. This keeps the patient cool, dry and comfortable while using this mattress. Equipped with an antimicrobial cover, this air bed mattress is a safe, effective pressure ulcer treatment that is ideal for a wide variety of different types of patients. Designed with premium foam cut into square-shaped cells, the ProBasics SatinAir allows superior patient immersion and pressure redistribution. Audio and visual alarms notify patient and caregiver of low pressure or power outages. | satinair-apm-low-air-loss-mattress-236.jpg
SKU: INVSPS3080 | Invacare Prevention 3000 Mattress 80" Length | The soft heel section is upgraded to visco-elastic foam to cradle the sensitive area. This product provides comfort and support with built-in side supports and dual layer "fortress" cut foam. Also available in 84" length (SPS3084) and raised side rail design (SPS3080RSR) | prevention-3000-mattress-80-length-7ec.jpg
SKU: MAS2000PP-ADJ | Mason Medical Adjustable APP Pump with Bubble Pad | Adjustable APP Pump w/Bubble Pad. | adjustable-app-pump-with-bubble-pad-826.jpg
SKU: CM8050 | Complete Medical Fold Down Safety Bed Rail | Fold-Down Safety Bed Rail. | fold-down-safety-bed-rail-bf1.jpg
SKU: CMSTP-S | Healthcraft SuperPole With SuperTrapeze | HealthCraftâ€™s SuperTrapeze is an add-on to the SuperPole for increased functionality and mobility. Mounted to the SuperPole, the SuperTrapeze is ideal for pulling yourself from a lying to a sitting positionâ€”a difficult motion for many. By redesigning the triangular shape to include two points of leverage, you can maximize on strength to climb more easily into a seated position. The new, ergonomic design also reduces wrist strain. Once in a seated position, the SuperPole also provides support when getting out of bed. | superpole-with-supertrapeze-cdc.jpg
SKU: SPA50960-580 | Span America GeoMatt Therapeutic Overlay with Fitted Soft Skin Sleeve | The top surface is cut using our exclusive Geo-Matt design, which creates more than 800 individually responsive foam cells that are anatomically sized to the area of the body they carryThis zoned design delivers the ideal support characteristics needed at the head, torso, and lower extremitiesBy independently absorbing pressure points, the cells allow the Geo-Matt to customize its support to the body's natural curvature while minimizing the effects of pressure and shearing.In addition, Geo-Matt's exclusive "Ring-of-AirÂ® " feature helps to ventilate the surface, channeling heat away from the patient to minimize perspiration build-up | geomatt-therapeutic-overlay-with-fitted-soft-skin-sleeve-56e.jpg
SKU: HRMHECS3695 | Hermell Hospital Sheets and Pillow Case 3 Pack Set | Choose from either regular flat sheets and pillow cases or the Hospital contour fitted sheets. | hospital-sheets-and-pillow-case-3-pack-set-463.jpg
SKU: MAB559-8061-1900 | Briggs Healthcare Polyester Fabric Decubitus Pad with Elasic Straps | Helps to prevent decubitus ulcers. | polyester-fabric-decubitus-pad-with-elasic-straps-737.jpg
SKU: MAB554-8059-1900 | Briggs Healthcare Protective Mattress Cover for Hospital Beds, Contour Plastic, Each | Protects and extends the life of the mattress. | protective-mattress-cover-for-hospital-beds-contour-plastic-each-c82.jpg
SKU: GFGF100 | Graham Field Rolled Foam Mattress 80" x 36" x 6" | Economical pressure-reducing and pressure redistribution mattress. High quality foam mattress offers a high level of therapeutic comfort at an affordable price. Zippered, soft, flexible, and breathable Recovery5â„¢ nylon cover moves with the patient to reduce shear and is fluid-resistant, antimicrobial, anti-static and easy to clean. | rolled-foam-mattress-80-x-36-x-6-997.jpg
SKU: GFAQ2000 | Lumex Deluxe Variable Pressure Pump and Bubble-style Pad | Bubble style pad effectively reduces pressure, Automatic 5-minute cycle alternately inflates and deflates | deluxe-variable-pressure-pump-and-bubble-style-pad-04e.jpg
SKU: GFHDC-0072Z | Lumex Gel Lite III Gel Overlay | Gel Lite III Gel Overlay. | gel-lite-iii-gel-overlay-3e8.jpg
SKU: GF20252418B | Lumex Bariatric Skin Protection Cushions 24" x 18" x 4" | Bariatric Skin Protection Cushions, 24" x 18" x 4" | bariatric-skin-protection-cushions-24-x-18-x-4-be7.jpg
SKU: GF3862-1 | Grafco Zippered Cover Encloses Mattress Completely 80" x 36" x 6" | Zippered cover encloses mattress completely, 80" x 36" x 6" | zippered-cover-encloses-mattress-completely-80-x-36-x-6-4c1.jpg
SKU: GF3863 | Grafco Zippered Cover Encloses Mattress Completely, 76" x 54" x 6" | Zippered cover encloses mattress completely, 76" x 54" x 6" | zippered-cover-encloses-mattress-completely-76-x-54-x-6-710.jpg
SKU: GF3864 | Grafco Mattress Cover 76" x 36" x 6" Contoured Cover Elastic Bound Corners Fits Snugly Over the Top of Mattress | Contoured cover with elastic bound corners fits snugly over the top of mattress, 76" x 36" x 6" | mattress-cover-76quot-x-36quot-x-6quot-contoured-cover-elastic-bound-corners-fits-snugly-over-the-top-of-mattress-2ac.jpg
SKU: GF3864-1 | Grafco Contoured Cover With Elastic Bound Corners Fits Snugly Over The Top Of Mattress | Contoured cover with elastic bound corners fits snugly over the top of mattress, 80" x 36" x 6" | contoured-cover-with-elastic-bound-corners-fits-snugly-over-the-top-of-mattress-377.jpg
SKU: GF7-3000TC | Lumex Convoluted Foam Mattress Pads 3" Twin | Convoluted overlays are recognized primarily for comfort, not pressure management | convoluted-foam-mattress-pads-3-twin--559.jpg
SKU: GF7-3000EC | Lumex Convoluted Foam Mattress Pads 3" King 76x78x3 | Convoluted foam mattress pads 3" King 76x78x3 | convoluted-foam-mattress-pads-3-king-76x78x3-d6d.jpg
SKU: GF7-4000TC | Lumex Convoluted Foam Mattress Pads | Convoluted foam mattress pads | convoluted-foam-mattress-pads-c02.jpg
SKU: GF7-4000QC | Lumex Convoluted Foam Mattress Pads 4" Queen | Convoluted foam mattress pads - 4" queen 58x78x4 | convoluted-foam-mattress-pads-4-queen-997.jpg
SKU: INVMA95Z | Invacare microAIR Alternating Lateral Rotation with True Low air loss with Blower | Alternating lateral rotation includes patented z-cell bladder that provides subtle, gentle turning while providing alternating rotation during turns. Additional therapy includes true low air loss to wick away moisture. | microair-alternating-lateral-rotation-with-true-low-air-loss-with-blower-dea.jpg
SKU: INVMA85 | Invacare microAIR Alternating Pressure True Low Air Loss Mattress | The microAIR True Low Air Loss Alternating Mattress aids in maintaining a drier environment for users to allow the healing of stage I to IV pressure ulcers. For added peace-of-mind, audio and visual alarms signal low pressure or power outage situations. | microair-alternating-pressure-true-low-air-loss-mattress-341.jpg
SKU: INVSRS2080 | Invacare Resolution Glissando Mattress | The Invacare Glissando Gliding Mattress features a premium four-way stretch cover and two layers of high-density foam with a patented "gliding" layer designed to help reduce friction and shear which can contribute to development of pressure ulcers. | resolution-glissando-mattress-ad5.jpg
SKU: INVSTS3084 | Invacare 84 Inch Long, Solace Therapy 3000 Series Mattress | The Invacare solution for medium-to-high-risk residents includes precision, triple-layered fortress cut foams that provide pressure relief around bones, increase air flow to reduce surrounding remperature and provide uniform weight distribution for increased comfort | 84-inch-long-solace-therapy-3000-series-mattress-808.jpg
SKU: INVSTS3076 | Invacare 76 Inch Long, Solace Therapy 3000 Series Mattress | The Invacare solution for medium-to-high-risk residents includes precision, triple-layered fortress cut foams that provide pressure relief around bones, increase air flow to reduce surrounding remperature and provide uniform weight distribution for increased comfort | 76-inch-long-solace-therapy-3000-series-mattress-5c2.jpg
SKU: INVSPS1080 | Invacare Solace Prevention 1080 Mattress | A zoned top layer relieves pressure in the important susceptible body zones. The convoluted "fortress" cut design offers more surface area for patient support and relief. Two layers of high quality foam include softer head and heel sections.The Invacare Solace Prevention Series Mattresses are unique single and dual-layered foam mattress replacements that are designed to help minimize the risk of pressure ulcers by distributing the weight as uniformly as possible and allowing blood to flow through the capillaries in areas prone to lesion development. The Prevention Series offers four mattresses, each increasing in treatment efficacy as you move up the line. The unique and patented designs combine comfort and technology for patient and caregiver confidence. | solace-prevention-1080-mattress-bc1.jpg
SKU: INVSPS2080B48 | Invacare Prevention 2000 Bariatric Mattress 48" Width | The Invacare Solace Prevention Bariatric Mattress features soft head and heel sections for comfort and protection and fortress cut convoluted foam for extra support. The tri-laminate, vinyl bottom helps prevent slippage and the nylon top cover can be easily wiped clean. | prevention-2000-bariatric-mattress-48-width-fa7.jpg
SKU: MAB513-7614-2400 | Briggs Healthcare DMI Convoluted Foam Ring Cushion, Navy | DMI Convoluted Foam Ring Cushion, Navy, 18" x 15" x 3" | dmi-convoluted-foam-ring-cushion-navy-c1c.jpg
SKU: MAB513-7637-0200 | Briggs Healthcare DMI Waffle Foam/Gel Seat Cushion Oxford Nylon Cover Black | DMIÂ® Waffle Foam/Gel Seat Cushion, Oxford Nylon Cover, Black, 18" x 20" x 2-1/2". | dmi-waffle-foam-gel-seat-cushion-oxford-nylon-cover-black-87d.jpg
SKU: MAB513-7947-2400 | Briggs Healthcare DMI Sloping Back Seat Cushion, Poly/Cotton Cover, Navy, 16" x 18" x 2" - 4" | DMI Sloping Back Seat Cushion, Poly/Cotton Cover, Navy, 16" x 18" x 2" - 4" | dmi-sloping-back-seat-cushion-poly-cotton-cover-navy-16-x-18-x-2-4-96d.jpg
SKU: MAB513-7956-0200 | Mabis DMI Contoured Coccyx Cushion | Can be used as an all-purpose or coccyx cushion, Removable, waterproof nylon oxford cover helps provide incontinence protection. Skid-resistant bottom helps hold cushion securely in place. | contoured-coccyx-cushion-b13.jpg
SKU: MAB513-8006-0022 | Mabis DMI DMI Rubber Inflatable Ring 16" | Helps relieve the pain and discomfort associated with hemorrhoids and other perineal conditions. | dmi-rubber-inflatable-ring-16-701.jpg
SKU: MAB513-8019-0000 | Mabis DMI Inflatable Vinyl Ring 16" Blue | Offers a unique, easy inflation Roberts-style valve and inflates/deflates to desired comfort leve. | inflatable-vinyl-ring-16-blue-fa8.jpg
SKU: MAB554-8064-1900 | Briggs Healthcare Protective Mattress Cover for Hospital Beds Zippered Plastic | DMIÂ® Protective mattress cover of plastic with zipper for hospital beds with its machine washable & waterproof character helps increase the longevity of the mattress and is sold as a unit. | protective-mattress-cover-for-hospital-beds-zippered-plastic-a6f.jpg
SKU: INV5410LOW | Invacare Full-Electric Low Home Care Bed | Users and caregivers can easily adjust body position and bed height with intuitive hand pendant. Maintenance is easy with color-coded junction box connections. Interchangeable bed ends reduce inventory and are washable with standard water pressure. | full-electric-low-home-care-bed-622.jpg
SKU: HR850 | Hill-Rom Centra Series 850 / 852 Hospital Bed Refurbished | Hill Room Beds for Safety, Quality, Comfort, Great Product-Intelligent, Well-Designed, Clinically Effective and East To Use.Our Process Includes:Professionally refurbished medical beds toÂ manufacturerâ€™s specificationsÂ JCAHO required documentationÂ New paint & labelsFully function testedÂ Basic bed function (Head, Knee, Hi-low)Spring sleep surface (Standard) or Â orthopedic/Hard pan surface (Upgrade)Â Reconditioned Â PC boards, 1 year warrantyÂ Fully rebuilt side rails w/new plastics and switchesNew head/foot boards, your choice of laminateÂ colors, lifetime warrantyÂ New paint, Taupe (Standard) or Light NeutralÂ (Upgrade)Â New motor couplings and capacitorsÂ Rebuilt casters with new components andÂ wheelsDelivery/Installation performed by ourÂ technicians (Domestic only)1 year warranty (Domestic only)Quality & Price | centra-series-850-852-hospital-bed-refurbished--1f1.jpg
SKU: MAS300SC-1 | Mason Medical Multi-zoned Foam Mattress | Features TOP COVER: UNITEK NYLON - A 70 denier urethane coated nylon. Low-shear, fluid resistant; anti-microbial / anti-bacterial;fire-retardant. 3 PRESSURE ZONES / SOLID - CORE CONSTRUCTION: FOAM CORE: CHANNEL CUT HIGH DENSITY POLYURETHANE FOAM - 66 channel cuts provide pressure reduction and anti-shear sleeping surface. Core is fire-retardant and anti-microbial / anti-bacterial. CONTAMINATION BARRIER: MASON S BARRIER STOP - This flap reduces the possibility of contamination of the inner core. BOTTOM COVER: MASONGARD - Triple laminate vinyl; fluid resistant; anti-microbial / anti-bacterial; fire-retardant. FIRE-RETARDANT: CALIFORNIA TECHNICAL BULLETIN #117 OPTION: FSBS FIRE-STOP BARRIER SYSTEM (FIRE BARRIER) Conforms to California Technical Bulletin #129 and the NFPA life Safety Code 101. WEIGHT CAPACITY: 250 LBS. WARRANTY: 3-YEAR, NON-PRORATED WARRANTY SHIPPING METHOD: FedEx Ground / UPS CAT. NO: 300 SC-1 36" x 76" x 5"; 300 SC-2 36" x 80" x 5"; 300 SC-3 36" x 84" x 5" | multi-zoned-foam-mattress-899.jpg
SKU: MAS300SC-1 | Mason Medical Multi-zoned Foam Mattress | Features TOP COVER: UNITEK NYLON - A 70 denier urethane coated nylon. Low-shear, fluid resistant; anti-microbial / anti-bacterial;fire-retardant. 3 PRESSURE ZONES / SOLID - CORE CONSTRUCTION: FOAM CORE: CHANNEL CUT HIGH DENSITY POLYURETHANE FOAM - 66 channel cuts provide pressure reduction and anti-shear sleeping surface. Core is fire-retardant and anti-microbial / anti-bacterial. CONTAMINATION BARRIER: MASON S BARRIER STOP - This flap reduces the possibility of contamination of the inner core. BOTTOM COVER: MASONGARD - Triple laminate vinyl; fluid resistant; anti-microbial / anti-bacterial; fire-retardant. FIRE-RETARDANT: CALIFORNIA TECHNICAL BULLETIN #117 OPTION: FSBS FIRE-STOP BARRIER SYSTEM (FIRE BARRIER) Conforms to California Technical Bulletin #129 and the NFPA life Safety Code 101. WEIGHT CAPACITY: 250 LBS. WARRANTY: 3-YEAR, NON-PRORATED WARRANTY SHIPPING METHOD: FedEx Ground / UPS CAT. NO: 300 SC-1 36" x 76" x 5"; 300 SC-2 36" x 80" x 5"; 300 SC-3 36" x 84" x 5" | multi-zoned-foam-mattress-899.jpg
SKU: MAS900SC-2 | Mason Medical Multi-layered/zoned W/ Tri-Cut Channel heel section With Side Rails 36"x80"x6" | Multi-Ply ShearCare 900 Pressure Reducing Mattress | multi-layered-zoned-w-tri-cut-channel-heel-section-with-side-rails-36x80x6-93d.jpg
SKU: MASLS9000B-42 | Mason Medical Power Support Surface Mattress W/LAL900 Pump, 42â€X80â€X10â€ | Power Support Surface Mattress W/ LAL900 Pump | power-support-surface-mattress-w-lal900-pump-42x80x10-771.jpg
SKU: MASLS9000B-48 | Mason Medical Power Support Surface Mattress W/LAL900 Pump, 48â€X80â€X10â€ | Power Support Surface Mattress W/ LAL900 Pump | power-support-surface-mattress-w-lal900-pump-48x80x10-2c7.jpg
SKU: MAS8151-EP | Mason Medical Quick Fill Air Pump - Electric (upper unit) | Features For use in Home Care, Nursing Homes and Hospitals for prevention of bed sores stages Provides a comfortable sleeping surface without the normal rocking and wave effect found in most conventional water mattresses. Made of high grade vinyl providing durability and comfort to the patient. Seams are heat sealed and then electronically tested for virtual leak free performance. Contains an anti-microbial agent in the vinyl allowing for easy cleaning with a mild soap solution. | quick-fill-air-pump-electric-upper-unit-09c.jpg
SKU: MAS7098 | Mason Medical Safetycare Floor Mats With Masongard-IV Cover 36" X 66" x 3" | Mason s SafetyCare line of floor mats help prevent injury to the patient in the event of accidental roll-off from the bed. | safetycare-floor-mats-with-masongard-iv-cover-36-x-66-x-3-3f2.jpg
SKU: CM2025CVR | Mobility Transfer Systems SafetySure Safeguard Cover for MTS Hospital Style Bed Rails | Safe guard your facility against entrapment | safetysure-safeguard-cover-for-mts-hospital-style-bed-rails-8bb.jpg
SKU: CM1814A | Span America Eggcrate Bed Pad 3 x33 x72 | Feature 3 x 33 x 72 Provides extraordinary comfort and benefits circulation Gives more even support Color Blue | eggcrate-bed-pad-3-x33-x72-80a.jpg
SKU: CM5531 | Corflex Medic-Air Lumbar Roll | Feature 20 x 8 Air filled lumbar roll adjusts to shape of back and chair Portable includes carry case and adjustable positioning strap Guaranteed for one year | medic-air-lumbar-roll-ec4.jpg
SKU: CMRP107 | Carex Health Care Products Semi Roll Pillow | Is ergonomically designed to provide ideal spinal alignment and a therapeutic sleep posture to reduce head neck shoulder and back discomfort. | semi-roll-pillow-7b5.jpg
SKU: CMRP109 | Carex Health Care Products Round Cervical Pillow Blue Memory Foam 12 x 5 x 5 | Ergonomically designed to provide ideal spinal alignment and a therapeutic sleep posture to reduce head, neck, shoulder and back discomfort, Can also be used under the back, knees or ankles, The high quality memory foam reacts fast to provide instant relief and comfort, and provides slow memory foam recovery for longer support. | round-cervical-pillow-blue-memory-foam-12-x-5-x-5--583.jpg
SKU: CM7442A | Complete Medical Mattress Protector-Contour- Full 54 x75 x9 | Feature CONTOUR Full 54 x 75 x9 Excellent retail packaging! Protects mattress Heavy 3 gauge plastic Individually sealed in a poly-bag Treated with flame retardant Fits both mattresses and boxsprings up to 9 thick | mattress-protector-contour-full-54-x75-x9-947.jpg
SKU: CM7442B | Complete Medical Mattress Protector-Contour- Queen- 60 x80 x9 | Feature CONTOUR Queen 60 x 80 x 9 Excellent retail packaging! Protects mattress Heavy 3 gauge plastic Individually sealed in a poly-bag 3 Gauge Vinyl Treated with flame retardant Fits both mattresses and boxsprings up to 9 thick | mattress-protector-contour-queen-60-x80-x9-ef7.jpg
SKU: CM1875 | Mobility Transfer Systems Bed Rail 18 Single Sided | Feature Single Rail Prevents rolling out of bed while providing safety and security for the user Both models adjust up and down Security rails are made out of tubular steel and are powder coated in white Also available for home style adjustable beds (Craftmatic Beds) Rail Length - 18 Provides a rail on one side of the bed Will fill any sized home style bed Product Weight - 8 lbs Rail Height - 20 Weight Capacity - 250 lbs | bed-rail-18-single-sided-1db.jpg
SKU: CM2041A | Roloke Walpilo Cervical Pillow Standard | Aligns the head and neck while lying on the back or side. | walpilo-cervical-pillow-standard-021.jpg
SKU: CM2044 | Complete Medical Tubular Cervical Pillow Fiber Filled Jackson Type | This plush filled hypo-allergenic high-lofted polyester fiber filled pillow maintains proper neck posture and aligns the vertebrae restoring a stress-free normal neck contour | tubular-cervical-pillow-fiber-filled-jackson-type-ede.jpg
SKU: CM2034 | Complete Medical Foam Slant 12 Cover Only White | Feature WHITE COVERS ONLY FOR FOAM SLANTS 12 Cover for Foam Slant | foam-slant-12-cover-only-white-6f2.jpg
SKU: CM2038 | Complete Medical Cervical Pillow Square Anti-Stress | Feature 16 x24 Incorporates two cervical rolls of varying widths into a standard pillow for anatomically correct support Recessed center supports the head like a conventional pillow while the cervical sides can be rotated for desired cervical support Made of polyester fiber and the cover is made of polycotton Fits standard pillow cases | cervical-pillow-square-anti-stress-2bc.jpg
SKU: CM2039 | Complete Medical Cervical Butterfly Pillow | Gentle sloping bufferfly design eases the body into an ideal resting position. | cervical-butterfly-pillow-540.jpg
SKU: CM2030 | Complete Medical Foam Slant 7 1/2 Cover Only White | Feature WHITE COVERS ONLY FOR FOAM SLANTS 7 1/2 Cover for Foam Slant | foam-slant-7-1-2-cover-only-white-e71.jpg
SKU: CM7444D | Complete Medical Mattress Protector-Zippered- Twin 39 x75 x9 | Feature ZIPPERED Twin 39 x 75 x 9 Excellent retail packaging! Protects mattress Heavy 3 gauge plastic Individually sealed in a poly-bag Treated with flame retardant Fits both mattresses and boxsprings up to 9 thick | mattress-protector-zippered-twin-39-x75-x9-640.jpg
SKU: CM2025B | Mobility Transfer Systems Freedom Grip Travel Travel Handle Adjustable | Feature Adjustable Travel Handle Fits any style home bed (just slide between the box sping and mattress) Offers the safest and easiest way to get in and out of bed The handle enables the elderly injured or people with disabilities to be independent Helps to prevent falls and injuries and will ease the burden on the caregiver Strong and stable providing all the support needed for safe transfers to walkers bedside commodes or wheelchairs | freedom-grip-travel-travel-handle-adjustable-278.jpg
SKU: CMU22 | Roloke Bottoms Up Posture Seat Large 22 | Relieves back buttock pain and sitting fatigue, Supports spine from pelvis | bottoms-up-posture-seat-large-22-1cd.jpg
SKU: CM2044C | Complete Medical Cover Only Zippered for #2044 White | Cover Only Zippered for item #2044 | cover-only-zippered-for-2044-white-c50.jpg
SKU: CM2025 | Mobility Transfer Systems The Transfer Handle | Feature Standard (To 250 lbs) Fits any style home bed (just slide between the box spring and mattress) Offers the safest and easiest way to get in and out of bed The handle enables the elderly injured or people with disabilities to be independent Helps to prevent falls and injuries and will ease the burden on the caregiver Strong and stable providing all the support needed for safe transfers to walkers bedside commodes or wheelchairs Heavy duty handle attaches to metal bed frames without tools Model Choice: Use weight of patient | the-transfer-handle-54d.jpg
SKU: CM10104C | Complete Medical Gel Mattress Overlay 54 x76 x3 Full Size | Ideal combination of 5 gel bladders each comprised of 3 channels 2 thick, The gel bladders cover over 75% of the total overlay surface and are encased in a high density polyurethane foam casing. Prevents causing capillary occlusion with the lowest possible pressure readings. Sculptured foam surface with the inner gel core permits lateral movement of the skin preventing capillary occulsion which may lead to tissue necrosis by reducing friction and therefore skin destruction. | gel-mattress-overlay-54-x76-x3-full-size-4b9.jpg
SKU: CM7445 | Complete Medical Mattress Covers- Zippered Bx/12 | Feature Zippered Bx/12 36 x 80 x 6 Heavy 4 gauge plastic Individually poly bagged Zipper closure | mattress-covers-zippered-bx-12-0ba.jpg
SKU: CM1414 | PMI Incorporated Full Length Hospital Bed Rails (Pair) | Feature With 4 Bars Insert adapter in rail receptacle allows for use with 7/8 or 1 diameter rails Attractive brown vein finish Constructed of 1 steel for strength and durability Telescopes with movement of bed Easily adjusts up or down with spring-loaded release Spring-loaded crossbars are easy to intall and remove Universal Cross brace bars can be used with most manufacturers bed rails Limited Lifetime Warranty | full-length-hospital-bed-rails-pair-4cd.jpg
SKU: CM7442D | Complete Medical Mattress Protector Contour Twin 39 x75 x9 | Excellent retail packaging, Protects mattress. Heavy 3 gauge plastic. Individually sealed in a poly-bag Treated with flame retardant, Fits both mattresses and boxsprings up to 9" thick. | mattress-protector-contour-twin-39-x75-x9-e21.jpg
SKU: CM7444A | Complete Medical Mattress Protector-Zippered- Full 54 x75 x9 | Feature ZIPPERED Full 54 x 75 x 9 Excellent retail packaging! Protects mattress Heavy 3 gauge plastic Individually sealed in a poly-bag Treated with flame retardant Fits both mattresses and boxsprings up to 9 thick | mattress-protector-zippered-full-54-x75-x9-b07.jpg
SKU: CMMTS600 | Mobility Transfer Systems Reversible SlantRail for Home Beds | Feature Reversible This unique bed rail provides two different handles in one Provides a wide range of grasp and leveraging positions to help promote bed mobility Two tubular support tubes go far under the mattress with 4 foam wraps to protect against handle slippage Innovative torque rod to help prevent lateral tipping Not in retail packaging Dimensions: 18 H at highest x 6 1/2 H at lowest x 19 W Shipping Carton Size: 40 L x 30 W x 2 H | reversible-slantrail-for-home-beds-d9b.jpg
SKU: CMHBBLKCB | Obus Forme Highback Backrest Support Black | Our original, award-winning backrest support, the ObusForme Highback Backrest Support transforms ordinary chairs into ergonomically correct seating. Unlike ordinary "L"-shaped chairs, the "S"-shape of the Obus Forme Backrest Supports mold your spine into a more anatomically correct position, and help to enhance overall posture by supporting proper spinal alignment. | highback-backrest-support-black-ff4.jpg
SKU: CM1417B | Complete Medical Side Rail Wedge Gap Protector for Full Rail 72 (Pair) | Feature Full Rail 70 Doubles as a side rail gap protector in addition to being a patient positioner Patients are safe from falls and accidental slippage through any gaps between the mattress and side rail High density foam and medical grade vinyl cover material meet California Technical Bulletin #117 for fire-retardency and is anti-microbial | side-rail-wedge-gap-protector-for-full-rail-72-pair-a0c.jpg
SKU: CM2025C | Mobility Transfer Systems Freedom Grip Plus | The FREEDOM GripÂ® Plus bed transfer handle (bed rail) has all of the features and benefits of our popular FREEDOM Grip bed handle with an added advantage of a height adjustable handle to accommodate thicker mattresses. The top of the bed handle is covered with a non-slip grip for extra safety. The bed handle (bed rail) adjusts from 21.5" to 24.5" in height in 1" increments. Installation is quick, easy and tool free. The FREEDOM Grip Plus Bed Handle Bed Rail is the best combination of safety and economy. | freedom-grip-plus-3bf.jpg
SKU: CM1170B | Mobility Transfer Systems SafetySure Transfer Slide Unpadded Medium 37 W x 27 L | Feature UNPADDED Medium 37 W x 27 L The Safety Sure Transfer Slide (SST Slide) performs a multitude of tasks Rolling turning moving up in bed and transferring from one surface to another Facilitates easy and smooth transfers due to the slick inner surface of the slide Can be used with Safety Sure Transfer Boards tub seats or transfer benches for independent or assisted patient transfers Available in two sizes with or without padding Applications: Boost a patient up in bed Turn or adjust patients position in bed Facilitate transfers to wheelchair | safetysure-transfer-slide-unpadded-medium-37-w-x-27-l-738.jpg
SKU: CM2051B | Complete Medical Bedboard Folding 48 x 60 Wooden Double Gatch Type | Headboard design provides maximum support and convenient to handle | bedboard-folding-48-x-60-wooden-double-gatch-type-d09.jpg
SKU: CMOF-4P | Obus Forme The 4-Position Pillow Obusforme |  | the-4-position-pillow-obusforme-5cb.jpg
SKU: CM2045A | Roloke Cover only for Good 'n Bed Wedge White |  | cover-only-for-good-n-bed-wedge-white-3be.jpg
SKU: CMSTPCM24 | Complete Medical e2 Ceiling Mount Trapeze- 24 Ceiling Bar Stud 24 Ctr | Feature Ceiling Mount Trapeze (24 Ceiling Bar Studs on 24 Centers) Weight Capacity 300 lb A simple and economical alternative to floor base trapeze units Features the innovative e2 trapeze handle for increased leverage Conveniently slides to the side of the bed when not in use Unlike conventional triangle trapeze handles the e2 trapeze handle simulates two rungs on a ladder allowing for better leverage when climbing up to a seated position Will not obstruct the view Mounts directly to structural studs of virtually any ceiling | e2-ceiling-mount-trapeze-24-ceiling-bar-stud-24-ctr-16a.jpg
SKU: CM2022 | Complete Medical EZ Adjust Bed Rail | Bed Rail/Hand Rail - adjustable length allows for use as a bed rail to prevent falling out of bed or as a hand rail to assist in getting out of bed | ez-adjust-bed-rail-d26.jpg
SKU: CM11619 | Mobility Transfer Systems SafetySure Bed Pull Up 64" L x 4" W | Makes rising in bed easier | safetysure-bed-pull-up-64-l-x-4-w-165.jpg
SKU: CM2026 | Complete Medical Foam Slant w/White Cover 10 High | Feature SLANT WITH WHITE COVER 10 High x 26 W x 24 L Elevates the head allowing for better circulation and pressure relief Excellent comfort cushions Top quality polyurethane Quilted fabric covers adds a touch of color and decor to any room | foam-slant-w-white-cover-10-high-90f.jpg
SKU: SPAMX8435-29 | Span America Geo Mattress Max FBV 84" x 35" | Three-tier, zoned design makes it our finest Geo- Mattress offering. | geo-mattress-max-fbv-84-x-35-0aa.jpg
SKU: SPAMX8035-29 | Span America Geo Mattress Max 80" x 35" (FBV) | Redistributes pressure, reduces heat and skin moisture buildup. | geo-mattress-max-80-x-35-fbv-238.jpg
SKU: SPAL8435LR-29 | Span America PressureGuard Easy Air LR (FBV) 84" x 35" | All of the most needed features in one surface.Start with the popularÂ PressureGuard Easy Air, the low-air-loss surfaceÂ independently documented to outperform every leading low air loss system in moisture removal.Add the alternating pressure and lateral rotation modalities found in the effective PressureGuard APM2.The result: The most versatile, multi-modality surface on the market.Easy Air LR won't lose inflation in a power outage. Its stable surface won't "swallow up" the user. And itsÂ Safety Edgeâ„¢Â won't collapse like air-only mattresses can, making transfers safer. It won't make the user too hot or too cold, either.Ultra-simple to set up, clean and use. Comfort level is adjustable. "On/off" buttons control air flow and alternating pressure/lateral rotation/ floatÂ feature. Optional hand held pendant gives full control of mattress options.Weight limit:Â 500 lbs. in FLOAT and ALTERNATING, 350 lbs. in ROTATION.Â Â Â | pressureguard-easy-air-lr-fbv-84-x-35-0dd.jpg
SKU: SPACF7554-HS-29 | Span America Full Size In-Home PressureGuard 75" x 54" CFT FBV | PressureGuardÂ® CFTâ„¢ In-Home styles come in standard Full, Queen and King bed sizes for use in any home. The therapeutic air cylinder system can be placed in the center of the mattress or on the patient's right side. Half of the mattress is outfitted to deliver dynamic air therapy, while the remainder provides static air support. The air therapy portion can be manufactured into the center of the mattress for a single patient. Or, it can be built into the â€œpatient right sideâ€ of the mattress -that is, the patient's right hand side as referenced with the patient in the backlying position. The comforting cover is less institutional appearing, in a blue upper moisture barrier fabric. | full-size-in-home-pressureguard-75-x-54-cft-fbv-fa2.gif
SKU: SPA50960-584 | Span America Geo-Matt Therapeutic Overlay with Fitted Soft Skin Sleeve | The top surface is cut using our exclusive Geo-MattÂ® design, which creates more than 800 individually responsive foam cells that are anatomically sized to the area of the body they carry. This zoned design delivers the ideal support characteristics needed at the head, torso, and lower extremities. By independently absorbing pressure points, the cells allow the Geo-MattÂ® to customize its support to the body's natural curvature while minimizing the effects of pressure and shearing. In addition, Geo-Matt's exclusive "Ring-of-AirÂ® " feature helps to ventilate the surface, channeling heat away from the patient to minimize perspiration build-up. | geo-matt-therapeutic-overlay-with-fitted-soft-skin-sleeve-e3a.png
SKU: SPA50960-585 | Span America 80" Geo-Matt Therapeutic Overlay with Fitted Soft Skin Sleeve | Geo-Matt therapeutic overlay is used by thousands of hospitals and nursing homes throughout North America, and has been for close to two decades. Its innovative, clinically proven design provides economical yet effective performance in a wide variety of care settings. The top surface is cut using our exclusive Geo-MattÂ® design, which creates more than 800 individually responsive foam cells that are anatomically sized to the area of the body they carry. This zoned design delivers the ideal support characteristics needed at the head, torso, and lower extremities. By independently absorbing pressure points, the cells allow the Geo-MattÂ® to customize its support to the body's natural curvature while minimizing the effects of pressure and shearing. In addition, Geo-Matt's exclusive "Ring-of-AirÂ® " feature helps to ventilate the surface, channeling heat away from the patient to minimize perspiration build-up. | 80-geo-matt-therapeutic-overlay-with-fitted-soft-skin-sleeve-46a.jpg
SKU: SPASP761-000 | Span America Queen Size Geo-Matt Overlay 75" x 58" | Pressure ulcer prevention in mod-high risk patients. | queen-size-geo-matt-overlay-75-x-58--4bc.jpg
SKU: MKS11750509 | McKesson Medi-Pak Bed Mattress Performance Diamond-Cut Therapeutic with Side Walls 6 x 35 x 75 Inch | Anti-microbial, water resistant, top cover. Patented anti-microbial barrier behind the zipper to prevent ingress of fluids. Raised and contoured side bolsters. Reduces risk of resident falling out of bed. Protects against hard side rails. Keeps resident centered on the surface. 5-year non-prorated warranty. 35" x 75" x 6" | medi-pak-bed-mattress-performance-diamond-cut-therapeutic-with-side-walls-6-x-35-x-75-inch-9d3.jpg
SKU: MKS35134309 | McKesson Mattress Overlay Medi-Pak Convoluted Foam 33 X 72 X 3 Inch | Mattress Overlay Medi-Pak Convoluted Foam 33 X 72 X 3 Inch. | -mattress-overlay-medi-pak-convoluted-foam-33-x-72-x-3-inch--0df.jpg
SKU: MKS35144309 | McKesson Mattress Overlay Medi-Pak Convoluted Foam 33 X 72 X 4 Inch | Mattress Overlay Medi-Pak Convoluted Foam 33 X 72 X 4 Inch. | mattress-overlay-medi-pak-convoluted-foam-33-x-72-x-4-inch-695.jpg
SKU: MKS42174309 | McKesson Seat Cushion 16 X 17-3/4 X 3 Inch Convoluted Foam | Seat Cushion 16 X 17-3/4 X 3 Inch Convoluted Foam. | seat-cushion-16-x-17-3-4-x-3-inch-convoluted-foam-64b.jpg
SKU: MKS56134300 | McKesson Mattress Sleeve Medi-Pak 39 X 76 Inch Polyethylene | Mattress Sleeve Medi-Pak 39 X 76 Inch Polyethylene. | mattress-sleeve-medi-pak-39-x-76-inch-polyethylene-259.jpg
SKU: MKS58524300 | McKesson Heel / Elbow Protector Pad Medi-Pak Blue | Heel / Elbow Protector Pad Medi-Pak Blue. | heel-elbow-protector-pad-medi-pak-blue-818.jpg
SKU: MKS86164309 | McKesson Arm Cushion Medi-Pak 16 X 8 X 1 Inch Foam Free-Standing | Arm Cushion Medi-Pak 16 X 8 X 1 Inch Foam Free-Standing. | arm-cushion-medi-pak-16-x-8-x-1-inch-foam-free-standing-96f.jpg
SKU: MKS88074300 | McKesson Donut Cushion Medi-Pak 7 Inch Foam Free-Standing | Donut Cushion Medi-Pak 7 Inch Foam Free-Standing. | donut-cushion-medi-pak-7-inch-foam-free-standing-23b.jpg
SKU: REVMSS-APM-LAL-8 | Revolution Mobility 8'' Low Air Loss Mattress And Alternating Presure Mattress | Leaves warehouse within 24 to 48 hoursWith a transit time of 1-5 business daysStandard Ground (e.g. UPS, FedEx). | 8-low-air-loss-mattress-and-alternating-presure-mattress-471.jpg
SKU: RBW815 | R & B Wire Combo: 60" Single Garment Rack and Cover Kit + Cover | This combo includes the Garment Rack, 715 and the Cover Kit 741. Combo: 715, 741 Complete (specify cover color). | combo-60-single-garment-rack-and-cover-kit-cover-dcb.jpg
SKU: MAS3500-II | Mason Medical Bed Renter II, 36â€ x 76â€ x 5.5â€ | All new material consisting of 100% polyester fiber. Thermally bonded for stabilityand support. The densified polyester fiber core is designed specifically for usein Homecare. | bed-renter-ii-36-x-76-x-55-7e9.jpg
SKU: MAS3502-II | Mason Medical Bed Renter II, 36â€ x 84â€ x 5.5â€ | All new material consisting of 100% polyester fiber. Thermally bonded for stability and support. The densified polyester fiber core is designed specifically for use in Homecare. | bed-renter-ii-36-x-84-x-55-fdd.jpg
SKU: MASAS8800 | Mason Medical Low Air loss & Alternating Pressure Mattress System | The Masonair LS/AS8800 Alternating Pressure Mattress with Low Air Loss is one of the most advanced systems in the Masonair series. The microprocessor sensor technology provides continuous feedback to equalize pressure and maximize patient comfort. The mattress consists of (20) 8â€ high cell-on-cell designed air bladders. In case of a power failure the bottom 4â€ air cell will remain inflated offering sufficient weight support for the patient. The patented cell-on-cell design allows for rapid inflation and deflation of the air mattress while providing excellent pressure disbursement. | low-air-loss-alternating-pressure-mattress-system-5d3.jpg
SKU: MAS LS9000 | Mason Medical Low Air Loss Mattress System with Pulsate | LS 9000 Low Air Loss Mattress System with Pulsate. The Masonair LS.9000 system offers an extraordinary therapeutic mattress system for the prevention and treatment of pressure sores. The Powerloft Pro 900 pump produces 1180 liters of air flow per minute offering a cool and dry sleeping surface. This top of the line system offers 10 comfort settings, accommodating patients individual needs. The auto firm feature allows for a one minute fill rate. The exclusive pulsate mode reduces the air flow every 30 seconds to 50% of the comfort setting. This feature will intermittently reduce pressure and increase blood flow. The internal pressure control sensor continuously monitors surface pressure for optimal pressure relief. | low-air-loss-mattress-system-with-pulsate-530.jpg
SKU: MASBA9600-P | Mason Medical Balanced Aire Self Adjusting Foam/Air Mattress, 35â€X80â€X9â€ | Balanced Aire Self Adjusting foam/air mattress with Optional Alternating Pressure Pump is available as either a powered or non-powered support surface. As a non-powered surface the product provides excellent patient comfort and low interface pressures. The 12 tri-laminated foam filled air cells are separated into three distinct zones and are plumbed to the ambient room pressure. These cells are designed to provide proper support to every patient regardless of weight. Each air cell is constructed with the highest grade anti-microbial nylon/polyurethane material currently available. The air cells are contained within a high density foam perimeter which creates a smooth transition from the side rail to the air cell. In addition the cavity is sloped downward in the foot section to reduce the pressure in the heel zone. On top of the air cells is a 1'' layer of Visco-Elastic foam as well as 2'' of a 5-zoned convoluted polyurethane foam. The combination of these two foam layers give the patient the pressure reduction they need as well as the comfort they want and deserve. Add an alternating pressure pump and the Balanced Aire easily converts to a dynamic powered system for additional pressure redistribution and added circulation | balanced-aire-self-adjusting-foam-air-mattress-35x80x9-cc9.jpg
SKU: MAS8047-16 | Mason Medical Balanced Aire Adjustable Cushion, 16" x 16" x 2" | The Balanced Aire Adjustable Cushionâ„¢ is our Premier Pressure managementwheelchair cushion. The Balanced Aire Adjustable Cushionâ„¢ offers you dynamic andaggressive positioning, unmatched stability and a highly advancedlevel of prevention and treatment of pressure ulcers. | balanced-aire-adjustable-cushion-16-x-16-x-2--b39.jpg
SKU: CMHBNVYCB | Obus Forme Highback Backrest Support-Navy | Our original, award-winning backrest support, the ObusForme Highback Backrest Support transforms ordinary chairs into ergonomically correct seating. Unlike ordinary "L"-shaped chairs, the "S"-shape of the Obus Forme Backrest Supports mold your spine into a more anatomically correct position, and help to enhance overall posture by supporting proper spinal alignment. | highback-backrest-support-navy-b86.jpg
SKU: VALVM-1802GEL | Val Med Gel Cushion, 16" x 18" x 2" | Conforms to the body's natural contours and optimizes pressure reduction. Perfect for wheelchairs, cars, desk chairs and more. Water resistant, anti-bacterial fabric zippered cover with anti-slip bottom and safety strap. Full color retain box. | gel-cushion-16-x-18-x-2-ca4.jpg
SKU: VALVM-1803GEL | Val Med Gel Cushion, 16" x 18" x 3" | Conforms to the body's natural contours and optimizes pressure reduction. Perfect for wheelchairs, cars, desk chairs and more. Water resistant, anti-bacterial fabric zippered cover with anti-slip bottom and safety strap. Full color retain box. | gel-cushion-16-x-18-x-3-752.jpg
SKU: DVMLP-5200 | Devon Medical CircuFlow Model 5200 Lymphedema Compression Therapy Pump | The CircuFlow 5200 Compression Therapy pump may help relieve painful symptoms associated with lymphedema.Intermittent gradient sequential pressure is applied through the multi-chambered garments to increase venous blood flow and provide extracellular fluid clearances for the patient. The deviceâ€™s digital LCD screen provides easy access to all of the necessary set-up information and real-time pressure readings needed during operation of the device. The CircuFlow 5200 is safe for patients to use in the comfort of their own homes, something that was very important to patients that need this device. Lymphedema can be a very uncomfortable, and sometimes debilitating condition for many people and this device can be a viable option for those who are looking to effectively increase their mobility and decrease their pain.Product FAQ'S:What size garments do I need?The most important measurement is the inseam length. Find the range that your measurement falls into and that is what size you should get. For instance, if the inseam measurement is 34 inches, you should pick a large. Then you should measure the circumference around your ankle, knee, and thigh to see if you fit the standard size, wide, or extra wide size. If your measurement is not in a range, for example 27 inches, pick the size larger than that measurement, so the correct choice would be a medium sleeve since it can accommodate up to 29 inches. Please reference the Garment Measurement Chart attached when deciding what sleeve is necessary.How long will it take my garment to inflate?Although each pump was designed to inflate every garment within three minutes, depending on what size garment is being used, filling times will vary.What if I have to end my session sooner than expected?All of the CircuFlow pumps are designed with a built in deflation cycle. To end your session, press STOP at any time and the pump will deflate the sleeve for easy removal. To further deflate the sleeve, press the STOP button again to initiate another deflation cycle. This method may be used until the garment can be taken off easily. After pressing the STOP button, the pump will not resume from its therapy from where it left ofWhat is the default setting for the CircuFlow 5150 and the 5200 device?The factory default setting for the CircuFlow 5150 is 40 mmHg of pressure in the first chamber, with a 60 minute treatment time and 7% gradient. The user has the option to change the pressure and treatment time settings.The default setting for the CircuFlow 5200 is 45 mmHg of pressure in the first chamber, 30 minute treatment time, 7% gradient, and 30 second cycle time. The user has the option to change the pressure, gradient, cycle time, treatment time settings, and the ability to skip a chamber if necessary.How do I adjust pressure and time settings on the CircuFlow 5150 sequential compression device?Although the default pressure and time is set from the factory, some adjusting may be needed based on prescriptions obtained from your physician. To adjust the CircuFlow 5150 for personal use, press and hold the MODE button for at least 10 seconds. This will show you the customizing options. Use the ARROWS to adjust for the desired time and pressure. To exit the customizing screen, press the MODE button twice to return to the default screen. Never change your settings without first discussing with your prescribing physician.Why canâ€™t I adjust the time and pressure on the CircuFlow 5200 sequential compression device?The CircuFlow 5200 Lymphedema pump has a built in Lock Function that the physician and/or DME distributor can initiate so that the controls cannot be tampered with. To confirm the pump has been locked, press the knob down. If you are prompted for a password, then the machine is locked. If the machine is not locked and you still cannot change the mode, pressure, or time settings. Contact your pump distributor for more information. | circuflow-model-5200-lymphedema-compression-therapy-pump-bf7.jpg
SKU: DVMLP-5150 | Devon Medical CircuFlow Model 5150 Lightweight Lymphedema Compression Therapy Pump | The Circuflow 5150 Lymphedema Compression Therapy pump is , that are associated with chronic lymphatic and venous disorders in the extremities.Upon turning the device on, the Circuflow 5150 quickly inflates, compressing the affected limbs, with a cycle time of 15 seconds per chamber, a total time of 60 seconds, and a rest time of 12 seconds. Its sleek, lightweight design makes it easy to handle and maneuver, allowing for successful use and continued beneficial treatment options. This device may be the answer you need to provide you with the freedom you desire to get back to living a more active life with less swelling from lymphedema.Product FAQ'S:What size garments do I need?The most important measurement is the inseam length. Find the range that your measurement falls into and that is what size you should get. For instance, if the inseam measurement is 34 inches, you should pick a large. Then you should measure the circumference around your ankle, knee, and thigh to see if you fit the standard size, wide, or extra wide size. If your measurement is not in a range, for example 27 inches, pick the size larger than that measurement, so the correct choice would be a medium sleeve since it can accommodate up to 29 inches. Please reference the Garment Measurement Chart attached when deciding what sleeve is necessary.How long will it take my garment to inflate?Although each pump was designed to inflate every garment within three minutes, depending on what size garment is being used, filling times will vary.What if I have to end my session sooner than expected?All of the CircuFlowâ„¢ pumps are designed with a built in deflation cycle. To end your session, press STOP at any time and the pump will deflate the sleeve for easy removal. To further deflate the sleeve, press the STOP button again to initiate another deflation cycle. This method may be used until the garment can be taken off easily. After pressing the STOP button, the pump will not resume from its therapy from where it left off.What is the default setting for the CircuFlow 5150 and the 5200 device?The factory default setting for the CircuFlowâ„¢ 5150 is 40 mmHg of pressure in the first chamber, with a 60 minute treatment time and 7% gradient. The user has the option to change the pressure and treatment time settings.The default setting for the CircuFlowâ„¢ 5200 is 45 mmHg of pressure in the first chamber, 30 minute treatment time, 7% gradient, and 30 second cycle time. The user has the option to change the pressure, gradient, cycle time, treatment time settings, and the ability to skip a chamber if necessary.How do I adjust pressure and time settings on the CircuFlow 5150 sequential compression device?Although the default pressure and time is set from the factory, some adjusting may be needed based on prescriptions obtained from your physician. To adjust the CircuFlowâ„¢ 5150 for personal use, press and hold the MODE button for at least 10 seconds. This will show you the customizing options. Use the ARROWS to adjust for the desired time and pressure. To exit the customizing screen, press the MODE button twice to return to the default screen. Never change your settings without first discussing with your prescribing physician.Why canâ€™t I adjust the time and pressure on the CircuFlow 5200 sequential compression device?The CircuFlow 5200 Lymphedema pump has a built in Lock Function that the physician and/or DME distributor can initiate so that the controls cannot be tampered with. To confirm the pump has been locked, press the knob down. If you are prompted for a password, then the machine is locked. If the machine is not locked and you still cannot change the mode, pressure, or time settings. Contact your pump distributor for more information. | circuflow-model-5150-lightweight-lymphedema-compression-therapy-pump-f27.jpg
SKU: GMP65232 | Graham Medical Flat Sheet Non-Woven Blue 40" x 84" | Flat Sheet, Non-Woven, Blue, 40" x 84", 50/cs | flat-sheet-non-woven-blue-40quot-x-84quot-e88.jpg
SKU: ARMAM-664 | Armedica Fixed Height Mat Platform 6' x 8' x 20" High | Feature AM Series Fixed Height Mat Paltform. Welded tubular steel frames and legs, with fully finished and burnished welds. 34 oz. Heavy-duty vinyl with Permablok 3(R) bacterial protection. 2" Firm density foam tops. Radiused, seamless corners on upholstered components. 900 lb. Weight capacity. | fixed-height-mat-platform-6-x-8-x-20-high-d50.jpg
SKU: ARMAM-662 | Armedica Hand Crank Hi-Lo Mat Platform 6' x 8' x 20" High | Feature AM Series Hand Crank Hi-Lo Mat Paltform. Welded tubular steel frames and legs, with fully finished and burnished welds. 34 oz. Heavy-duty vinyl with Permablok 3(R) bacterial protection. 2" Firm density foam tops. Radiused, seamless corners on upholstered components. 900 lb. Weight capacity. | hand-crank-hi-lo-mat-platform-6-x-8-x-20-high-b8e.jpg
SKU: CLI269-47 | Clinton Industries All Laminate Upholstered Top Mat Platform - 4" x 7" | Laminated frame mat platform 4" x 7" | all-laminate-upholstered-top-mat-platform-4-x-7-07b.jpg
SKU: CLI269-57 | Clinton Industries All Laminate Upholstered Top Mat Platform - 5" x7" | Laminated frame mat platform 5" x 7" | all-laminate-upholstered-top-mat-platform-5-x7-c36.jpg
SKU: CLI269-68 | Clinton Industries All Laminate Upholstered Top Mat Platform - 6" x 8" | Laminated frame mat platform 6" x 8" | all-laminate-upholstered-top-mat-platform-6-x-8-0a6.jpg
SKU: CLI260-68 | Clinton Industries Upholstered Top Mat Platform 6" x 8" | Upholstered mat platform in Natural wood tone. | upholstered-top-mat-platform-6-x-8-54e.jpg
SKU: CLI262-57 | Clinton Industries Mat Platform with Removable Mat 5" x 7" | Mat platform w/ velcro mat 5" x 7" - value | mat-platform-with-removable-mat-5-x-7-9f3.jpg
SKU: CLI262-68 | Clinton Industries Mat Platform with Removable Mat 6" x 8" | Mat platform w/ velcro mat 6" x 8" - value | mat-platform-with-removable-mat-6-x-8-a96.jpg
SKU: CLI240-68 | Clinton Industries Upholstered Mat Platform - 6" x 8" | Uplostered mat platform 6" x 8" - classic | upholstered-mat-platform-6-x-8-a42.jpg
SKU: CLI243-47 | Clinton Industries Space Saving, Folding Mat Platform - 4' Width | Wall mtd mat platform 4'x7'-Classic | space-saving-folding-mat-platform-4-width-c46.jpg
SKU: CLI243-57 | Clinton Industries Space Saving Folding Mat Platform 5' Width | Wall mtd mat platform 5'x7'-Classic. NOTE: Mounting hardware not included. Check with your building manager for the proper type of fasteners needed for your specific wall structure. | space-saving-folding-mat-platform-5-width-cf4.jpg
SKU: CLI241-47 | Clinton Industries Upholstered Mat Platform with Adjustable Backrest 4" x 7" | Mat platform w/ adj backrest 4" x 7" - classic | upholstered-mat-platform-with-adjustable-backrest-4-x-7-e3c.jpg
SKU: CLI230-47 | Clinton Industries Upholstered Top Mat Platform - 4" x 7" | Uplostered mat platform 4" x 7" - Alpha | upholstered-top-mat-platform-4-x-7-cf3.jpg
SKU: CLI230-57 | Clinton Industries Upholstered Top Mat Platform - 5" x 7" | Uplostered mat platform 5" x 7" - Alpha | upholstered-top-mat-platform-5-x-7-611.jpg
SKU: CLI231-47 | Clinton Industries Upholstered Top Mat Platform with Adjustable Backrest 4" x 7" | Mat platform w/ adj backrest 4" x 7" -Alpha | upholstered-top-mat-platform-with-adjustable-backrest-4-x-7-ec5.jpg
SKU: CLI231-57 | Clinton Industries Upholstered Top Mat Platform with Adjustable Backrest 5" x 7" | Mat platform w/ adj backrest 5" x 7" -Alpha | upholstered-top-mat-platform-with-adjustable-backrest-5-x-7-bf7.jpg
SKU: CLI231-68 | Clinton Industries Upholstered Top Mat Platform with Adjustable Backrest 6" x 8" | Mat platform w/ adj backrest 6" x 8" -Alpha | upholstered-top-mat-platform-with-adjustable-backrest-6-x-8-6ea.jpg
SKU: CLI232-47 | Clinton Industries Mat Platform with Removable Top 4" x 7" | Mat platform w/ velcro mat 4" x 7" -Alpha | mat-platform-with-removable-top-4-x-7-19a.jpg
SKU: CLI232-57 | Clinton Industries Mat Platform with Removable Top 5" x 7" | Mat platform w/ velcro mat 5" x 7" -Alpha | mat-platform-with-removable-top-5-x-7-945.jpg
SKU: CLI232-68 | Clinton Industries Mat Platform with Removable Top 6" x 8" | Mat platform w/ velcro mat 6" x 8" -Alpha | mat-platform-with-removable-top-6-x-8-dbf.jpg
SKU: CLI252-68 | Clinton Industries Hi-Lo Mat Platform with Removable Mat 6" x 8" | Hi-lo mat platform 6" x 8" w/ velcro mat | hi-lo-mat-platform-with-removable-mat-6-x-8-560.jpg
SKU: MAB559-8060-1922 | Briggs Healthcare Polyester Fabric Decubitus Pads | Helps to prevent decubitus ulcers. | polyester-fabric-decubitus-pads-2a0.jpg
SKU: MAB559-8060-1923 | Briggs Healthcare Synthetic Sheepskin Decubitus Pad 30" x 40" Polyester Fabric | Helps to prevent decubitus ulcers. | synthetic-sheepskin-decubitus-pad-30-x-40-polyester-fabric--619.jpg
SKU: MAB559-8060-1922 | Briggs Healthcare Polyester Fabric Decubitus Pads | Helps to prevent decubitus ulcers. | polyester-fabric-decubitus-pads-2a0.jpg
SKU: MAB559-8079-0000 | Briggs Healthcare Deluxe Natural Sheepskin | Deluxe natural sheepskin | deluxe-natural-sheepskin-66f.jpg
SKU: JOEPMP3680NZBA | Joerns Mattress, Nylon Cover, 36"W x 80"L x 7"D | The P.R.O. MattÂ® Plus is a non-powered mattress replacement system featuring our Pressure RedistributionOptimization (P.R.O.) Technology. With the addition of an optional control unit, the mattress provides poweredimmersion or alternating pressure therapy, allowing facilities to use one mattress for both pressure ulcer preventionand treatment.The unique P.R.O. Technology design requires no adjustments or manual inflation. The mattress features asophisticated internal hosing and valve system that is invisible to the caregiver and patient, but enables the surfaceto automatically adjust to each patientâ€™s weight and body profile.In the non-powered mode, the P.R.O. Matt Plus design allows the provision of optimal interface pressures throughcontrolled air cell inflation for at-risk patients in the prevention and treatment of Stage I and II pressure ulcers, andtreatment of uncomplicated Stage III and IV ulcers in patients with multiple turning surfaces. For Stage III and/or Stage IV treatment, care staff should be able to position the patient off of the pressure wound in at least 2positions.In the powered alternating pressure mode, the P.R.O. Matt Plus adds the benefit of cyclic offloading for advancedtreatment of uncomplicated Stage III or IV pressure ulcers for patients where such therapy may improve pressureredistribution and circulation. In all cases, Joerns clinical indications are guidelines and should be taken only asrecommendations for consideration during individual patient assessment by the clinician. | mattress-nylon-cover-36w-x-80l-x-7d-217.jpg
SKU: GMP50983G | Graham Medical InstaKitÂ® Standard Kit Includes: 44547 SnugFit EMS Fitted Stretcher Sheet 30" x 84" 329 Drape Sheet Tissue/ Poly/ Tissue 40" x 84" 360 Pillowcase Tissue/ Poly 21" x 31" & 50984 Absorbent Underpad - Each | Replacement for linens designed to provide a cover and create a barrier between patient and mattress and pillow. | instakitreg-standard-kit-includes-44547-snugfit-ems-fitted-stretcher-sheet-30-x-84-329-drape-sheet-tissue-poly-tissue-40-x-84-360-pillowcase-tissue-po-17c.jpg
SKU: DKL7305G | Dukal Burn Sheet SMS Blue 60" x 96" - Each | Made of a laminated spun bounded material and may be used to provide a sterile environment to protect a patient from infection. The durable construction resists tearing and can be used in many environments. | burn-sheet-sms-blue-60-x-96-each-88e.jpg
SKU: CNTR30-92407R | Contour Health Wedge Solutions Folding Wedge 7 inch | Introducing a merchandising solution for bulky wedges! Now you can easily and neatly stack wedges to save shelf space. Superior retail packaging merchandises three ways and stands out on the shelf. Our wedges come with a soft velour cover, which further differentiates them from the competition. Accessory covers are available for an add on purchase to generate incremental revenue. Sleep comfortably elevated, help aid digestion and ease breathing and sinus pressure. | wedge-solutions-folding-wedge-7-inch-758.png
SKU: CNTR30-92410R | Contour Health Wedge Solutions Folding Wedge 10 inch | Introducing a merchandising solution for bulky wedges! Now you can easily and neatly stack wedges to save shelf space. Superior retail packaging merchandises three ways and stands out on the shelf. Our wedges come with a soft velour cover, which further differentiates them from the competition. Accessory covers are available for an add on purchase to generate incremental revenue. Sleep comfortably elevated, help aid digestion and ease breathing and sinus pressure. | wedge-solutions-folding-wedge-10-inch-5cf.jpg
SKU: CNTR30-92412R | Contour Health Wedge Solutions Folding Wedge 12 inch | Introducing a merchandising solution for bulky wedges! Now you can easily and neatly stack wedges to save shelf space. Superior retail packaging merchandises three ways and stands out on the shelf. Our wedges come with a soft velour cover, which further differentiates them from the competition. Accessory covers are available for an add on purchase to generate incremental revenue. Sleep comfortably elevated, help aid digestion and ease breathing and sinus pressure. | wedge-solutions-folding-wedge-12-inch-d22.png
SKU: CNTR1-901-124R | Contour Health Folding Bed Wedge Cover 24 Inch | The Contour Products Folding Bed Wedge Cover is specially designed to fit the unique shape of the Contour Products Folding Bed Wedge. Made of soft fleece material, the case protects the wedge and keeps it clean. This cover makes the wedge even more comfortable for your relaxation and recovery. Since the introduction of our first product in 1991, Contour Products has emerged as a recognized leader of specialty sleep, comfort and support solutions. Our products help to properly align the body for overall comfort and improved well-being. | folding-bed-wedge-cover-24-inch-ac0.jpg
SKU: CNTR29-101R | Contour Health Memory Foam Contour Leg Pillow | The patented shape conforms to the exact shape of your leg for a natural, comfortable fit. Choose from either 100 percent memory foam or traditional foam for firmer, more stable support, both help to restore proper lower body alignment.It's the easy and affordable way to reduce pressure and provide comfort for your lower body at night. Ideal for side sleepers, | memory-foam-contour-leg-pillow-650.png
SKU: CNTR30-801R | Contour Health L Shaped Bed Pillow | The L-Pillow's unique shape perfectly maintains the optimum side sleeping position. Wrap your arms around one side of the pillow while resting your head comfortably on the other to keep your neck, shoulders and upper body naturally aligned. Lightweight and the perfect shape and size for moving with you throughout the night. A better alternative to a heavy, large, bulky body pillow! | l-shaped-bed-pillow-dc6.jpg
SKU: CNTR30-002R | Contour Health Freedom Seat Cushion | Improve back comfort while seated with this feature rich cushion. The Freedom Seatâ€™s coccyx cutout reduces tailbone pressure during prolonged sitting, while the wedge angle encourages proper posture. Its sculpted shape is designed to fit the bodyâ€™s natural curves and the surface dimples enhance softness and air ventilation where it is needed most.The Freedom Seat is made of highly resilient materials to provide superior cushion and support. | freedom-seat-cushion-d94.png
SKU: CNTR20-101R | Contour Health Cloud Mattress Pad Twin | Contoured for comfort, air circulation and advanced back support!An independent sleep efficiency test showed that more time is spent in the deeper, most restorative levels of sleep when using the Contour Cloud Mattress Pad as compared to a basic mattress and pressure maps show that body weight is more evenly distributed, minimizing pressure build-up as well as tossing and turning.Soft-Touch Memory Foam Layer:1. Triple layer design features heat sensitive memory foam that molds to fit your every curve and responds 2. to your bodys movements during the night.3. Distributes the bodys weight more evenly to help reduce painful pressure points that can develop during the night4. Material originally developed for NASA to cushion astronauts on lift-off.5. Ridges provide better air circulation and breathability so you stay cool and comfortable during the nightYellow Middle Layer:1. Lumbar support fills in the flat bed gap, maintaining the spines proper curve to help minimize low back 2. pain caused by poor sleep posture. (Use spine to demonstrate how the lumbar support fits the spines natural lumbar curve.)3. Helps to counteract the bowing effect that takes place on the spine as a result of improper weight distribution when sleeping on the stomachBlue Base Layer:1. Constructed of high quality dense foam for excellent nighttime support2. Prevents the mattress pad from bottoming out underneath the bodys weight | cloud-mattress-pad-twin-15c.png
SKU: CNTR20-201R | Contour Health Cloud Mattress Pad Full | Contoured for comfort, air circulation and advanced back support!An independent sleep efficiency test showed that more time is spent in the deeper, most restorative levels of sleep when using the Contour Cloud Mattress Pad as compared to a basic mattress and pressure maps show that body weight is more evenly distributed, minimizing pressure build-up as well as tossing and turning.Soft-Touch Memory Foam Layer:1. Triple layer design features heat sensitive memory foam that molds to fit your every curve and responds 2. to your bodys movements during the night.3. Distributes the bodys weight more evenly to help reduce painful pressure points that can develop during the night4. Material originally developed for NASA to cushion astronauts on lift-off.5. Ridges provide better air circulation and breathability so you stay cool and comfortable during the nightYellow Middle Layer:1. Lumbar support fills in the flat bed gap, maintaining the spines proper curve to help minimize low back 2. pain caused by poor sleep posture. (Use spine to demonstrate how the lumbar support fits the spines natural lumbar curve.)3. Helps to counteract the bowing effect that takes place on the spine as a result of improper weight distribution when sleeping on the stomachBlue Base Layer:1. Constructed of high quality dense foam for excellent nighttime support2. Prevents the mattress pad from bottoming out underneath the bodys weight | cloud-mattress-pad-full-2a2.png
SKU: CNTR20-301R | Contour Health Cloud Mattress Pad Queen | Contoured for comfort, air circulation and advanced back support!An independent sleep efficiency test showed that more time is spent in the deeper, most restorative levels of sleep when using the Contour Cloud Mattress Pad as compared to a basic mattress and pressure maps show that body weight is more evenly distributed, minimizing pressure build-up as well as tossing and turning.Soft-Touch Memory Foam Layer:1. Triple layer design features heat sensitive memory foam that molds to fit your every curve and responds 2. to your bodys movements during the night.3. Distributes the bodys weight more evenly to help reduce painful pressure points that can develop during the night4. Material originally developed for NASA to cushion astronauts on lift-off.5. Ridges provide better air circulation and breathability so you stay cool and comfortable during the nightYellow Middle Layer:1. Lumbar support fills in the flat bed gap, maintaining the spines proper curve to help minimize low back 2. pain caused by poor sleep posture. (Use spine to demonstrate how the lumbar support fits the spines natural lumbar curve.)3. Helps to counteract the bowing effect that takes place on the spine as a result of improper weight distribution when sleeping on the stomachBlue Base Layer:1. Constructed of high quality dense foam for excellent nighttime support2. Prevents the mattress pad from bottoming out underneath the bodys weight | cloud-mattress-pad-queen-e73.png
SKU: CNTR20-401R | Contour Health Cloud Mattress Pad King | Contoured for comfort, air circulation and advanced back support!An independent sleep efficiency test showed that more time is spent in the deeper, most restorative levels of sleep when using the Contour Cloud Mattress Pad as compared to a basic mattress and pressure maps show that body weight is more evenly distributed, minimizing pressure build-up as well as tossing and turning.Soft-Touch Memory Foam Layer:1. Triple layer design features heat sensitive memory foam that molds to fit your every curve and responds 2. to your bodys movements during the night.3. Distributes the bodys weight more evenly to help reduce painful pressure points that can develop during the night4. Material originally developed for NASA to cushion astronauts on lift-off.5. Ridges provide better air circulation and breathability so you stay cool and comfortable during the nightYellow Middle Layer:1. Lumbar support fills in the flat bed gap, maintaining the spines proper curve to help minimize low back 2. pain caused by poor sleep posture. (Use spine to demonstrate how the lumbar support fits the spines natural lumbar curve.)3. Helps to counteract the bowing effect that takes place on the spine as a result of improper weight distribution when sleeping on the stomachBlue Base Layer:1. Constructed of high quality dense foam for excellent nighttime support2. Prevents the mattress pad from bottoming out underneath the bodys weight | cloud-mattress-pad-king-67c.png
SKU: CNTR1-626-800R | Contour Health CPAP Pillow Case | These washable covers are great add-on accessories! The CPAP Pillow Cover is the same as the original cover that comes with the CPAP Pillow. Consumers like to have an extra while one is in the wash. The CPAP Pillow Case is a slip on style pillow case that form-fits to the unique shape of the pillow. The CPAP Hose Cover is 72 inch in length and features a full-length zipper that makes it easy to add/remove the cover from the hose. It reduces condensation/rain out and works with all hose types. | cpap-pillow-case-d58.png
SKU: MID9A561001 | Midmark Patient Support Rails | Patient Support Rails (Field Installed) | patient-support-rails--7fa.jpg
SKU: DRV1222P | Drive Medical M-Rail Home Bed Assist Handle with Pouch | Drive's white powder coated steel assistive bed M-Rail provides support when getting into and out of bed. It also gives added independence to someone who may need help to sit up, reposition, stand, or transfer out of bed to a mobile device like a walker or wheelchair. Its compact and ergonomically contoured M shape handle with a padded, no-slip grip allows for various hand positions to accommodate any user. Multiple crossbars creates easy grip for any height use. The special extra-long nylon safety straps wrap around the mattress or box spring to ensure a secure fit. It fits bed widths from single to king size. Also, included is a black accessory pouch with pockets that can hold personal items such as, glasses, television remote, magazines and much more. Assembly is quick and tool-free making this perfect for any home or for travel. | m-rail-home-bed-assist-handle-with-pouch-cd4.jpg
SKU: DRVBA9600-NPCM | Drive Medical Balanced Aire Self Adjusting Mattress 80"x35" | The Balanced Aire Competitor Mattress aids in the prevention and treatment of pressure ulcers by providing pressure redistribution via ambient air technology. Comprised of four foam-filled air cells, this hybrid system displaces the weight of the patient off of bony prominences and areas prone to pressure ulcers. The two-way valve system is easily adjusted to allow the movement of ambient air throughout the system, providing a dynamic self-adjusting surface without the use of a pump. This multi-layered therapeutic system includes a 1" top layer of visco-elastic memory foam enveloping the patient for comfort, a firm perimeter foam shell which allows for safe patient transfers, and a 5 degree heel slope for offloading pressure on the vulnerable heels. The Balanced Aire Competitor Mattress is designed with high quality foam that is antimicrobial, antifungal, and latex-free. The Derma Plush urethane knit cover is a multi-stretch fabric that helps reduce patient shear, is fluid resistant, and easily removable for cleaning. | balanced-aire-self-adjusting-mattress-80x35-c19.jpg
SKU: DRVRTL2017CTW | Drive Medical Comfort Touch Elevation Bed Wedge | Comfort Touch cushions by Drive are designed to help satisfy your therapeutic needs while immersing you in comfort with an ergonomic design, high-quality foam and luxurious look and feel. The Comfort Touch Elevation Wedge has a super soft velour cover and is ergonomically designed to provide comfort for those that seek relief from snoring or to ease breathing. At 10" in height, this bed wedge is also designed to help alleviate symptoms associated with acid reflux and gastroesophageal reflux disease (GERD). | comfort-touch-elevation-bed-wedge-8e5.jpg
SKU: AVNT7JVIP2 | Avante Health Premio E250 Electric Hospital Bed | The new DRE Premio E250 is the perfect solution for hospitals, surgery centers and teaching facilities. This innovative hospital bed is fully adjustable for maximum ease of use and comfortable procedures. With control systems for both the patient and the caregiver, this bed provides optimal safety and prevention of disease. | premio-e250-electric-hospital-bed--487.jpg
SKU: INVIHCSTSPD | Invacare Thinksoft Positioning Device CS Beds | Introducing the new ThinkSoft Positioning Device that makes life easier and improves quality of care. It is Arthritic friendly â€“ easy for residents to grip to assist in positioning themselves. It incorporates a â€œsoftâ€ design look creating an aesthetically pleasing feel. Available for Carroll CS Series and Carroll DLX Series beds.Attached to CS Bed: Soft, rounded corners and textured surface for unsurpassed resident comfort.Tool-Less Assembly: Allows for quick and easy installation. | thinksoft-positioning-device-cs-beds-5b5.png
SKU: MAB554-8069-1950 | Briggs Healthcare Zippered Plastic Protective Mattress Cover for Home Beds, Twin | zippered plastic protective mattress cover for home beds twin | zippered-plastic-protective-mattress-cover-for-home-beds-twin--4ed.jpg
SKU: SKIL911536 | Skil Care Soft-Fall Bedside Folding Mat 68" x 24" x 4" | CMS recommends surrounding beds with soft mats when side rails cannot be used. Durable, easy-storage mats are designed to reduce the impact of falls | soft-fall-bedside-folding-mat-68-x-24-x-4-5c8.jpg
SKU: AMF5900 | Amfab Bedside Valet Grab Bar | Perfect for those looking for independence, yet needing occasional assistance with positioning and transfer in and out of bed. The Bedside Valet attaches to most standard home beds. Its solid steel construction and four legged support provides the ultimate amount of stability and lasting durability. This product has height adjustable legs and includes removable carpet cleats for use on carpeted floors. | bedside-valet-grab-bar-b92.jpg
SKU: SKIL558070 | Skil Care Mattress Safety Straps | Conveniently affixes the foam mattress to the bed to prevent mattress from slipping off bed. | mattress-safety-straps-311.jpg
SKU: CERPFIB-230 | Core Products Core Perfect Rest Pillow | The Perfect Rest provides two levels of support.The extra firm roll supports your neck and shoulders.The soft cushioning area supports your head.Sleeping on an orthopedic pillow can help relieve neck tension and aching or stiff necks.Extra firm roll provides exceptional neck support.Polyester fiber.For back and side sleepers. | core-perfect-rest-pillow-ed3.jpg
SKU: NOVAAPP-2000 | Nova Alternating Pressure System Deluxe Pump & Pad System | Alternating Pressure System Deluxe Pump & Pad With Adjustable Pressure Control. The extra quiet lightweight pump has a high capacity output and adjustable pressure control to accomodate the patient's weight. It includes an illuminated on/off switch, a quick replace air filter, and a hook for bed attachment. The pump also includes a pad that inflates to 78"l x 34"w x 2.5"h. The bubble pad is heavy duty with 11 gauge textured PVC and has a weight capacity of 300lb. The warranty of the pad is for 120 days. | alternating-pressure-system-deluxe-pump-pad-system-596.jpg
SKU: NOVAAPP200-P | Nova Replacement Pad For App-2000 With Flap | The pad for the APP-2000 inflates to 78"l x 34"w x 2.5"h. | replacement-pad-for-app-2000-with-flap-d2d.jpg
SKU: AMF5700 | Amfab Half Rail | AmFab's most popular half rail, the 5700 has been redesigned to provide more security and shorten all gaps within the rail to 3 3/4" or less. The 5700 provides the resident with the safety of a side rail while still allowing for easy egress from the bed. The 16" stem places the rail at a comfortable height above the sleep deck to assure the rail is functional while in the upright position. A simple pull on the convenient release knob disengages the lock and allows for easy lowering of the rail. The 5700 has a comfortable flat channel attachment system that is designed to fit link fabric beds ranging from 34" to 37" in width. | half-rail--b1f.jpg
SKU: INVIHCSRLPA | Invacare 68 Inches Partial Rail | Traditional rail that extends the length of the bed. | 68-inches-partial-rail-257.jpg
SKU: MAB559-2028-0000 | Briggs Healthcare Adjustable Blanket Support | Tubular frame base keeps blanket off the feet to help prevent foot cramping. | adjustable-blanket-support-ecb.jpg
SKU: MAB641-6488-0000 | Briggs Healthcare AbleRise Bed Assists Single | The AbleRise Bed Assist is a great assistance tool allowing users easy transfers and repositioning in bed. Made of a heavy-duty contoured plastic, this bed rail is easy to grab and includes a handy storage compartment. Plus, it is easy to install as it fits securely between the mattress and box spring. | ablerise-bed-assists-single-6ab.jpg
SKU: MAB551-1964-0100 | Briggs Healthcare Vinyl Bed Rail Cushions | Helps prevent bed rail related injuries. | vinyl-bed-rail-cushions-e8b.jpg
SKU: INVIHRAILAE-DLX | Invacare Assist Rail | Assist rail for carroll DLX series beds | assist-rail-808.jpg
SKU: INVIH6801A | Invacare Full Rail DLX White | Traditional rail that extends the length of the bed. | full-rail-dlx-white-d38.jpg
SKU: GF7-2000EC | Lumex Convoluted Foam Mattress Pads - 2" King | Convoluted foam mattress pads - 2" king 76x78x2 | convoluted-foam-mattress-pads-2-king--214.jpg
SKU: GF7-3000FC | Lumex Convoluted Foam Mattress Pads - 3" Full 52x72x3 | Convoluted foam mattress pads - 3" Full 52x72x3 | convoluted-foam-mattress-pads-3-full-52x72x3-b80.jpg
SKU: NKM7028X21 | NKM Novum Medical Standard Bassinet Mattress Pad | Standard Cover: Birthday Bear Print Vinyl Novum mattresses conform to all federal regulations. The outside cover is stain and odor resistant, anti-bacterial and flame retardant. Foam material meets California #117 code for flame retardant material. All mattresses are latex-free. | standard-bassinet-mattress-pad-aa3.jpg
SKU: AQTAQ2000 | Aquatherm Deluxe Variable Pressure Pump and Bubble-style Pad | Bubble style pad effectively reduces pressure, Automatic 5-minute cycle alternately inflates and deflates. | deluxe-variable-pressure-pump-and-bubble-style-pad-027.jpg
SKU: MJM686 | MJM International Headboard/Footrest w/Standard Mesh | Specifically designed to safely contain the disoriented residents without restraints. 300 lb weight capacity. Vertically supported through-out entire frame. Single wheel heavy duty zinc plated casters (3" x 1 1/4") come with removable bolt/nut for easy maintenance. All casters have threaded stem and double wall reinforced with schedule 40 1" PVC. Multi-position elevated headrest. | headboard-footrest-w-standard-mesh-a19.jpg
SKU: MJM690-C | MJM International Safety Pad | Specifically designed to safely contain the disoriented residents without restraints. 300 lb weight capacity. Vertically supported through-out entire frame. Single wheel heavy duty zinc plated casters (3" x 1 1/4") come with removable bolt/nut for easy maintenance. All casters have threaded stem and double wall reinforced with schedule 40 1" PVC. Multi-position elevated headrest. | safety-pad-15d.jpg
SKU: CM10104G | Complete Medical Gel Mattress Overlay 35 x 80 x3 | Ideal combination of 5 gel bladders, each comprised of 3 channels 2" thick. The gel bladders cover over 75% of the total overlay surface and are encased in a high density polyurethane foam casing. Prevents causing capillary occlusion with the lowest possible pressure readings. Sculptured foam surface with the inner gel core permits lateral movement of the skin preventing capillary occulsion which may lead to tissue necrosis by reducing friction and therefore skin destruction. Permits airflow, reducing moisture buildup, a prerequisite of skin breakdown. One piece construction requires no assembly. Elastic corner straps secures overlay to mattress. Base foundation is a high density polyurethane foam. Cover is contructed from a soft, nylon, urethane coated non-vapor permeable material and is flexible, anti-bacterial, flame retardant and incontinence proof . Standard Weight Capacity: 350 lbs. 6 month warranty.Medicare Code E0185 | gel-mattress-overlay-35-x-80-x3-ac6.jpg
SKU: CM2041C | Roloke Walpilo Cervical Pillow Junior | For adults up to 5â€™2" tall with narrow shoulders (smaller framed) and for children and teens. Use in tension headaches and arthritic disorders of the neck. Good for anyone sleeping mostly on their back. | walpilo-cervical-pillow-junior-be5.jpg
SKU: SKIL911530 | Skil Care Soft Fall Bedside Mat Non folding 68" L x 36" W x 4" H | This fall mat is comprised of shock absorbing high density polyurthane foam with a heat-sealed outer vinyl cover. | soft-fall-bedside-mat-non-folding-68-l-x-36-w-x-4-h-cc0.jpg
SKU: SKIL911535 | Skil Care Soft-Fall Bedside Mat, One-Piece Mat | Soft-Fall, Folding, 4 | soft-fall-bedside-mat-one-piece-mat-842.jpg
SKU: SKIL911540 | Skil Care Soft-Fall Bedside Mat, One-Piece Mat, 68" x 36" x 2" | Soft-Fall, Non-Folding, 2 | soft-fall-bedside-mat-one-piece-mat-68-x-36-x-2-5ce.jpg
SKU: SKIL911545 | Skil Care Soft-Fall Bedside Mat, Folding Mat, 68" x 36" x 2" | Soft-Fall, Folding, 2 | soft-fall-bedside-mat-folding-mat-68-x-36-x-2-470.jpg
SKU: SKIL911548 | Skil Care Roll-On Bedside Mat, 68" x 26" x 1 1/2" | This high impact foam Fall Mat, comes with tapered edges for non trip, and easy wheelchair roll-on. | roll-on-bedside-mat-68-x-26-x-1-1-2-f44.jpg
SKU: SKIL911577 | Skil Care SafeSide Fall Mat, Bi-folding, 1" x 36" x 68" | Safe-Side, Folding, 1"x36"x68" | safeside-fall-mat-bi-folding-1-x-36-x-68-252.jpg
SKU: SKIL558015 | Skil Care Pressure-Check Foam Mattresses with Low Shear Cover, 6" x 36" x 76" | w/Low Shear Cover | pressure-check-foam-mattresses-with-low-shear-cover-6-x-36-x-76-ed5.jpg
SKU: SKIL558020 | Skil Care Pressure Check Mattress And Perimeter Guard Mattress 80"L x 36"W x 6"H | This Pressure-Check Mattress provides pressure relief and redistribution, and also reduces shear forces with the cubic design. | pressure-check-mattress-and-perimeter-guard-mattress-80l-x-36w-x-6h-62b.jpg
SKU: SKIL558025 | Skil Care Pressure-Check Foam Mattresses with Low Shear Cover 6" x 36" x 84" | All Skil-Care mattresses are available with your choice of these covers. All covers feature non-slip bottoms for user safety. | pressure-check-foam-mattresses-with-low-shear-cover-6-x-36-x-84-fe2.jpg
SKU: SKIL558051 | Skil Care Perimeter-Guard Mattress with Low Shear Cover, 6" x 36" x 76" | w/Low Shear Cover | perimeter-guard-mattress-with-low-shear-cover-6-x-36-x-76-d63.jpg
SKU: SKIL558052 | Skil Care Perimeter-Guard Mattress with Low Shear Cover, 6" x 36" x 80" | w/Low Shear Cover | perimeter-guard-mattress-with-low-shear-cover-6-x-36-x-80-a53.jpg
SKU: SKIL558053 | Skil Care Perimeter-Guard Mattress with Low Shear Cover, 6" x 36" x 84" | w/Low Shear Cover | perimeter-guard-mattress-with-low-shear-cover-6-x-36-x-84-e8a.jpg
SKU: PMIK50 | Probasics Mattress Equipment Bag, Clear, 2ML Gauge | Mattress Equipment Bag, 2 ML Gauge. 40â€™â€™ x 10â€™â€™ x 90â€™â€™. | mattress-equipment-bag-clear-2ml-gauge-1b5.jpg
SKU: SPAL8035LR-29 | Span America PressureGuard Easy Air LR Alternating Pressure 7 X 35 X 80 Inch | The new PressureGuard Easy Air is independently documented to outperform every leading low air loss system in this key performance area. Remarkably, it does so with none of the compromises low air loss users have come to accept, thanks to its exclusive Air Diffusion Matrix technology and PressureGuard air/foam design. Easy Air won't lose inflation in a power outage. Its stable surface won't "swallow up" the user. And its Safety Edgeâ„¢ won't collapse like air-only mattresses can, making transfers safer. It won't make the user too hot or too cold, either. Ultra-simple to set up, clean and use. Dial sets the comfort level. "On/off" buttons control air flow and alternating pressure feature. | pressureguard-easy-air-lr-alternating-pressure-7-x-35-x-80-inch-afc.jpg
SKU: SPAL8035-29 | Span America PressureGuard Easy Air System 80" x 35" (FBV) | Clinicians choose low air loss systems to address maceration, the weakening of the skin due to excess moisture.The new PressureGuard Easy Air is independently documented to outperform every leading low air loss system in this key performance area.Remarkably, it does so with none of the compromises low air loss users have come to accept, thanks to its exclusive Air Diffusion Matrix technology and PressureGuard air/foam design.Easy Air won't lose inflation in a power outage. Its stable surface won't "swallow up" the user. And its Safety Edgeâ„¢ won't collapse like air-only mattresses can, making transfers safer. It won't make the user too hot or too cold, either.Ultra-simple to set up, clean and use. Dial sets the comfort level. "On/off" buttons control air flow and alternating pressure feature. | pressureguard-easy-air-system-80-x-35-fbv-6b7.jpg
SKU: SKIL911546 | Skil Care Soft-Fall Bedside Mat, Folding, 68" x 36" x 2" | Soft-Fall, Folding, 2" | soft-fall-bedside-mat-folding-68-x-36-x-2-850.jpg
SKU: SKIL911590 | Skil Care Ez Landing Fall Mat | Although there are numerous fall mats to choose from the EZ Landing fall mat is differentiated by it's easy to care for one piece elastomeric foam surface. | ez-landing-fall-mat-f90.jpg
SKU: SKIL558123 | Skil Care Visco-Top Mattress, 6" x 36" x 76" | Visco Foam Mattress, 76" | visco-top-mattress-6-x-36-x-76-c77.jpg
SKU: SKIL558125 | Skil Care Visco-Top Mattress, 6" x 36" x 80" | Visco Foam Mattress, 80" | visco-top-mattress-6-x-36-x-80-3e7.jpg
SKU: SKIL558127 | Skil Care Visco-Top Mattress, 6" x 36" x 84" | Visco Foam Mattress, 84" | visco-top-mattress-6-x-36-x-84-489.jpg
SKU: SKIL558133 | Skil Care Visco-Top Perimeter-Guard, 6" x 36" x 76" | Visco Foam, Perimeter - Guard Mattress, 76" | visco-top-perimeter-guard-6-x-36-x-76-ab1.jpg
SKU: SKIL558135 | Skil Care Visco-Top Perimeter-Guard, 6" x 36" x 80" | Temperature-sensitive visco-foam surface that molds to the body. Middle layer of Pressure-Check foam with sections that adjust individually for maximum weight distribution. High-density foam base of compression-resistant foam for support, weight distribution, and extended mattress life. Seven-year, non-prorated guarantee on foam components. Visco-Top mattresses feature temperature-sensitive foam that molds to user for lower pressure and increased comfort. Low-Shear I. Launderable, fluid-proof, two-way stretch tricot that protects against skin-damaging friction (Cover guaranteed for one year). Low-Shear II. Double stretch, friction-reducing, breathable, incontinentproof, wipe-clean fabric (Cover guaranteed for two years). Nylon. Incontinent-proof, durable nylon with laminated polyurethane backing. Wipes clean for easy care. | visco-top-perimeter-guard-6-x-36-x-80-d8f.jpg
SKU: SKIL558137 | Skil Care Visco-Top Perimeter-Guard, 6" x 36" x 84" | Visco Foam, Perimeter - Guard Mattress, 84" | visco-top-perimeter-guard-6-x-36-x-84-a6f.jpg
SKU: SKIL911539 | Skil Care Skil-Care Replacement Strap for Folding Fall Mat | Replacement Strap for Folding Fall Mat | skil-care-replacement-strap-for-folding-fall-mat-245.jpg
SKU: SKIL912308 | Skil Care Skil-Care Psych Mattress, 76" # 912308 - 6"x36"x76" | Psych Mattress, 76" | skil-care-psych-mattress-76-912308-6x36x76-c52.jpg
SKU: SKIL912310 | Skil Care Skil-Care Psych Mattress, 80" # 912310 - 6"x36"x80" | Psych Mattress, 80" | skil-care-psych-mattress-80-912310-6x36x80-732.jpg
SKU: SKIL912314 | Skil Care Skil-Care Psych Mattress, 84" # 912314 - 6"x36"x84" | Psych Mattress, 84" | skil-care-psych-mattress-84-912314-6x36x84-833.jpg
SKU: SKIL912324 | Skil Care Skil-Care Psych Mattress, 76" | Psych Mattress, 76" | skil-care-psych-mattress-76-a2a.jpg
SKU: SKIL912328 | Skil Care Skil-Care Psych Mattress, 80" | Psych Mattress, 80" | skil-care-psych-mattress-80-049.png
SKU: SKIL912330 | Skil Care Skil-Care Psych Mattress, 84" | Psych Mattress, 84" | skil-care-psych-mattress-84-647.jpg
SKU: ZOLL001855-U | Zoll Medical Defibrillation Pads, Adult | Defibrillation Pads, Adult, Box of 10. | defibrillation-pads-adult-6ba.jpg
SKU: IPU99OS/ETBKRST | IPU Replacement Backrest for Oversize and Extra Tall Utimate Walker | Oversize Utimate Walker 39.25" - 45.5" H x 25" W x 35.5" D. Base 33" W x 43" D, Seat heights 17" - 22.75" in 1" increments. 20" between the arms, 400 lbs capacity Support arm heights 29" - 35" in 1" increments, Wt. 45 lbs, ship wt. 60 lbs Ships common carrier. | replacement-backrest-for-oversize-and-extra-tall-utimate-walker--3da.jpg
SKU: MKS58102700 | McKesson Medi Pak Performance Silent Knight Pill Crusher Pouch | Medi-Pak performance silent knight pill crusher pouch. | medi-pak-performance-silent-knight-pill-crusher-pouch-62e.jpg
SKU: MKS53205400 | McKesson Soap Dispenser 2000 mL Bag Wall Mount | McKesson DISC Pump Dispenser, Opens without difficultyâ€“refills quickly and easily. | soap-dispenser-2000-ml-bag-wall-mount-929.jpg
SKU: REVMBED-600-INR | Revolution Mobility Full-Electric Bariatric Bed Package | Full-Electric Bariatric Bed Package | full-electric-bariatric-bed-package-8bb.jpg
SKU: REVMBED-APFM | Revolution Mobility Fiber Filled Mattress | 100% polyester fiber core. For use with Full Electric or Lightweight Semi-Electric beds. 35. | fiber-filled-mattress-1c2.jpg
SKU: REVMSS-BPAD | Revolution Mobility Alternating Pressure Pad, 300 lbs | Used to treat and prevent pressure sores. Reduces pressure point discomfort. Available with and without pump. | alternating-pressure-pad-300-lbs-65f.jpg
SKU: TRBMDT248000 | Torbot Group Mattress, Alt Press, With Pump | MedTech 8000 Pressure Mattress: Medline's MedTech Alternating Pressure Therapy Mattress Replacement System offers 30% more air cushion than five inch air cell competitors. Lightweight for easy transport, designed for patients up to 300 lbs. Alternating Pressure Therapy Mattress System. | mattress-alt-press-with-pump-6f5.jpg
SKU: STND5000 | Stander Bed Rail Advantage Traveler | The Bed Rail Advantage is a portable bedside handle that gives extra support with getting in-and-out of bed wherever you go. Itâ€™s great for those who donâ€™t need full-fall protection - but might need extra support in getting in-and-out of bed. It comes with an organizer pouch to keep handy items close by and folds down in seconds for travel. And like all of our bed rails, it blends in with your bedroom (like another piece of furniture) so you can maintain the comforting feeling of your home. | bed-rail-advantage-traveler-3f9.jpg
SKU: VALMVM9110 | Val Med Environmentally Friendly Convoluted Mattress Overlays Twin 34" x 72" x 2" | Eco-friendly, "eggcrate" foam mattress overlay reduces pressure to help prevent pressure sores. Offers a cool, dry, and comfortable surface for restful sleep, as it improves circulation by distributing weight evenly. New green technology provides comfort and quality foam from plant based material instead of depending on 100% petroleum. 1.2 density foam leaves a 25% smaller environmental footprint than conventional foam material manufacturing. Roller compressed packaging ensures compact shipping container (please allow 1- 2 weeks for full expansion). | environmentally-friendly-convoluted-mattress-overlays-twin-34-x-72-x-2-e45.jpg
SKU: CERPFIB-294 | Core Products Core Deluxe Water Pillow | The Core Deluxe Water Pillow provides the firm support of a therapeutic water pillow but now features an oval-shaped center to maximize comfort and cervical support. The oval-shaped displacement panel quiets the sound of water movement and cradles the head in a more comfortable and natural position. Unlike other water pillows without displacement panels, the Core Deluxe Water Pillow does not bulge or cause unnecessary stress on neck.Versatile And Fully AdjustableThe Deluxe Water Pillow is recommended for anyone recovering from injury or concerned with maintaining spinal health. Water responds instantly when turning from a back to a side sleeping position and allows for a more restful sleep. Simply add or remove water from removable water chamber to achieve desired firmness and comfort. Sateen-striped cotton cover over a plush fiber lining feels cool and gentle on skin. Use it with or without the water chamber to help reduce headaches and snoring. | core-deluxe-water-pillow-81b.jpg
SKU: CM2055 | Obus Forme Air Travel Pillow | Air Travel Pillow by Obusforme Ergonomically designed travel pillow inflates in seconds and deflates for compact storage in it's own pouch. Adjustable closure-fits most necks.Product dimensions (Inflated): 13.5''x10''x5.5'' | air-travel-pillow-1b4.jpg
SKU: ROSCAPM-TLAL | Roscoe Medical Altus Pro True Low Air Loss Mattress System | The Altus Pro System is a true low air loss mattress system suitable for medium and high risk pressure ulcer treatment and 24 hour pressure area care. It has been designed to reduce interface pressure and aid in the treatment and prevention of pressure ulcers sores; specifically patients with visible pressure ulcers/sores falling under Stages II-IV.The mattress and blower system automatically maintain four different pressure zones to reduce the incidence of pressure ulcers while optimizing patient comfort (softer head and heal sections, and firmer torso and leg sections). Ideal for improving circulation, lowering body temperature and promoting a dryer environment.Great for nursing home, long term care and home care settings as prescribed by a physician. | altus-pro-true-low-air-loss-mattress-system-8cd.png
SKU: CMOFCU | Obus Forme Sitback Cushion Black | The flexible, contoured ergonomic design gives you the choice, providing soothing relief to those experiencing discomfort in their lower back, buttocks or both. You choose to use it as a seat or a backrest! | sitback-cushion-black-322.jpg
SKU: STND8000 | Stander EZ Adjust Bed Rail | The EZ Adjust Bed Rail is one of our most popular bed rails! It is the only bed rail on the market that extends in length after installation for Full-Fall Protection. It can be used as a half-bed rail to get in-and out of bed â€“ and extends to a full-size bed rail at night for full fall protection. It easily adjusts from 26â€ â€“ 42â€ inches with the push of a button â€“ and folds down and out of the way when not in use. It also comes with a convenient organizer pouch to keep handy items close by - and like all of our bed rails, it blends in with your bedroom (like another piece of furniture) so you can maintain the comforting feeling of your home. | ez-adjust-bed-rail-d9e.jpg
SKU: ISGPM100A | Invacare Alternating Pressure Relief Bubble Pad System 220 lb | Alternating pressure relief system is specifically designed for the treatment of stage I and II pressure sores, and for prevention. Air pump cycles varying pressures over a period of 8 or nine minutes through cells of vinyl mattress for relief of pressure points. Control knob adjusts comfort range in 8 levels. Features patented air compressor chamber with ultra-quiet operation, external air filter intake, and securing straps on the mattress. | alternating-pressure-relief-bubble-pad-system-220-lb-e3b.jpg
SKU: MAB802-8027-0100 | Briggs Healthcare DMI Foam Bed Wedge Blue 10" x 24" x 24" | Ideal for head, foot or leg elevation. | dmi-foam-bed-wedge-blue-10-x-24-x-24-938.jpg
SKU: MAB802-8028-0100 | Briggs Healthcare DMI Foam Bed Wedge Blue 12" x 24" x 24" | Ideal for head, foot or leg elevation.Removable, zippered, machine washable polyester/cotton cover. | dmi-foam-bed-wedge-blue-12-x-24-x-24-a08.jpg
SKU: CMTX9LS36BR | Comfortex The Landing Strip | Only 1 inch thick with tapered to-the-floor edging prevents tripping and permits carts, chairs and IV stands to roll over easily. More than ever, the new Landing Strip stays where you need it | the-landing-strip-4cc.jpg
SKU: RBW602 | R & B Wire ABS Crack Resistant Replacement Lid | This high impact ABS crack resistant white lid is the standard replacement lid for all R&B hampers. This light weight lid allows for complete hands free operation of your R&B hamper. If color coding is important please look at our colored lid options and complete line of high quality standard and custom hamper labels. | abs-crack-resistant-replacement-lid-1fb.jpg
SKU: RBW602N | R & B Wire ABS Crack Resistant Replacement Lid, Black | This high impact ABS crack resistant black lid is a replacement lid for all R&B hampers if color coordinating is important. This light weight lid allows for complete hands free operation of your R&B hamper. Please see our complete line of colored and replacement white lids along with our complete line of high quality standard and custom labels. | abs-crack-resistant-replacement-lid-black-54f.jpg
SKU: NKME1980CL | NKM Novum Medical Infant Crib | High Quality 20 Gauge Steel Tubing | infant-crib-02d.jpg
SKU: NKME1980CL | NKM Novum Medical Infant Crib | High Quality 20 Gauge Steel Tubing | infant-crib-02d.jpg
SKU: NKME1980CL | NKM Novum Medical Infant Crib | High Quality 20 Gauge Steel Tubing | infant-crib-02d.jpg
SKU: NKME1983CG | NKM Novum Medical Youth Crib | Youth Crib, Gatch, Pan Surface, 36" x 72", Epoxy | youth-crib-869.jpg
SKU: NKME1983CG | NKM Novum Medical Youth Crib | Youth Crib, Gatch, Pan Surface, 36" x 72", Epoxy | youth-crib-869.jpg
SKU: NKMC100 | NKM Novum Medical Superfoam Mattress for Child Crib, 4" | The specially designed C100 Super Foam Mattress is recommended for Gatch deck cribs. The mattress is a combination of two layers of foam. The top layer is perforated at the head and knee area to conform to the deck when raised or lowered. The foam on the bottom provides extra support and comfort. The easy to clean cover material is a comfortable blue nylon with a rubber backing and the bottom is a durable med-safe vinyl. | superfoam-mattress-for-child-crib-4-124.jpg
SKU: NKMC45 | NKM Novum Medical Hospital Crib Access/ Dialysis Gate, (2 Per Crib At Head End) | Hospital Crib Access/ Dialysis Gate, (2 Per Crib At Head End) | hospital-crib-access-dialysis-gate-2-per-crib-at-head-end-89b.jpg
SKU: NKMM500 | NKM Novum Medical Replacement Stretcher Pad | Feature 3Ã¢â‚¬Â Replacement stretcher pad. Uses with Economy Transport Stretcher. | replacement-stretcher-pad-90a.jpg
SKU: SKIL911572 | Skil Care SafeSide Fall Mat Bi folding | Impact absorption plus step-on stability. | safeside-fall-mat-bi-folding--d2b.jpg
SKU: SKIL553010 | Skil Care Elevating Bed Wedge with Cloth Cover, 71 1/2" x 27" x 24" | Elevating Bed Wedge, w/Poly Cover,2 Each | elevating-bed-wedge-with-cloth-cover-71-1-2-x-27-x-24-b5c.jpg
SKU: SKIL553030 | Skil Care Elevating Bed Wedge with Cloth Cover, 10â€ x 27â€ x 24â€ | Elevating Bed Wedge, w/Poly Cover,2 Each | elevating-bed-wedge-with-cloth-cover-10-x-27-x-24-91e.jpg
SKU: SKIL553050 | Skil Care Elevating Bed Wedge with Cloth Cover, 12â€ x 27â€ x 24â€ | Elevating Bed Wedge, w/Poly Cover,2 Each | elevating-bed-wedge-with-cloth-cover-12-x-27-x-24-85c.jpg
SKU: SKIL753285 | Skil Care Foam Wheelchair/Geri-Chair Cushions with Nylon Cover - 18 x 16 x 4 Inch | High Density Foam, Vinyl w/Nylon Cover | foam-wheelchair-geri-chair-cushions-with-nylon-cover-18-x-16-x-4-inch-302.jpg
SKU: SKIL753290 | Skil Care Foam Wheelchair/Geri-Chair Cushions with Vinyl Cover - 18 x 16 x 4 Inch | High Density Foam, Vinyl Cover | foam-wheelchair-geri-chair-cushions-with-vinyl-cover-18-x-16-x-4-inch-851.jpg
SKU: PMIGL3478 | Probasics Gel Lite III Mattress Overlay Item 36" x 80" | Gel tubes design prevents gel migration to high pressure areas. | gel-lite-iii-mattress-overlay-item-36-x-80-8f7.jpg
SKU: PMIK50B | Probasics Mattress Equipment Bag, Blue, 3 ML Gauge | Mattress Equipment Bag, 3 ML Gauge. 40â€™â€™ x 10â€™â€™ x 90â€™â€™. | mattress-equipment-bag-blue-3-ml-gauge-eb3.jpg
SKU: ALI1322 | Alimed T-Gel Mattress Topper, 27" x 46" x 7/8" thick | AliMed T-Gel Mattress Topper deploys the finest elastomeric polymer available to fight shear stress, a common cause of severe skin wounds during prolonged bed rest. In addition to protecting against shear and friction forces, T-Gelâ„¢ is also an excellent pressure distribution material. Can be used with incontinent patients. No maintenance required for this virtually indestructible product. Leak proof even if cut or punctured. | t-gel-mattress-topper-27-x-46-x-7-8-thick-73d.jpg
SKU: ALI1323 | Alimed T-Gel Mattress Topper, 27" x 74" x 5/8" thick | AliMed T-Gel Mattress Topper deploys the finest elastomeric polymer available to fight shear stress, a common cause of severe skin wounds during prolonged bed rest. In addition to protecting against shear and friction forces, T-Gelâ„¢ is also an excellent pressure distribution material. Can be used with incontinent patients. No maintenance required for this virtually indestructible product. Leak proof even if cut or punctured. | t-gel-mattress-topper-27-x-74-x-5-8-thick-154.jpg
SKU: NKMPL1032 | NKM Novum Medical Vertical Oxygen Tank Holder | Vertical Oxygen Tank Holder PL1032 for Manual and Power Patient LiftAdjustable IV Rod PL1017 and Vertical Oxygen Tank Holder PL1032 shown on Power Transport Lift PL1000E | vertical-oxygen-tank-holder-59f.jpg
SKU: NKMRC02H | NKM Novum Medical Oxygen Tank Holder | The NKM Novum Medical Oxygen tank holder for "D" and "E" cylinders makes it easier to transport oxygen tanks, thus reinforcing patient comfort and mobility. | oxygen-tank-holder-b54.jpg
SKU: NKMC1970CL | NKM Novum Medical Infant Crib | Infant Crib, Plexiglass End, Flat Pan, 30" x 44", Chrome | infant-crib-918.jpg
SKU: NKMC1970CL | NKM Novum Medical Infant Crib | Infant Crib, Plexiglass End, Flat Pan, 30" x 44", Chrome | infant-crib-918.jpg
SKU: NKMC1970CL | NKM Novum Medical Infant Crib | Infant Crib, Plexiglass End, Flat Pan, 30" x 44", Chrome | infant-crib-918.jpg
SKU: NKMC1970CL | NKM Novum Medical Infant Crib | Infant Crib, Plexiglass End, Flat Pan, 30" x 44", Chrome | infant-crib-918.jpg
SKU: REVMSS-GM | Revolution Mobility Gel Overlay | Designed for optimal prevention of pressure and friction. Constructed in a single piece for ease of use. Elastic corner straps secures mattress. Soft nylon cover. Urethane coated. | gel-overlay-430.jpg
SKU: REVMBED-ASM | Revolution Mobility Spring Mattress | Inner spring design. For use with Full Electric or Lightweight Semi-Electric beds. 36. Vinyl cover. | spring-mattress-5a1.jpg
SKU: REVMBED-AFM-HD | Revolution Mobility Foam Mattress for Bariatric Bed | For use with Full Electric Bariatric Bed. 42. Vinyl cover. | foam-mattress-for-bariatric-bed-aa0.jpg
SKU: ZOLL999895 | Welch Allyn PIC EMS Service Plus Program (per year) | WELCH ALLYN PICâ„¢ RESCUER AED/MONITOR/DEFIBRILLATOR ACCESSORIES. | pic-ems-service-plus-program-per-year-3e4.jpg
SKU: ZOLL971091 | Welch Allyn Reliable Integral External Pacing | WELCH ALLYN PICâ„¢ RESCUER AED/MONITOR/DEFIBRILLATOR ACCESSORIES. | reliable-integral-external-pacing-051.jpg
SKU: BMPIBCPRII-3676 | Blue Chip Medical Pre-Vent Pro II, 36" x 76" x 6", 16 CFR Part 1633 | The Pre-Vent II Series of therapeutic pressure redistributing foam mattresses is the culmination of extensive research and testing. Blue Chip Medical's exclusive Sphere, Reflect, SCT, and Multi-Flex designs react to body weight displacement across the entire surface. This prevents and relieves pressure sores by keeping the body in a constant state of suspension; Prevention by Suspension.Our unique shapes together with our Med-Flex, PPF foams, react instinctively to a compression set, allowing for a fully automatic, totally zoned surface. Other manufacturers' surfaces are zone specific and must always take into consideration a patients weight, size (build) and shape. Blue Chip's Sphere, and Reflect designs act independently as its own self-adjusting, pressure-redistribution zone. Every component of the Pre-Vent II Series medical foam mattress, undergoes a strict protocol to ensure clinical efficacy, infection control standards and durability for the life of the mattress. | pre-vent-pro-ii-36-x-76-x-6-16-cfr-part-1633-d82.jpg
SKU: BMPIBCEL3684 | Blue Chip Medical Pre-Vent Elite II, 36" x 84" x 6", 16 CFR Part 1633 | The Pre-Vent II Series of therapeutic pressure redistributing foam mattresses is the culmination of extensive research and testing. Blue Chip Medicalâ€™s exclusive Sphere, Reflect, SCT, and Multi-Flex designs react to body weight displacement across the entire surface. This prevents and relieves pressure sores by keeping the body in a constant state of suspension; Prevention by Suspension. Our unique shapes together with our Med-Flex, PPF foams, react instinctively to a compression set, allowing for a fully automatic, totally zoned surface. Other manufacturersâ€™ surfaces are zone specific and must always take into consideration a patients weight, size (build) and shape. Blue Chipâ€™s Sphere and Reflect designs act independently as its own self-adjusting, pressure-redistribution zone. Every component of the Pre-Vent II Series medical foam mattress, undergoes a strict protocol to ensure clinical efficacy, infection control standards and durability for the life of the mattress. | pre-vent-elite-ii-36-x-84-x-6-16-cfr-part-1633-849.jpg
SKU: BMPIBCEL3680BAR | Blue Chip Medical Pre-Vent Elite II, 36" x 80" x 7" Bariatric, 16 CFR Part 1633 | The Pre-Vent II Series of therapeutic pressure redistributing foam mattresses is the culmination of extensive research and testing. Blue Chip Medical's exclusive Sphere, Reflect, SCT, and Multi-Flex designs react to body weight displacement across the entire surface. This prevents and relieves pressure sores by keeping the body in a constant state of suspension; Prevention by Suspension.Our unique shapes together with our Med-Flex, PPF foams, react instinctively to a compression set, allowing for a fully automatic, totally zoned surface. Other manufacturers' surfaces are zone specific and must always take into consideration a patients weight, size (build) and shape. Blue Chip's Sphere and Reflect designs act independently as its own self-adjusting, pressure-redistribution zone. Every component of the Pre-Vent II Series medical foam mattress, undergoes a strict protocol to ensure clinical efficacy, infection control standards and durability for the life of the mattress. | pre-vent-elite-ii-36-x-80-x-7-bariatric-16-cfr-part-1633-5d0.jpg
SKU: BMPIBCEL4280BAR | Blue Chip Medical Bariatric Pre-Vent Elite II 42" x 80" x 7" | The Pre-Vent II Series of therapeutic pressure redistributing foam mattresses is the culmination of extensive research and testing. Blue Chip Medical's exclusive Sphere, Reflect, SCT, and Multi-Flex designs react to body weight displacement across the entire surface. This prevents and relieves pressure sores by keeping the body in a constant state of suspension; Prevention by Suspension.Our unique shapes together with our Med-Flex, PPF foams, react instinctively to a compression set, allowing for a fully automatic, totally zoned surface. Other manufacturers' surfaces are zone specific and must always take into consideration a patients weight, size (build) and shape. Blue Chip's Sphere, and Reflect designs act independently as its own self-adjusting, pressure-redistribution zone. Every component of the Pre-Vent II Series medical foam mattress, undergoes a strict protocol to ensure clinical efficacy, infection control standards and durability for the life of the mattress. | bariatric-pre-vent-elite-ii-42-x-80-x-7-81f.jpg
SKU: BMPIBCEL4880BAR | Blue Chip Medical Pre-Vent Elite II, 48" x 80" x 7" Bariatric, 16 CFR Part 1633 | The Pre-Vent II Series of therapeutic pressure redistributing foam mattresses is the culmination of extensive research and testing. Blue Chip Medicalâ€™s exclusive Sphere, Reflect, SCT, and Multi-Flex designs react to body weight displacement across the entire surface. This prevents and relieves pressure sores by keeping the body in a constant state of suspension; Prevention by Suspension.Our unique shapes together with our Med-Flex, PPF, foams, react instinctively to a compression set, allowing for a fully automatic, totally zoned surface. Other manufacturersâ€™ surfaces are zone specific and must always take into consideration a patients weight, size (build) and shape. Blue Chipâ€™s Sphere, and Reflect, designs act independently as its own self-adjusting, pressure-redistribution zone. Every component of the Pre-Vent II Series, medical foam mattress, undergoes a strict protocol to ensure clinical efficacy, infection control standards and durability for the life of the mattress. | pre-vent-elite-ii-48-x-80-x-7-bariatric-16-cfr-part-1633-ad7.jpg
SKU: SKIL911585 | Skil Care EZ Landing Fall Mat, 68" x 24" x 1" | E-Z Landing, 24" | ez-landing-fall-mat-68-x-24-x-1-ed0.jpg
SKU: BDHLAJ1 | Bed Handles Adjustable Bedside Assistant Bed Rail | The Adjustable Bedside Assistantâ„¢ Handicap Bed Rail consists of four pieces that snap together. The handle is covered with a foam cushion for extra comfort. The height of the handle adjusts from 16" to 20" in five different positions. When assembled, the base of the handle extends 3' under the mattress. Fits most home style beds including platform and waterbeds. Made from gold anodized aluminum. For additional security, this handicap bed rail can be secured to the bed frame with and strap and buckle. | adjustable-bedside-assistant-bed-rail-063.jpg
SKU: BDHLBA11Z-6 | Bed Handles Travel Handles, Portable Bedside Assistant | Travel Handles, Portable Bedside Assistant | travel-handles-portable-bedside-assistant-6f3.jpg
SKU: CRXHP558-C0 | Carex Health Care Products Homestyle Bed Rails | The Home Style Bed Rails are designed for use on standard home beds. These rails provide security and safety and can be easily raised and lowered with just the push of a button. | homestyle-bed-rails-1f1.jpg
SKU: CRXHP566-00 | Carex Health Care Products Bed Support Rail | The Bed Support Rail is designed to allow the user to get in and out of bed easily and safely. This rail is quick, convenient, tool free and easy to assemble.Fully adjustable in both height and depth, simply place the rail under the bed frame and adjust to fit. | bed-support-rail-59c.jpg
SKU: HOLS14705 | Hollister New Image Flextend Floating Flange, 1 3/4"X1 1/8" | New Image Flextend Floating Flange, 1 3/4"X1 1/8". | new-image-flextend-floating-flange-1-3-4x1-1-8--918.jpg
SKU: SNM11760 | Sunrise Medical Eggcrate Bed Pad 2", Blue | Foam overlay pad features a convoluted, egg-crate-type design that helps distribute body weight evenly, reducing pressure and promoting air circulation for enhanced comfort. It is made of standard-density blue foam that is convoluted in 2â€ peaks over a 3/8â€ base. | eggcrate-bed-pad-2-blue-506.jpg
SKU: TUBL8750 | Tubular Fabricators Handirail Bed Assist Rail | Handirail Bed Assist Rail | handirail-bed-assist-rail-abe.jpg
SKU: TUBL8752 | Tubular Fabricators Handi Rail Half Bed Rail | Handi Rail Half Bed Rail | handi-rail-half-bed-rail-c60.jpg
SKU: HRMFW4070B | Hermell Bed Wedge With Cover, 24" x 24" x 7 1/2" x 1/2", Blue | The Foam Slant is designed to provide comfort and relaxation for individuals suffering from respiratory problems, leg, ankle or foot discomfort. Can also be used to support your back while sitting upright in the bed. Comes with a removable, zippered, machine-washable cover with additional replacement covers available. Colors: Blue and White. | bed-wedge-with-cover-24-x-24-x-7-1-2-x-1-2-blue-320.jpg
SKU: HRMMJ1795 | Hermell Dual Position Comfort Wedge, 22"L x 19"W x 12"H | Uniquely designed pillow supports and cradles back, neck, shoulders and head. Used horizontally as a bed wedge for sleeping, it gently elevates the head for easier breathing. Used in the upright position, vertically, it provides comfort and support for sitting. Polyurethane foam with removable, washable polycotton cover. White. | dual-position-comfort-wedge-22l-x-19w-x-12h-e34.jpg
SKU: HRMFW4080B | Hermell Bed Wedge With Cover, 24" x 24" x 10" x 1/2", Blue | The Foam Slant is designed to provide comfort and relaxation for individuals suffering from respiratory problems, leg, ankle or foot discomfort. Can also be used to support your back while sitting upright in the bed. Comes with a removable, zippered, machine-washable cover with additional replacement covers available. Colors: Blue and White. | bed-wedge-with-cover-24-x-24-x-10-x-1-2-blue-a75.jpg
SKU: HRMFW4090B | Hermell Bed Wedge With Cover, 24" x 24" x 12" x 1/2" | The Foam Slant is designed to provide comfort and relaxation for individuals suffering from respiratory problems, leg, ankle or foot discomfort. Can also be used to support your back while sitting upright in the bed. Comes with a removable, zippered, machine-washable cover with additional replacement covers available.Colors: Blue and White. | bed-wedge-with-cover-24-x-24-x-12-x-1-2-636.jpg
SKU: ISG1401FL | Invacare Replacement Medicare 11-Gauge Vinyl Pad, With Flaps | Measures 78" x 34" x 2 1/2", inflated. 130 bubble cells (meets Medicare Guidelines). Includes replacement tubing and patch kit. For use with ISGPM100A. Available with flaps at the head and foot, so the pad does not slide. Latex-free. 220 lb weight capacity. | replacement-medicare-11-gauge-vinyl-pad-with-flaps-0b4.jpg
SKU: MBTS501 | Mobility Transfer Systems FREEDOM Grip Economy Bed Handle, 9"W x 20.5"H | Helps prevent falls and rolling out of bed, and provides a secure handle for pulling oneself up out of bed. Comes complete with a 20" x 28" bed board that easily slides between the mattress and box spring. Handle is steel construction and has a rubberized grip for security. Tool-free assembly. Fits any sized home-style bed. | freedom-grip-economy-bed-handle-9w-x-205h-ac7.jpg
SKU: BDHAJ1 | Bed Handles Adjustable Bedside Assistant | Bed handle handrail is four pieces that assemble easily using snap-buttons. | adjustable-bedside-assistant-ca1.jpg
SKU: MAB802-8026-0100 | Briggs Healthcare DMI Foam Bed Wedge Blue 7" x 24" x 24" | Ideal for head, foot or leg elevation. | dmi-foam-bed-wedge-blue-7-x-24-x-24-65f.jpg
SKU: MAB802-8026-1900 | Briggs Healthcare DMI Foam Bed Wedge White 7" x 24" x 24" | Ideal for head, foot or leg elevation.Removable, zippered, machine washable polyester/cotton cover. | dmi-foam-bed-wedge-white-7-x-24-x-24-3d0.jpg
SKU: MAB802-8027-1900 | Briggs Healthcare DMI Foam Bed Wedge White 10" x 24" x 24" | Ideal for head, foot or leg elevation.Removable, zippered, machine washable polyester/cotton cover. | dmi-foam-bed-wedge-white-10-x-24-x-24-138.jpg
SKU: MAB802-8028-1900 | Briggs Healthcare DMI Foam Bed Wedge White 12" x 24" x 24" | Ideal for head, foot or leg elevation.Removable, zippered, machine washable polyester/cotton cover. | dmi-foam-bed-wedge-white-12-x-24-x-24-986.jpg
SKU: CERPLTC-5000 | Core Products Bed Comfort Pad | Help protect longterm patients from pressure points and the discomforts and dangers of decubitus ulcers. Designed to fit a twin bed, hospital bed or medical bed frame, the Bed Comfort Pad makes any bed more comfortable for patients. Reversible design features a soft cotton/polyester side and flips to a water repellent side to protect against incontinence. Filled with polyester fiberfill that is machine washable and long-lasting, this pad resists matting and bunching. Measures 36â€ x 78â€ (91cm x 198cm). | bed-comfort-pad-34c.jpg
SKU: CERPLTC-5507 | Core Products Bed Wedge 7â€ Height | A convenient solution to elevate the upper body or legs, helping to relieve the symptoms of hiatal hernia and reflux disorders. Gentle elevation helps alleviate the pain or numbness sometimes caused by lying flat on the back. | bed-wedge-7-height-5e0.jpg
SKU: CERPLTC-5510 | Core Products LTC5510 Bed Wedge - 10â€ Height | A convenient solution to elevate the upper body or legs, helping to relieve the symptoms of hiatal hernia and reflux disorders. Gentle elevation helps alleviate the pain or numbness sometimes caused by lying flat on the back. Unique two-piece hinged design constructed of precision cut, high quality foam with zippered sateen-striped cover. 24â€ x 24â€. | ltc5510-bed-wedge-10-height-30b.jpg
SKU: CERPLTC-5512 | Core Products Bed Wedge - 12â€ Height | A convenient solution to elevate the upper body or legs, helping to relieve the symptoms of hiatal hernia and reflux disorders. Gentle elevation helps alleviate the pain or numbness sometimes caused by lying flat on the back. Unique two-piece hinged design constructed of precision cut, high quality foam with zippered sateen-striped cover. 24â€ x 24â€. | bed-wedge-12-height-45f.jpg
SKU: ALI712120ST | Alimed AliRail Bed Rail | AliRailâ„¢ Bed Rail Great safety option. Can help assist with not rolling out of bed and assists in both getting into and out of bed. Easier to grip than conventional assistive bed rails. Unique bed rail design allows for two-handed gripping when user rises to the seated position. Conveniently sized, it remains on the bed providing a bed rail level of protection without enclosing the user completely. No-slip, ergonomically shaped foam-covered grip makes holding the bed rail handle easy and a good, strong grip ensues. Double cross brace for maximum support. Strong nylon straps wrap around box springs to provide more counter weight and extra-secure installation. Three-piece construction easily dismantles for transportation. Wide base extenders for added stability. | alirail-bed-rail-33d.jpg
SKU: RBW525 | R & B Wire Blanket Cradle | This product is a necessity for those that are restricted to bed. This product will help prevent feet and leg problems and discomfort from the constant pressure and irritation that may be caused by bedding movement when restricted to bed. The blanket cradle will help prevent the constant weight of heavy bedding on residents' feet. Prevents cramping, pressure ulcers and other foot or leg problems. | blanket-cradle-571.jpg
SKU: SKIL306110 | Skil Care Padded Mitts | These lightweight mitts prevent the resident from scratching, picking or bruising other residents. Also limits the range of arm motion when the extra tie strap is used. | padded-mitts-b77.jpg
SKU: RBW602BW | R & B Wire Biohazardous Waste Hamper Label, Black Lettering | These bilingual (English & Spanish) high quality tear resistant hamper labels are clear backed adhesive labels - the lettering is all that is visible once the label is applied. The labels are 10" x 4" and will look professional and stand up to all standard cleaning. This Biohazardous Waste label has black lettering and comes as pack of 5 labels. Lids sold seperately. Hamper Label, Biohazardous Waste - Black Lettering, pack of 5, Dimensions: 10"L x 4"W. | biohazardous-waste-hamper-label-black-lettering-39b.jpg
SKU: RBW602RL | R & B Wire Resident Personal Linen Hamper Label, Green Lettering | These bilingual (English & Spanish) high quality tear resistant hamper labels are clear backed adhesive labels - the lettering is all that is visible once the label is applied. The labels are 10" x 4" and will look professional and stand up to all standard cleaning. This Resident Personal Linen label has green lettering and comes as pack of 5 labels. Lids sold seperately. Dimensions: 10"L x 4"W. | resident-personal-linen-hamper-label-green-lettering-1ff.jpg
SKU: RBW602B | R & B Wire ABS Crack Resistant Replacement Lid, Blue | This high impact ABS crack resistant blue lid is a replacement lid for all R&B hampers if color coordinating is important. This light weight lid allows for complete hands free operation of your R&B hamper. Please see our complete line of colored and replacement white lids along with our complete line of high quality standard and custom labels. | abs-crack-resistant-replacement-lid-blue-702.jpg
SKU: NKMC503 | NKM Novum Medical Foam Mattress for Neonatal Cribette, 3" | The specially designed C100 Super Foam Mattress is recommended for Gatch deck cribs. The mattress is a combination of two layers of foam. The top layer is perforated at the head and knee area to conform to the deck when raised or lowered. The foam on the bottom provides extra support and comfort. The easy to clean cover material is a comfortable blue nylon with a rubber backing and the bottom is a durable med-safe vinyl. | foam-mattress-for-neonatal-cribette-3-52c.jpg
SKU: NKMC505 | NKM Novum Medical Foam Mattress for Infant Crib, 3" | The specially designed C100 Super Foam Mattress is recommended for Gatch deck cribs. The mattress is a combination of two layers of foam. The top layer is perforated at the head and knee area to conform to the deck when raised or lowered. The foam on the bottom provides extra support and comfort. The easy to clean cover material is a comfortable blue nylon with a rubber backing and the bottom is a durable med-safe vinyl. | foam-mattress-for-infant-crib-3-2e9.jpg
SKU: NKMC506 | NKM Novum Medical Foam Mattress for Infant Crib, 4" | The specially designed C100 Super Foam Mattress is recommended for Gatch deck cribs. The mattress is a combination of two layers of foam. The top layer is perforated at the head and knee area to conform to the deck when raised or lowered. The foam on the bottom provides extra support and comfort. The easy to clean cover material is a comfortable blue nylon with a rubber backing and the bottom is a durable med-safe vinyl. | foam-mattress-for-infant-crib-4-5a9.jpg
SKU: NKMC507 | NKM Novum Medical Foam Mattress for Child Crib 3" | The specially designed C100 Super Foam Mattress is recommended for Gatch deck cribs. | foam-mattress-for-child-crib-3-aa5.jpg
SKU: NKMC508 | NKM Novum Medical Foam Mattress for Child Crib, 4" | The specially designed C100 Super Foam Mattress is recommended for Gatch deck cribs. The mattress is a combination of two layers of foam. The top layer is perforated at the head and knee area to conform to the deck when raised or lowered. The foam on the bottom provides extra support and comfort. The easy to clean cover material is a comfortable blue nylon with a rubber backing and the bottom is a durable med-safe vinyl. | foam-mattress-for-child-crib-4-57f.jpg
SKU: NKMC509 | NKM Novum Medical Foam Mattress for Youth Crib, 3" | The specially designed C100 Super Foam Mattress is recommended for Gatch deck cribs. The mattress is a combination of two layers of foam. The top layer is perforated at the head and knee area to conform to the deck when raised or lowered. The foam on the bottom provides extra support and comfort. The easy to clean cover material is a comfortable blue nylon with a rubber backing and the bottom is a durable med-safe vinyl. | foam-mattress-for-youth-crib-3-088.jpg
SKU: NKMC510 | NKM Novum Medical Foam Mattress for Youth Crib, 4" | The specially designed C100 Super Foam Mattress is recommended for Gatch deck cribs. The mattress is a combination of two layers of foam. The top layer is perforated at the head and knee area to conform to the deck when raised or lowered. The foam on the bottom provides extra support and comfort. The easy to clean cover material is a comfortable blue nylon with a rubber backing and the bottom is a durable med-safe vinyl. | foam-mattress-for-youth-crib-4-218.jpg
SKU: NKMC20 | NKM Novum Medical Vinyl Top for Child Klimer Cribs | Vinyl Top for Child Klimer Cribs. | vinyl-top-for-child-klimer-cribs-ec8.jpg
SKU: NKMC50 | NKM Novum Medical Hospital Crib EZ Access Rail | Hospital Crib EZ Access Rail. Ez Rail Access, 2 Per Crib. | hospital-crib-ez-access-rail-02e.jpg
SKU: RBW602TWG | R & B Wire Trash/Waste Receptacle Label, Gray Lettering | These bilingual (English & Spanish) high quality tear resistant hamper labels are clear backed adhesive labels - the lettering is all that is visible once the label is applied. The labels are 10" x 4" and will look professional and stand up to all standard cleaning. This Trash/Waste label has gray lettering and comes as pack of 5 labels. Lids sold seperately. Dimensions: 10"L x 4"W. | trash-waste-receptacle-label-gray-lettering-667.jpg
SKU: RBW602CUSTOM | R & B Wire Custom Label, 12"L x 4"W | You can select the verbage and letter coloring when selecting a custom label. You can include the bilingual option as well or you can add a logo or graphic if desired as well. These high quality tear resistant hamper labels are clear backed adhesive labels - the lettering is all that is visible once the label is applied. Customer to provide artwork for custom labels. The labels are 12" x 4" and will look professional and stand up to all standard cleaning. All custom labels come as pack of 5 labels. Lids sold seperately. Dimensions: 12"L x 4"W. | custom-label-12l-x-4w-da0.jpg
SKU: PMI8035 | Probasics Bariatric Heavy Duty Half Rails, 42" Wide Beds | Rugged 1" steel construction. Secure bolt-on clamp assembly. Reduced gap design. Can be mounted on either head and foot sections. Durable brown vein powder coat finish. Overall height above deck raised position: 15".Overall height above deck lowered position: 3.5". Overall length: 28 3/4". | bariatric-heavy-duty-half-rails-42-wide-beds-678.jpg
SKU: ALI2208 | Alimed Magnetic Bed Rail Clamp | Magnetic Bed Rail Clamp uses a strong magnet to attach to the bed rail. Clamp releases to help prevent bruised shins if caregivers bump into alarm. | magnetic-bed-rail-clamp-292.jpg
SKU: ALI70516 | Alimed Travel Freedom Grip Bed Handle | FREEDOM Travel Grip Bed Handle assists bed mobility. Easily collapsible and lightweight to carry for use at home and while away. These handles have a tubular frame that slides between the mattress and box springs. The lightweight tubular frame easily disassembles for easy transport. | travel-freedom-grip-bed-handle-f77.jpg
SKU: ALI70517 | Alimed Home Model, Standard Electric Bed Handle, for Right | Home Model-Standard Bed Handle The handle is pre-mounted on a 27"W x 30"L bedboard that easily slides between the mattress and box spring. The bedboard also provides support to the sleeping area and firms up the edge of the mattress for safer transfers. Tool-free assembly. Simply position bedboard and slide handles into holding tubes. Top of handle is approximately 15" above the mattress. 250-lb. weight capacity. | home-model-standard-electric-bed-handle-for-right-7f3.jpg
SKU: ALI2144 | Alimed Wireless Alarm with 6-Month Chair Sensor Pad System | Wireless Remote Alarm Unit Traditional sensor pad alarms sound only at the bedside, making it a challenge for staff to quickly locate the patient in need. Bedside patient alarm units are also often upsetting to patients and can interfere with their sleep and that of their roommates. With the wireless remote alarm option, the alarm can sound at the bedside and outside of the room simultaneously, or sound and flash outside of the room only. This makes it easier for staff to locate the patient quickly and helps reduce the incidence of patient tampering with the alarm. | wireless-alarm-with-6-month-chair-sensor-pad-system-5c3.jpg
SKU: ALI70518 | Alimed Electric Bed Handle, for Left | Home Model-Standard Bed Handle The handle is pre-mounted on a 27"W x 30"L bedboard that easily slides between the mattress and box spring. The bedboard also provides support to the sleeping area and firms up the edge of the mattress for safer transfers. Tool-free assembly. Simply position bedboard and slide handles into holding tubes. Top of handle is approximately 15" above the mattress. 250-lb. weight capacity. | electric-bed-handle-for-left-624.jpg
SKU: REVMBED-ARAIL-F | Revolution Mobility Telescopic Full Length Side Rails, | Constructed of 1â€ steel. Telescopes with movement of bed. | telescopic-full-length-side-rails--4f6.jpg
SKU: NYO9557-30 | NY Orthopedic Half Rail Bed Rail Pads Sheepskin 18'' x 30'' | Soft, hi-pile non-allergenic synthetic sheepskin is an economic alternative to many products of similar design. Used in many products, synthetic sheepskin is soft to the touch and feels wonderful against the skin. Besides many other uses, synthetic sheepskin is available in decubitus products, such as elbow and heel protectors and provide comfort in wheelchair covers. | half-rail-bed-rail-pads-sheepskin-18-x-30-622.jpg
SKU: NYO9565-010928-S | NY Orthopedic Split Rail Vinyl Bed Rail Pads 1'' x 9'' x 28'' | Features soft padding to help prevent patient injury and deter patient exits between all four split side rails.Stretch hook and loop closure fasten pads securely to bed rails. Helps minimize accidental patient injuries resulting from striking bedside rails and bedside rail entrapment. | split-rail-vinyl-bed-rail-pads-1-x-9-x-28-0f6.jpg
SKU: RBW602IL | R & B Wire Infectious Linen Hamper Label, Red Lettering | These bilingual (English & Spanish) high quality tear resistant hamper labels are clear backed adhesive labels - the lettering is all that is visible once the label is applied. The labels are 10" x 4" and will look professional and stand up to all standard cleaning. This Infectious Linen label has red lettering and comes as pack of 5 labels. Lids sold seperately.Hamper Label, Infectious Linen - Red Lettering, pack of 5, Dimensions: 10"L x 4"W. | infectious-linen-hamper-label-red-lettering-f78.jpg
SKU: RBW605 | R & B Wire Accessory Basket for X-Frame Wire Hamper | This convenient wire accessory bag holder is chrome plated and is made specifically for the 697 X-frame hamper. This basket allows you to store replacement liners or other appropriate products with the hamper. | accessory-basket-for-x-frame-wire-hamper-bde.jpg
SKU: SKIL554025 | Skil Care 30Â° Positioning Wedge With LSll Cover | A bed positioning wedge contoured to an optimum 30 degrees. | 30-positioning-wedge-with-lsll-cover-a84.jpg
SKU: RBW602SLW | R & B Wire Soiled Linen Hamper Label, White Lettering | These bilingual (English & Spanish) high quality tear resistant hamper labels are clear backed adhesive labels - the lettering is all that is visible once the label is applied. The labels are 10" x 4" and will look professional and stand up to all standard cleaning. This Soiled Linen label has white lettering and comes as pack of 5 labels. Lids sold seperately.Hamper Label, Soiled Linen - White Lettering, pack of 5, Dimensions: 10"L x 4"W. | soiled-linen-hamper-label-white-lettering-5c4.jpg
SKU: MAB555-8071-0123 | Briggs Healthcare DMI Ortho Bed Wedge Blue 8 x 20 x 24 | Unique foam wedge design helps improve circulation while allowing the spinal cord to relax, easing back pain | dmi-ortho-bed-wedge-blue-8-x-20-x-24-98f.jpg
SKU: SKIL401165 | Skil Care Headboard Wall Protector Nylon Foam 3â€ x 6â€ x 38â€ | Protects the wall from the bed bumping the wall. Headboard/Wall Protector, Foam, Nylon cover | headboard-wall-protector-nylon-foam-3-x-6-x-38-5b4.jpg
SKU: DRV14200 | Drive Medical Harmony True Low Air Loss Tri-Therapy Mattress Replacement System | The Harmony True Low Air Loss Tri-Therapy Mattress Replacement System is intended for the prevention and treatment of all stages of pressure ulcers. This 1300 liter per minute (LPM) pump provides consistent air flow for therapeutic levels of pressure redistribution and pulsation. The True Low Air Loss feature controls the microclimate keeping the patient cool, dry and comfortable. A silver ion treated, 2 way stretch cover combined with a low shear fabric offers odor control, antimicrobial protection, and patient comfort. | harmony-true-low-air-loss-tri-therapy-mattress-replacement-system-e46.jpg
SKU: DRV14029-84 | Drive Medical Med Aire Plus Low Air Loss Mattress Replacement System 84" x36" | The Med Aire 8" Alternating Pressure and Low Air Loss mattress replacement system is indicated for the prevention and treatment of all stages of pressure ulcers. This feature rich Group 2 Support Surface offers alternating pressure therapy and microclimate control optimizing pressure redistribution and helping to maintain skin integrity. An intuitive 8 LPM (liters per minute) control unit provides 4 cycle time options, auto-recovery, seat inflation, micro processing feedback, 3 diagnostic alarms, and comfort settings easily adaptable to the patient's specific needs. Designed to administer alternating pressure and low air loss therapy, this mattress has head to toe durable air cells with pillow function for comfort, cell on cell technology for power outage protection, and a low shear, anti-friction, fluid resistant durable stretch cover. | med-aire-plus-low-air-loss-mattress-replacement-system-84-x36-b35.jpg
SKU: INV6418 | Invacare Tilt Top Overbed Table | Invacare Overbed Tables are practical, easy-to-use units suitable for both home and institution. The table height easily adjusts for comfort while reading, writing or eating. These tables feature an attractive walnut wood-grained laminate top with a T-molded edge that is designed to resist damage. The heavy gauge tubular welded steel construction ensures durability and the 1.5" casters ensure smooth mobility of the table in any direction. | tilt-top-overbed-table-2d9.jpg
SKU: DRV13080 | Drive Medical Bariatric Heavy Duty Overbed Table | This bariatric overbed table by Drive Medical is so strong in the locked position it can support up to 500 pounds. Thank a structurally reinforced steel-welded frame. It extends virtually the entire length of the high pressure, 18" x 40" laminate table top that is large enough to reach the center line of most bariatric beds. The table top height can adjust from 30" to 45" in 1" increments, and a power-coated base and column are attractive and easy to maintain. Swivel casters allow for easy maneuverability. The product is protected by a limited lifetime warranty. | bariatric-heavy-duty-overbed-table-562.jpg
SKU: CM1927 | Complete Medical Bed Tray with Side Pockets | Used for eating reading writing grooming and games. | bed-tray-with-side-pockets-6d1.jpg
SKU: HROverbedTable | Hill-Rom Overbed Table | Overbed Tables.. | overbed-table-aff.jpg
SKU: SAMP920668 | Sammons Preston Low Bed Overbed Table | The Low Bed Overbed Table is designed to ruse with fixed height low bed. The top can be raised with the slightest upward pressure and lowers with a touch of the convenient trip lever. There are really infinite adjustments with the spring-assisted lift mechanism. The frame and column are constructed from durable 16 and 17-gauge welded tubular steel and a nice chrome finish. It's very easy to maneuver. | low-bed-overbed-table-b82.jpg
SKU: AMF4950 | Amfab Executive II Split Top Acute Care Overbed Table | The latest addition to AmFab's Acute Care product line has both style and functionality. This split-top overbed table features a molded urethane edge top for up to almost a half gallon of spill containment. Dual, molded, ergonomic handles contain steel reinforcements and provide a comfortable grip and easy mobility. Newly designed cup holders have been incorporated into the urethane and accomodate most commonly used beverage containers. Flexible tabs grip the cup, preventing spills, and are easily removed for cleaning.When the split top table is activated, the 18" x 32" upper table slides either forward or back, allowing the 17 1/2" x 26 1/2" lower table to move into the opposite position. This creates more user friendly space for either the patient or caregiver. The gas cylinder lift mechanism and internal bushings provide for smooth and easy height adjustment between 29 1/2" and 44 1/2". A heavy duty opal powder coated column and base is available in either an "H", Â "U", or "Fork" design, with an additional option of a low profile alternative to fit under beds with height constraints. and the column can be mounted on either the left or right side for added versatility. The 28" wide base opening provides easy access for most wheelchairs. | executive-ii-split-top-acute-care-overbed-table-84d.gif
SKU: HRADVANCEPACKAGE | Hill-Rom Advance Bed Package Refurbished | Includes Hill Rom Refurbished Advance 1105 Bed, Basic Mattress, NEW Overbed Table, NEW Bedside Cabinet. | advance-bed-package-refurbished-d95.jpg
SKU: HRADVANTAPACKAGE | Hill-Rom Advanta Bed Package | Includes Hill Rom Refurbished Advanta Bed, Basic Mattress, NEW Overbed Table, NEW Bedside Cabinet. | advanta-bed-package-1fa.jpg
SKU: HAU3415 | Hausmann Industries Over Bed Table | Hausmann over bed table elegant design and finished metal for easy cleaning and maintenance. | over-bed-table-56a.jpg
SKU: CLITS-160 | Clinton Industries U-Base, Over Bed Table | U-base over bed table-walnut | u-base-over-bed-table-1f7.jpg
SKU: CLITS-160 | Clinton Industries U-Base, Over Bed Table | U-base over bed table-walnut | u-base-over-bed-table-1f7.jpg
SKU: CLITS-170 | Clinton Industries H-Base, Over Bed Table | H-base over bed table-walnut | h-base-over-bed-table-248.jpg
SKU: CLITS-170 | Clinton Industries H-Base, Over Bed Table | H-base over bed table-walnut | h-base-over-bed-table-248.jpg
SKU: AMF1010H | Amfab Automatic Long Term Care Overbed Table | The STANDARD for a Long Term Care Overbed Table. The 1010 features a patented automatic spring-assisted lift mechanism that has infinite height adjustments throughout the 17" range of height between 28" and 45". "Automatic" means that the handle does not need to be engaged to move the table up. This is a valuable safety feature that helps prevent the table from tipping if the bed rises when the table is placed over the top. The walnut melamine top is 15" wide by 30" long, providing ample space for multiple uses. The base and column offer a durable chrome finish for years of functional and appealing use. The 1 1/2" dual wheel casters are attractive and appropriate for use on any surface. The "H" style base provides for maximum stability while the "U" style base offers greater access from the front side for wheelchair or standard chair use. | automatic-long-term-care-overbed-table-2c8.jpg
SKU: AMF1005H | Amfab Automatic Long Term Care Product Overbed Table | The 1005 features a standard 15" x 30" walnut melamine top that can be raised with the slightest upward pressure, and lowers with a touch of the covenient trip lever. AmFab's patented automatic spring-assisted lift mechanism allows infinite height adjustment between the 19-3/4" to 28" height range. | automatic-long-term-care-product-overbed-table-345.jpg
SKU: INV6417 | Invacare Auto-Touch Overbed Table | Invacare Overbed Tables are practical, easy-to-use units suitable for both home and institution. The table height easily adjusts for comfort while reading, writing or eating. These tables feature an attractive walnut wood-grained laminate top with a T-molded edge that is designed to resist damage. The heavy gauge tubular welded steel construction ensures durability and the 1.5" casters ensure smooth mobility of the table in any direction. | auto-touch-overbed-table-c63.jpg
SKU: AMF501/502 | Amfab EZ Table | The EZ Table is designed to work with most standard lift chairs and recliners. It works as a convenient height-adjustable table that swivels in front of the chair when the user wants it and then easily swivels to the side to function as a side table when not in use. The EZ Table comes with a sturdy bottom plate that easily slides under the chair base and uses the weight of the chair to secure the table in place.The EZ Table comes in an attractive brown, wrinkle coat finish for years of durable and aesthetically appealing use. The 501 is for use on the left side, and the 502 is for use on the right side. | ez-table-ba4.jpg
SKU: MKS11615009 | McKesson Overbed Table entrust Performance NonTilt Spring Loaded 28.25 to 43.25 Inch | Overbed Table entrust Performance NonTilt Spring Loaded 28.25 to 43.25 Inch. | overbed-table-entrust-performance-nontilt-spring-loaded-2825-to-4325-inch-f3d.jpg
SKU: MKS11625009 | McKesson Overbed Table entrust Performance Non Tilt | Overbed Table entrust Performance NonTilt Spring Loaded 28.25 to 43.25 Inch. | overbed-table-entrust-performance-non-tilt-f3d.jpg
SKU: MKS81115000 | McKesson Overbed Table entrust Performance NonTilt Spring Loaded 19.75 to 26.75 Inch | entrustâ„¢ Performance Low Overbed TableH Base15 inch x 31 inch walnut laminate top with 15.25 inch x 26.38 inch durable chrome base. | overbed-table-entrust-performance-nontilt-spring-loaded-1975-to-2675-inch-c72.jpg
SKU: HAU3415 | Hausmann Industries Over Bed Table | Hausmann over bed table elegant design and finished metal for easy cleaning and maintenance. | over-bed-table-56a.jpg
SKU: GFGF8902 | Graham Field Economy Overbed Table Non-Tilt | Lumex Everyday Overbed Table, Non-Tilt, Twin-wheel swivel casters provide smooth-rolling action. Two locking and two non-locking casters. | economy-overbed-table-non-tilt-3b8.jpg
SKU: DRV13000 | Drive Medical Pivot and Tilt Adjustable Overbed Table Tray | The Drive Medical Deluxe pivot and tilt overbed table is designed to meet the needs of many different users. The adjustable pivot and tilt arm allows this overbed table to be height, angle and tilt adjusted providing a versatile table with the ability to be used in many different applications. The table top is easy to clean, features a stylish grey finish and raised outer lining to prevent items from sliding off. The frames U base and pivot arm allows wheelchair users to position the table top within comfortable reach compared to traditional overbed tables. The mast of the table pivots, and it can lock flat on the floor or at 90 degrees ensuring a flat table surface no matter the mast's positions. Four 2" casters allow for easy transportation, with two locking safely into place for security and stability. This overbed table folds flat for easy storage in tight spaces when not in use. This product is protected by a limited lifetime warranty. | pivot-and-tilt-adjustable-overbed-table-tray-64e.jpg
SKU: CMRB567 | Carex Health Care Products Deluxe Overbed Table | The Carex Deluxe Overbed Table serves as a sturdy platform to read, write, or even eat. This stylish table comes with a C-style base, which provides close and easy access to the table. This Deluxe Overbed Table base has wheels attached, which makes it easy to use and move the table. The tabletop has a flat surface with a wide area, which provides sufficient room for the user to perform various activities at ease. This table is designed with C-style, which makes it convenient to use on both left and right hand size. The height of the overbed table can be adjusted as per your requirements. This Deluxe Overbed Table from Carex is comfortable and portable to use. | deluxe-overbed-table-4bb.jpg
SKU: DRV13008 | Drive Medical Deluxe Tilt Top Overbed Table | The walnut, wood grain low-pressure laminate top on this deluxe tilt-top table by Drive Medical tilts 33 degrees in either direction, giving you the ability to adjust it to suit your needs. With the slightest upward pressure, the table can be raised or lowered in infinite settings between 26.5"-39", and the top locks securely when the height adjustment handle is released. Chrome-plated steel "H" base provides added stability and security and lead to swivel casters, which allow for maneuverability. The product is protected with a limited lifetime warranty.Â Click here for interactive demo. | deluxe-tilt-top-overbed-table-e87.jpg
SKU: NKME2081CLT | NKM Novum Medical Child Crib, 4 Side Release, Flat Pan Trend, 30" x 60", Epoxy | NK Medical Child Standard ICU Crib. | child-crib-4-side-release-flat-pan-trend-30-x-60-epoxy-b0d.jpg
SKU: NKMC2081CLT | NKM Novum Medical Child Crib, 4 Side Release, Flat Pan Trend, 30" x 60", Chrome | NK Medical Child Standard ICU Crib. | child-crib-4-side-release-flat-pan-trend-30-x-60-chrome-649.jpg
SKU: NKM120EV | NKM Novum Medical Overbed Table, Cup Holders, Vanity, Gas Cylinder, Opal Base, Top | Overbed Table, Cup Holders, Vanity, Gas Cylinder, Opal Base, 18" x 32" Top | overbed-table-cup-holders-vanity-gas-cylinder-opal-base-top-32a.jpg
SKU: NKM120G | NKM Novum Medical Overbed Table, Hospital, Gas cylindes, 18" x 32" Top, C Base | Overbed Table, Hospital, Gas cylindes, 18" x 32" Top, C Base | overbed-table-hospital-gas-cylindes-18-x-32-top-c-base-c1e.jpg
SKU: NKM123A | NKM Novum Medical Overbed Table, Hospital, Auto, Vanity/ Mirror, 15" x 30" Top, H Base | Overbed Table, Hospital, Auto, Vanity/ Mirror, 15" x 30" Top, H Base | overbed-table-hospital-auto-vanity-mirror-15-x-30-top-h-base-373.jpg
SKU: NKM124 | NKM Novum Medical Automatic Lift Acute Care Overbed Table | Overbed Table, Hospital, Auto, Vanity/ Mirror, 18" x 32" Top, C Base. Easy to store overbed table with a 18" x 32" top! | automatic-lift-acute-care-overbed-table-6db.jpg
SKU: NKM120E | NKM Novum Medical Overbed Table, Hospital, Split Top, Gas Assist, 18" x 32" Top | Overbed Table, Hospital, Split Top, Gas Assist, 18" x 32" Top | overbed-table-hospital-split-top-gas-assist-18-x-32-top-8e1.jpg
SKU: SAMP920781 | Sammons Preston Carex Overbed Table | Convenient flat surface makes it easy for people to eat, write, or do projects while in bed or a chair. | carex-overbed-table-2d8.jpg
SKU: NKMIT-201634-HB | NKM Novum Medical Instrument Table | Instrument Table, 20" x 16" x 34", Stainless Steel, H Brace | instrument-table-dc4.jpg
SKU: NKMIT-201634-HB | NKM Novum Medical Instrument Table | Instrument Table, 20" x 16" x 34", Stainless Steel, H Brace | instrument-table-dc4.jpg
SKU: NKMIT-302034-HB | NKM Novum Medical Instrument Table, 30" x 20" x 34", Stainless Steel, H Brace | Stainless Steel construction with H Brace SupportYour NK stainless steel Instrument Table is designed to provide trouble free operation with a minimal amount of serviceThe 3â€ casters are self lubricating and should be fully functioning for years to come. However, over time you may consider lubricating the wheels, if desired.CLEANING: Your Stainless Steel unit should be cleaned with mild detergent or a lemon water based cleaner. Rub with the grain to remove debris. Avoid use of strong detergents or solvents. | instrument-table-30-x-20-x-34-stainless-steel-h-brace-122.jpg
SKU: NKMIT-362434-HB | NKM Novum Medical Instrument Table, 36" x 24" x 34", Stainless Steel, H Brace | Stainless Steel construction with H Brace SupportYour NK stainless steel Instrument Table is designed to provide trouble free operation with a minimal amount of serviceThe 3â€ casters are self lubricating and should be fully functioning for years to come. However, over time you may consider lubricating the wheels, if desired.CLEANING: Your Stainless Steel unit should be cleaned with mild detergent or a lemon water based cleaner. Rub with the grain to remove debris. Avoid use of strong detergents or solvents. | instrument-table-36-x-24-x-34-stainless-steel-h-brace-7e8.jpg
SKU: NKMIT-602434-HBS | NKM Novum Medical Instrument Table, 60" x 24" x 34", Stainless Steel, H Brace, 4" Stiffener | Stainless Steel with H Brace w/ 4" StiffenerYour NK stainless steel Instrument Table is designed to provide trouble free operation with a minimal amount of serviceThe 3â€ casters are self lubricating and should be fully functioning for years to come. However, over time you may consider lubricating the wheels, if desired.CLEANING: Your Stainless Steel unit should be cleaned with mild detergent or a lemon water based cleaner. Rub with the grain to remove debris. Avoid use of strong detergents or solvents. | instrument-table-60-x-24-x-34-stainless-steel-h-brace-4-stiffener-9d2.jpg
SKU: NKMIT-722434-HBS | NKM Novum Medical Instrument Table 72" x 24" x 34" Stainless Steel H Brace 4" Stiffener | Stainless Steel with H Brace w/ 4" Stiffener. Your NK stainless steel Instrument Table is designed to provide trouble free operation with a minimal amount of service. The 3â€ casters are self lubricating and should be fully functioning for years to come. However, over time you may consider lubricating the wheels, if desired. CLEANING: Your Stainless Steel unit should be cleaned with mild detergent or a lemon water based cleaner. Rub with the grain to remove debris. Avoid use of strong detergents or solvents. | instrument-table-72-x-24-x-34-stainless-steel-h-brace-4-stiffener-53f.jpg
SKU: NKMIT-201634-HB | NKM Novum Medical Instrument Table | Instrument Table, 20" x 16" x 34", Stainless Steel, H Brace | instrument-table-dc4.jpg
SKU: NKMIT-201634-HB | NKM Novum Medical Instrument Table | Instrument Table, 20" x 16" x 34", Stainless Steel, H Brace | instrument-table-dc4.jpg
SKU: NKMIT-201634-HB | NKM Novum Medical Instrument Table | Instrument Table, 20" x 16" x 34", Stainless Steel, H Brace | instrument-table-dc4.jpg
SKU: NKMIt-362434-BS | NKM Novum Medical Instrument Table, 36" x 24" x 34", Stainless Steel, Bottom Shelf | Stainless Steel with Bottom ShelfYour NK stainless steel Instrument Table is designed to provide trouble free operation with a minimal amount of serviceThe 3â€ casters are self lubricating and should be fully functioning for years to come. However, over time you may consider lubricating the wheels, if desired.CLEANING: Your Stainless Steel unit should be cleaned with mild detergent or a lemon water based cleaner. Rub with the grain to remove debris. Avoid use of strong detergents or solvents. | instrument-table-36-x-24-x-34-stainless-steel-bottom-shelf-ddc.jpg
SKU: NKMIt-482034-BS | NKM Novum Medical Instrument Table, 48" x 20" x 34", Stainless Steel, Bottom Shelf | Stainless Steel with Bottom ShelfYour NK stainless steel Instrument Table is designed to provide trouble free operation with a minimal amount of serviceThe 3â€ casters are self lubricating and should be fully functioning for years to come. However, over time you may consider lubricating the wheels, if desired.CLEANING: Your Stainless Steel unit should be cleaned with mild detergent or a lemon water based cleaner. Rub with the grain to remove debris. Avoid use of strong detergents or solvents. | instrument-table-48-x-20-x-34-stainless-steel-bottom-shelf-388.jpg
SKU: NKMIT-602434-HB | NKM Novum Medical Instrument Table, 60" x 24" x 34", Stainless Steel, H Brace | Stainless Steel construction with H Brace SupportYour NK stainless steel Instrument Table is designed to provide trouble free operation with a minimal amount of serviceThe 3â€ casters are self lubricating and should be fully functioning for years to come. However, over time you may consider lubricating the wheels, if desired.CLEANING: Your Stainless Steel unit should be cleaned with mild detergent or a lemon water based cleaner. Rub with the grain to remove debris. Avoid use of strong detergents or solvents. | instrument-table-60-x-24-x-34-stainless-steel-h-brace-989.jpg
SKU: NKM121A | NKM Novum Medical Overbed Table, Hospital, Automatic, No Vanity, 15" x 30" Top, H Base | Overbed Table, Hospital, Automatic, No Vanity, 15" x 30" Top, H Base | overbed-table-hospital-automatic-no-vanity-15-x-30-top-h-base-1c6.jpg
SKU: CRXHP567-00 | Carex Health Care Products Overbed Table | Carex Overbed Table provides a sturdy platform to eat, read, write or do projects while in bed. | overbed-table-676.jpg
SKU: ISG3037 | Invacare Over Bed Table | Easily assembled, over bed table with wood grain laminated top measures 30" x 15". Height adjusts from 28" to 45". | over-bed-table-61b.jpg
SKU: DRV13068BV | Drive Medical Multi Purpose Tilt Top Split Overbed Table | The Multi-Purpose Tilt-Top Split Overbed Table from Drive Medical gives you two stable, independent surfaces for eating, working, or entertainment. The height of the attractive wood-grain tabletops is infinitely adjustable and the larger surface can be angled to place it at the ideal position for you. The smaller surface always remains flat, perfect for keeping food, drink, glasses, remote controls, or other items secure. This Multi-Purpose Tilt-Top Split Overbed Table can also be used as a mobile workstation, a drafting table, a laptop desk, an artist's table, or an entertainment tray. With a 55 pound weight capacity, you can be assured your items will be safe and secure on this table. The tabletop can be raised as high as 46 inches allowing it to also be used as a standing desk. Additionally, the Overbed Table's caster wheels make it easy to maneuver and allow the table to be placed wherever it is most convenient. | multi-purpose-tilt-top-split-overbed-table-114.jpg
SKU: FGP56700 | Carex Health Care Products Overbed Table | The Overbed Table features a convenient flat surface which makes it easier for users to eat, work and read while in a chair or a bed. The table easily adjusts for right or left hand use and height variation. The unique base allows for easier and closer access from a chair. | overbed-table-ead.jpg
SKU: NKM149-BAR | NKM Novum Medical Bariatric Overbed Table, 18" x 40" Oversized Top | 18" x 40" OVERSIZED Top Reaches Beyond the Middle of the Extra-Wide Bariatric Beds, Top is Structurally Reinfored with A Tubular Steel Welded Frame That Extends Virtually the Entire Length of the Table Top, Wider 35" Cross Member Base for Use With Bariatric Chairs, Height Adjusts between 30 1/2" and 45 1/2" and Has a Strong Positive Lock in 1" Increments, In Locked Position, Table Will Support a Static Load of 500 lbs, Easy Access for Wheelchairs, Opal Powder Coated Base and Column. | bariatric-overbed-table-18-x-40-oversized-top-03e.jpg
SKU: NKM120ES | NKM Novum Medical Acute Care Table, Split Top, Gas Assist, Mollded Edge, 18" x 32" Top | Dual cup holders, Dual ergonomic handles, Pneumatic lift mechanism provides height adjustment between 29.5â€ and 44.5â€, Available in both C and H style base design, Opal powder coated base and column, Column can be changed to mount on the right or left side, Wide 28â€ opening allows easy access for most wheelchairs, Capable of handling 100 lbs. of evenly distributed weight. | acute-care-table-split-top-gas-assist-mollded-edge-18-x-32-top-ad3.jpg
SKU: NKM127 | NKM Novum Medical Overbed Economy Table, Walnut, 15â€ x 30â€ vinyl top | Features 15" x 30" Vinyl Top, Height Adjusts Between 28" to 45", Walnut Finish, Requires More Assembly Than Our Standard Tables. | overbed-economy-table-walnut-15-x-30-vinyl-top-582.jpg
SKU: FGP56700 | Carex Health Care Products Overbed Table | The Overbed Table features a convenient flat surface which makes it easier for users to eat, work and read while in a chair or a bed. The table easily adjusts for right or left hand use and height variation. The unique base allows for easier and closer access from a chair. | overbed-table-ead.jpg
SKU: NKM132 | NKM Novum Medical Overbed Economy Table 3 Position | Table provides a 33Ëš, 3 position tilt in either direction. Offers a raised molded edge to prevent papers from falling when in tilt. Fingertip convenience for both height and tilt adjustment. | overbed-economy-table-3-position-3ca.jpg
SKU: NKM126 | NKM Novum Medical Overbed Economy Tables, 1/4" Built-in Lip | Spring assisted lift mechanism has infinite height adjustments throughout the 28.5â€ and 45â€ range. Column and base of this deluxe unit come standard in a soft opal powder coat finish to provide for aesthetic appeal.Durable veneer tabletop which is available in seven designer colors at no extra cost (walnut, mahogany, oak, cherry, maple, natrual pear, and gray nebula). | overbed-economy-tables-1-4-built-in-lip-9a2.jpg
SKU: NKM125 | NKM Novum Medical Overbed Economy Tables, Spring Assisted Lift | Automatic Spring Assisted Lift Mechanism Has Infinite Adjustments, Height Adjusts Between 28" to 45", Capable of Handling 100 lbs of Evenly Distributed Weight, Melamine top is 15" x 30" Long, Base and Column Offer a Durable Chrome Finish For Years of Functional and Appealing Use, C Style Frame Provides for Maximum Stability Over the Entire Table. | overbed-economy-tables-spring-assisted-lift-3db.jpg
SKU: PMI3037 | PMI Incorporated Overbed Tables | Non Tilt. Easily assembled. Swivel ball bearing casters. 30â€ Wood grain laminated top (30"w x 15"d). â€œHâ€ base with chrome finish. Infinite height adjustment from 27â€ to 42â€. Supports up to 25 lbs. in lowest position. | overbed-tables-5f0.jpg
SKU: LKS8353 | Lakeside Instrument Table with Shelf, Ship Weight: 40 lbs | Tables are all-welded stainless steel construction with 18 gauge shelves. Legs and frame are rugged 19 gauge square tubing. Shelves are turned down 1" and hemmed back 3/4" for extra strength. | instrument-table-with-shelf-ship-weight-40-lbs-f9d.jpg
SKU: LKS8354 | Lakeside Instrument Table with Shelf, Ship Weight: 44 lbs | Tables are all-welded stainless steel construction, with 18 gauge shelves. Legs and frame are rugged 19 gauge square tubing. Shelves are turned down 1" and hemmed back 3/4" for extra strength. | instrument-table-with-shelf-ship-weight-44-lbs-4a1.jpg
SKU: LKS8355 | Lakeside Instrument Table with Shelf, Ship Weight: 52 lbs | Tables are all-welded stainless steel construction, with 18 gauge shelves. Legs and frame are rugged 19 gauge square tubing. Shelves are turned down 1" and hemmed back 3/4" for extra strength. | instrument-table-with-shelf-ship-weight-52-lbs-f0c.jpg
SKU: LKS8393 | Lakeside H-Brace Instrument Table, Ship Weight: 56 lbs | Tables are all-welded stainless steel construction with 18 gauge shelves. Legs and frame are rugged 19 gauge square tubing. Shelves are turned down 1" and hemmed back 3/4" for extra strength. | h-brace-instrument-table-ship-weight-56-lbs-035.jpg
SKU: LKS8394 | Lakeside H-Brace Instrument Table, Ship Weight: 64 lbs | Tables are all-welded stainless steel construction, with 18 gauge shelves. Legs and frame are rugged 19 gauge square tubing. Shelves are turned down 1" and hemmed back 3/4" for extra strength. | h-brace-instrument-table-ship-weight-64-lbs-5f0.jpg
SKU: LKS8395 | Lakeside H-Brace Instrument Table, Ship Weight: 71 lbs | Tables are all-welded stainless steel construction, with 18 gauge shelves. Legs and frame are rugged 19 gauge square tubing. Shelves are turned down 1" and hemmed back 3/4" for extra strength. | h-brace-instrument-table-ship-weight-71-lbs-330.jpg
SKU: REVMPA-OBT-2 | Revolution Mobility Tilt Top Over-The-Bed Table, 26.5" Overall Width at Base | Table top can be raised or lowered to accommodate your needs. Chrome-plated steel â€œHâ€ base provides security and stability. Table top is locked securely when height djustment handle is released. Swivel casters allow for easy maneuverability. | tilt-top-over-the-bed-table-265-overall-width-at-base-b29.jpg
SKU: REVMPA-OBT-3 | Revolution Mobility Tilt Top Manual Over-The-Bed Table, 21.75" Overall Width at Base | Classic gray Finish. Table top can be raised or lowered to accommodate your needs. â€œHâ€ base provides security and stability. Table top is locked securely when height adjustment handle is released. Swivel casters allow for easy maneuverability. | tilt-top-manual-over-the-bed-table-2175-overall-width-at-base-7a3.jpg
SKU: HAR680503 | Harloff Drawer Divider Set 9" / 12" | Drawer Divider 9" / 12" Drawer Divider Set (3 long, 2 short). | drawer-divider-set-9-12-bdf.jpg
SKU: CLI8711 | Clinton Industries Bedside Cabinet | Bedside cabinet | bedside-cabinet-180.jpg
SKU: CLI8711-A | Clinton Industries Molded Top Bedside Cabinet | Molded top bedside cabinet | molded-top-bedside-cabinet-d19.jpg
SKU: CLI8720-A | Clinton Industries Mobile, Molded Top Bedside Cabinet | Mobile, molded top bedside cabinet | mobile-molded-top-bedside-cabinet-b2d.jpg
SKU: INVIH30430 | Invacare Concorde Series Oak Bedside Cabinet with Raised Panel | The Concorde Series is a timeless style. | concorde-series-oak-bedside-cabinet-with-raised-panel-a91.jpg
SKU: INVIH30431 | Invacare ConConcorde Series Bedside cabinet Flat Panel | The Concorde Series is a timeless style. | conconcorde-series-bedside-cabinet-flat-panel-777.jpg
SKU: INVIH23530 | Invacare Glendale Series Bedside Cabinet | Create your desired style with the highly configurable Glendale Series. | glendale-series-bedside-cabinet-81a.jpg
SKU: INVIH35030 | Invacare Hamilton Bedside Cabinet | The Hamilton features value prices, quality laminate products and an elegant, inviting design. | hamilton-bedside-cabinet-e69.jpg
SKU: INVIH28430 | Invacare Torrington Bedside Cabinet | The Torrington Series showcases traditional Georgian styling constructed in high-pressure laminate with wood solid edges on doors, drawers and tops. The drawers are vinyl wrapped and have positive stop drawer guides. Available with three toe kick panel options and numerous finishes. | torrington-bedside-cabinet-f22.jpg
SKU: HAU9018-10-346 | Hausmann Industries Stationary Bedside Cabinet Oak | Door,Drawer,Oak | stationary-bedside-cabinet-oak-259.jpg
SKU: HAU9018-10-927 | Hausmann Industries Stationary Bedside Cabinet Gray | Door,Drawer,Gray | stationary-bedside-cabinet-gray-422.jpg
SKU: HRADVANCEPACKAGE | Hill-Rom Advance Bed Package Refurbished | Includes Hill Rom Refurbished Advance 1105 Bed, Basic Mattress, NEW Overbed Table, NEW Bedside Cabinet. | advance-bed-package-refurbished-d95.jpg
SKU: HRADVANTAPACKAGE | Hill-Rom Advanta Bed Package | Includes Hill Rom Refurbished Advanta Bed, Basic Mattress, NEW Overbed Table, NEW Bedside Cabinet. | advanta-bed-package-1fa.jpg
SKU: HRV100R | Hill-Rom Vista Bedside Cabinet Refurbished | The Vista Bedside Cabinet brings together design, functionality and value in an impressive way. Hill-Româ€™s choice of surface material is Thermo Foil that is easy to clean and durable. | vista-bedside-cabinet-refurbished-5a2.jpg
SKU: INVIH23130 | Invacare Camden Series Bedside Cabinet | The Camden Collection features clean, elegant lines with a transitional design style. | camden-series-bedside-cabinet-7a9.jpg
SKU: INVIH30434 | Invacare Concorde Series Oak 3 Drawer Bedside Cabinet | The Concorde Series is a timeless style. | concorde-series-oak-3-drawer-bedside-cabinet-5d3.jpg
SKU: INVIH35034 | Invacare Hamilton 3 Drawer Chest | The Hamilton features value prices, quality laminate products and an elegant, inviting design. | hamilton-3-drawer-chest-ccc.jpg
SKU: INVIH32730 | Invacare Somerset Series Bedside Chest Square Panel | Rich wood veneers and high pressure laminate tops, Available with flat or profiled molding drawer fronts | somerset-series-bedside-chest-square-panel--823.jpg
SKU: INVIH32760 | Invacare Somerset Series Hutch | Somerset Series hutch | somerset-series-hutch-59f.jpg
SKU: INVIH32790 | Invacare Somerset Series 4 Drawer Armoire, Square Panel | Somerset Series 4 Drawer Armoire, Square Panel | somerset-series-4-drawer-armoire-square-panel-100.jpg
SKU: NKMPLCHART | NKM Novum Medical Chartholder | Optional Chart Holder PL1050 to use with Power Transport Lift PL1000E and Manual Transport Lift PL1000M | chartholder-e76.jpg
SKU: MAI4653 | Medical Action Industries Gent L Kare Non Sterile Specimen Container Standard Style With Lids Translucent 4 Ounce | Gent L Kare Non Sterile Specimen Container Standard Style With Lids Translucent. | gent-l-kare-non-sterile-specimen-container-standard-style-with-lids-translucent-4-ounce--c85.jpg
SKU: MAI02068A | Medical Action Industries Intake Measuring Container Polypropylene | Complementing the pitcher and carafe line, shatter-proof easy grasping tumblers make perfect drinking cups. Rounded edges allow for drinking comfort and stacking ease. Select either disposable or sterilizable tumblers. Graduations Printed Red: 10 cc increments from 30 cc to 270 cc and in 1â„2 oz increments from 1 oz to 9 oz. | intake-measuring-container-polypropylene-874.jpg
SKU: GF3453 | Graham Field Clear Plastic Sundry Jars with Covers Set of Five Unlabeled | GrafcoÂ® Labeled and Unlabeled Clear Plastic Sundry Jars are excellent for storing and dispensing a variety of supplies, making them ideal for hospitals and clinics. | clear-plastic-sundry-jars-with-covers-set-of-five-unlabeled--925.jpg
SKU: PDCMV04FP6672 | Precision Dynamics Timemed Medvision Labels 10% Formalin Labels | Timemed Medvision Labels. | timemed-medvision-labels-10-formalin-labels--9e6.jpg
SKU: BMS533810 | Bemis Specimen Collection Equipment Adapter | Bemis specimen collection adapters are single-use adapters designed for the company's suction canisters. | specimen-collection-equipment-adapter-28d.jpg
SKU: CVN17077 | Covidien Precision Specimen Container, 4 oz , Plastic Screw Top Cap, 3" x 2-1/2" | Specimen Containers are available in a variety of sizes ranging from 1.5 oz. to 6 oz. There is also a variance in packaging, lid, sterile, and non-sterile options. | precision-specimen-container-4-oz-plastic-screw-top-cap-3-x-2-1-2--85f.jpg
SKU: CVN8507MW | Covidien SharpSafety Safety In Room Sharps Container, Counterbalance Lid, Red, 5 Quart | RENEWABLES Sharps Disposal Containers are manufactured using post industrial recycled plastics. | sharpsafety-safety-in-room-sharps-container-counterbalance-lid-red-5-quart-79f.jpg
SKU: ALI5241 | Alimed TPutty Containers, 4oz | AliMed Color-Coded Therapy Putty Containers come in three sizes. Helps keep the consistency of the putty. | tputty-containers-4oz-71b.jpg
SKU: MAI930 | Medical Action Industries Non-Stackable Sharps Containers 3.5" x 3.5" x 10" | A comprehensive system for the management and disposal of Chemotherapy Waste. | non-stackable-sharps-containers-35-x-35-x-10--b5a.jpg
SKU: LWSCTL-HEMM-GLDR | LW Scientific Hemacytometer | Our hemacytometer is specially designed for counting erythrocytes and leukocytes. Double rulings are visible through a wide range of illumination. Neubauer rulings are 0.1mm below cover glass. The H-shaped moat offers two counting areas. Fused rhodium on glass provides distinct lines. | hemacytometer-990.png
SKU: BKM6605477 | Beckman Coulter AcT diff Hematology Analyzer | The AcT diff is an affordable, compact system that features the power of our proven histogram differential technology. The AcT diff is a popular choice for the low-Â­volume needs of todayâ€™s physician office labs and smaller laboratories. | act-diff-hematology-analyzer-5bc.jpg
SKU: BKM6605541 | Beckman Coulter Hematology Analyzer CLIA Moderate Complexity, 4L Reagent | This hematology analyzer combines high performance with compact design, affordability and ease of use. It provides features and benefits usually found only on larger analyzers, such as small sample volume in both open and closed analysis modes, a wide operating range and multiple reporting options such as 16- or 18-parameter blood cell count including white cell differential and wbc, rbc and plt histograms.The analyzer is easy to use: select sample mode and verify id via the intuitive touch screen; place sample or control tube into the closed vial sample station; review results in less than 60 seconds. The analyzer is easy to use: select sample mode and verify id via the intuitive touch screen; place sample or control tube into the closed vial sample station; review results in less than 60 seconds. efficient data management and automated quality assurance functions help improve productivity. | hematology-analyzer-clia-moderate-complexity-4l-reagent-53c.jpg
SKU: BKM6605540 | Beckman Coulter Hematology Analyzer CLIA Moderate Complexity, 15L Reagent | This hematology analyzer combines high performance with compact design, affordability and ease of use. It provides features and benefits usually found only on larger analyzers, such as small sample volume in both open and closed analysis modes, a wide operating range and multiple reporting options such as 16- or 18-parameter blood cell count including white cell differential and wbc, rbc and plt histograms.The analyzer is easy to use: select sample mode and verify id via the intuitive touch screen; place sample or control tube into the closed vial sample station; review results in less than 60 seconds.Â Eficient data management and automated quality assurance functions help improve productivity. | hematology-analyzer-clia-moderate-complexity-15l-reagent-e66.jpg
SKU: HMC111716 | HemoCue Hb 201 Hemoglobin Test Microcuvettes | HemoCue Hb 201 Hemoglobin Test Microcuvettes | hb-201-hemoglobin-test-microcuvettes-f7a.jpg
SKU: HMC121721 | HemoCue Hb 201+ Haemoglobin Analyser | Providing lab accuracy and ease of use, the HemoCueÂ® Hb 201+ system has become a standard in Hb point-of-care testing. Healthcare providers around the world rely on the immediate results so they can make the right decisions when they need them most â€” right at the point of care. | hb-201-haemoglobin-analyser-f04.jpg
SKU: HCCN10910 | Hygenic Corporation Translucent Amber Tubing 1/4"-I.D. 1/162"-Wall 3/8"-O-D | Made of natural rubber; seamless, flexible and smooth. | translucent-amber-tubing-1-4-id-1-162-wall-3-8-o-d-d31.jpg
SKU: HCCN10918 | Hygenic Corporation Translucent Amber Tubing 50' Length | Made of natural rubber; seamless, flexible and smooth. | translucent-amber-tubing-50-length-275.jpg
SKU: GF3556 | Graham Field Hemacytometer Set | Double Nuebauer chamber with rulings 0.1mm below the cover glass, Dividing lines indicate which cells lie within the two counting areas. | hemacytometer-set-777.jpg
SKU: BKM7546989 | Beckman Coulter Blank Tickets for Variety of Beckman Coulter Products | The Beckman Coulter line of Blank Tickets are convenient and easy to use. | blank-tickets-for-variety-of-beckman-coulter-products-ddf.jpg
SKU: BKM8547110 | Beckman Coulter Ac-T Pakâ„¢ 15L Reagent | REAGENT 1 - COULTER Balanced Electrolyte SolutionFor use as an isotonic buffered diluent for counting and sizing blood cells.REAGENT 2 - COULTER Lytic ReagentFor use as a lytic agent for the quantitative determination of hemoglobin and for leukocyte counting and sizing.Contains 1 x 15 L Reagent 1 and 1 x 300 mL Reagent 2. | ac-t-paktrade-15l-reagent-5c8.jpg
SKU: BKM8547194 | Beckman Coulter LH Series Diluent 20 Liter | For use as an enhanced low formaldehyde-producing isotonic buffered diluent in conjunction with a lytic reagent for counting and sizing blood cells on COULTER GENâ€¢Sâ„¢, STKSâ„¢, MAXMâ„¢, HmX, LH 500, LH 750, and LH 780 hematology analyzers to lyse erythrocytes and preserve leukocytes. Use with only COULTER LYSE SÂ® III diff lytic reagent. Refer to your instrument product manuals and/or online help, as applicable.Blood cell analysis comprises diluting a whole-blood sample with a solution that functions as a diluent. The diluent provides the ability to analyze portions of the diluted blood sample for different blood cell types, such as red blood cells and platelets. When combined with a lytic reagent, the diluent is useful in the determination of hemoglobin, the enumeration of leukocytes (white blood cells), and the derivation of leukocyte subpopulations. | lh-series-diluent-20-liter-295.jpg
SKU: BKM8547170 | Beckman Coulter Ac-T 5diff WBC Lyse 1L Reagent | For use as an erythrocyte lytic reagent for leukocyte counting and basophil differentiation on COULTER ACâ€¢T 5diff hematology analyzers. Intended for use only with specific ACâ€¢T 5diff reagents. Refer to your instrument product manuals and/or online help, as applicable. | ac-t-5diff-wbc-lyse-1l-reagent--df7.jpg
SKU: BKM8547166 | Beckman Coulter COULTER HmX PAK Reagent Kit, 1 x 1,300 mL PAK LYSE and 1 x 350 mL | An erythrolytic reagent and a leukocyte preservative produce a sample for performing a five-part WBC differential analysis using VCS technology.For use on COULTER HmX hematology analyzers to lyse erythrocytes and preserve leukocytes. Use with only ISOTON III or ISOTON 4 diluent. Refer to your instrument product manuals.Contains 1 x 1,300 mL PAK LYSE and 1 x 350 mL PAK PRESERVE. | coulter-hmx-pak-reagent-kit-1-x-1300-ml-pak-lyse-and-1-x-350-ml-59b.jpg
SKU: BKM8547169 | Beckman Coulter Ac-T 5diff Diluent 20L Reagent | For use as a stabilized saline solution, containing an organic buffer and preservative, for counting and sizing blood cells on COULTER ACâ€¢T 5diff hematology analyzers. Intended for use only with specific COULTER ACâ€¢T 5diff reagents. | ac-t-5diff-diluent-20l-reagent--483.jpeg
SKU: BKM8547167 | Beckman Coulter Ac-T 5diff Rinse 1L Reagent | The buffered reagent contains a proteolytic enzyme that aids in the removal of protein buildup in the sensing orifices of a hematology analyzer. For use as a rinsing agent on COULTER ACâ€¢T 5diff hematology analyzers. Refer to your instrument product manuals and/or online help, as applicable. | ac-t-5diff-rinse-1l-reagent-c61.jpg
SKU: BKM8547195 | Beckman Coulter LH Series Pak Reagent Kit Contains 1 x 1900mL Erythrolyse II and 1 x 500mL Stabilyse Reagents | An erythrolytic reagent and a leukocyte preservative produce a sample for performing a five-part WBC differential analysis using VCS technology.For use on COULTER GENâ€¢S, STKS, MAXM, HmX, LH 500, LH 750, and LH 780 hematology analyzers to lyse erythrocytes and preserve leukocytes. Use with only LH Series or ISOTON 4 diluent. Refer to your instrument product manuals and/or online help, as applicable. | lh-series-pak-reagent-kit-contains-1-x-1900ml-erythrolyse-ii-and-1-x-500ml-stabilyse-reagents-c91.jpg
SKU: BKM6605705 | Beckman Coulter Hematology Analyzer CLIA Moderate Complexity with Automated Cap | The coulter act 5diff delivers accurate test results, a user-friendly software interface and a compact, benchtop design - all at an affordable price that can add up to long term productivity and value. Maximize your laboratory efficiency with affordable 5-part differential analysis. Automated cap piercing helps eliminate operator exposure to biohazards, increases overall lab efficiency and reduces manual processing time.The analyzer employs absorbance cytochemistry and volume technology and provides one-step startup, operation and shutdown and zero daily maintenance. TheÂ automated quality control evaluation reduces manual errors. | hematology-analyzer-clia-moderate-complexity-with-automated-cap-942.jpg
SKU: BKM8546733 | Beckman Coulter ISOTON III Diluent, 20 L | Intended Use: For use as an isotonic buffered diluent in conjunction with a lytic reagent for counting and sizing blood cells on COULTER HmX hematology analyzers. Use with only COULTER LYSE S III diff lytic reagent. Refer to your instrument product manuals and/or online help, as applicable.Summary: Blood cell analysis comprises diluting a whole-blood sample with a solution that functions as a diluent. The diluent provides the ability to analyze portions of the diluted blood sample for different blood cell types, such as red blood cells and platelets. When combined with a lytic reagent, the diluent is useful in the determination of hemoglobin, the enumeration of leukocytes (white blood cells), and the derivation of leukocyte subpopulations. | isoton-iii-diluent-20-l-570.jpg
SKU: BKM8546983 | Beckman Coulter LYSE S III diff Lytic Reagent, 1 L | COULTER LYSE S III diff Lytic Reagent is used as a lytic agent to prepare a diluted whole-blood sample for the quantitative determination of hemoglobin, the enumeration of leukocytes (white blood cells), and the derivation of leukocyte subpopulations.For use as an erythrocyte lytic agent for the quantitative determination of hemoglobin and for leukocyte counting and sizing on COULTER JT Series, GENâ€¢S, STKS, MAXM, HmX, LH 500, LH 750, and LH 780 hematology analyzers. Use with only ISOTON III or LH Series diluent. | lyse-s-iii-diff-lytic-reagent-1-l-1cf.jpg
SKU: CDSS501-064 | Clinical Diagnostic Solutions For Cell-Dyn 1400 1600 1700 1800 | Clinical Diagnostic Solutions. | for-cell-dyn-1400-1600-1700-1800-4c6.jpg
SKU: CDSS501-032 | Clinical Diagnostic Solutions Micros Enzymatic Cleaner 1 Liter | A substitute for ABX Micros reagents. | micros-enzymatic-cleaner-1-liter-aad.jpg
SKU: CDSS501-074 | Clinical Diagnostic Solutions Clinical Diagnostic Solutions Enzymatic Cleaner | 15 ml | clinical-diagnostic-solutions-enzymatic-cleaner-f5d.jpg
SKU: CLQA98210 | Cliniqa hsCRP For Beckman ImmageÂ®/ SynchronÂ® LX/DxC, 5 x 1.5mL | Intended for use in the clinical laboratory to objectively verify calibration and assess linearity regarding serum proteins on the Beckman Image Protein Systems. Supports CLIA and State regulatory reporting requirements when used as part of the clinical laboratories comprehensive quality control program. Five targeted assayed materials are provided to allow monitoring the manufacturer's reportable range. | hscrp-for-beckman-immagereg-synchronreg-lx-dxc-5-x-15ml-50f.jpg
SKU: HCCN10916 | Hygenic Corporation Translucent Amber Tubing, 1/8"-I.D., 1/32"-Wall, 3/16"-O-D., 50'L | Made of natural rubber; seamless, flexible and smooth. Excellent tensile strength. Packaged on reels or coiled in boxes as indicated. | translucent-amber-tubing-1-8-id-1-32-wall-3-16-o-d-50l-119.jpg
SKU: HCCN10915 | Hygenic Corporation Translucent Amber Tubing, 5/16"-I.D., 1/16"-Wall, 7/16"-O-D., 50'L | Made of natural rubber; seamless, flexible and smooth. Excellent tensile strength. Packaged on reels or coiled in boxes as indicated. | translucent-amber-tubing-5-16-id-1-16-wall-7-16-o-d-50l-9eb.jpg
SKU: BKM628017 | Beckman Coulter COULTER DxH Diluent 1 x 10 L | Blood cell analysis comprises diluting a whole-blood sample with a solution that functions as a diluent. The diluent provides the ability to analyze portions of the diluted blood sample for different blood cell types and the measurement of hemoglobin.The chemical composition of COULTER DxH Diluent provides an isotonic solution with buffering capacity for cell component stabilization and measurement of hemoglobin. Biocides are included for product preservation against microbial growth. Alkaline salts provide a suitable osmolality so as not to adversely affect cell volume (iso-osmotic).In conjunction with COULTER DxH Cell Lyse, COULTER DxH Diff Pack, and COULTER DxH Retic Pack, the diluent is used for erythrocyte, hemoglobin, platelet, NRBC and reticulocyte measurements, as well as, for the measurement and differentiation of leukocytes into five subpopulations -- neutrophils, lymphocytes, monocytes, eosinophils, and basophils. | coulter-dxh-diluent-1-x-10-l-a0d.jpg
SKU: ACLC122-3041 | Acon Laboratories Mission Plus Hemoglobin Control Solution 3 Vials 2 mL | The Acon Laboratories Mission Plus Hemoglobin Control Solution is a mission testing system that provides lab-quality accuracy and precision. | mission-plus-hemoglobin-control-solution-3-vials-2-ml-5f6.jpg
SKU: DDS100100 | DiaSys Diagnostic Systems Xâ€¢pediteâ„¢ HEMÂ³ VET Hematology Analyzer | Fully automated Hematology analyzer for Veterinary use. Sample volume - pre-diluted 20ÂµL, whole blood 9.8ÂµL. Throughput of 60 samples per hour. Provides 20 parameters and differentiation of leukocytes into 3 subpopulations with 3 histograms. Multi species capability with 7 pre-installed and 4 customizable profiles of animals. Storage memory of 50,000 results (including histograms). Large color touch screen, built in printer, USB ports, network, LIS and barcode capabilities make this analyzer the most versatile and convenient for the veterinary lab. | xbullpeditetrade-hemsup3-vet-hematology-analyzer-cc3.jpg
SKU: EKFG3000-CONTCUV | EFK Diagnostics HemoPoint H2 Analyzer | The HemoPointÂ® H2 provides a hemoglobin measurement and a hematocrit calculation* in about 30 seconds. HemoPoint H2 is CLIA waived and enables users to perform tests quickly and easily.The innovative â€˜soft loadâ€™ cuvette holder prevents optics contamination, reducing the need for cleaning, and the intuitive backlit touchscreen allows simple and easy operation. The large memory of the HemoPointÂ® H2 allows you to recall the last 4,000 results, including the time and date of result and patient type. This highly portable analyzer also features an integrated rechargeable battery that provides 100 hours use for each charge, allowing the analyzer to be used in the field for large scale screening programs. The analyzer is also equipped with a handy â€˜always readyâ€™ stand-by function that reduces energy consumption and allows users to quickly start running tests without needing to remember switching it on and off. | hemopoint-h2-analyzer-5eb.png
SKU: EFK3015-200 | EFK Diagnostics HemoPoint H2 Microcuvettes 200 Test | HemoPoint H2 Microcuvettes, 200 test/kit, (4x50 Vial kit) | hemopoint-h2-microcuvettes-200-test-a68.jpg
SKU: EFK3015-100 | EFK Diagnostics HemoPoint H2 Microcuvettes 100 Test | HemoPoint H2 Microcuvettes, 100 test/kit, (2x50 Vial kit) | hemopoint-h2-microcuvettes-100-test-26c.jpg
SKU: HMCH1PROMO | HemoCue Hb 201 + Analyzer With Hb 201 Individually Packaged Microcuvettes | Providing lab accuracy and ease of use, the HemoCueÂ® Hb 201+ system has become a standard in Hb point-of-care testing. Healthcare providers around the world rely on the immediate results so they can make the right decisions when they need them most â€” right at the point of care. The analyzer comes with the Hb 201 Individually Packaged Microcuvettes, 100/bx. | hb-201-analyzer-with-hb-201-individually-packaged-microcuvettes-bc9.jpg
SKU: CASCXH-2003 | C and A Scientific Step Up Slide Warmer | Our Step Upâ„¢ Slide Warmerâ€™s unique patent pending design helps you save space while still meeting a busy labâ€™s needs. The Step Upâ„¢ holds twice as many slides as a flat unit of the same size and also makes retrieving your slides easier since the end of the slide is not on the flat surface. | step-up-slide-warmer-3ab.jpg
SKU: CASCXH-4002 | C and A Scientific Paraffin Dispenser | Large capacity (2.3 gallon) tabletop style dispenser. Industrial metal outer shell with durable stainless steel, easy to clean interior. Built in temperature controller and heated faucet to keep paraffin flowing. New lid with hole for thermometer! Temperature maximum: 72 degrees (tolerance Â±2 degrees) Shipping weight: 46 lbs. | paraffin-dispenser-dc4.jpg
SKU: LWSRTL-PLV3-36B1 | LW Scientific Platelet Rotator, 3 Baskets, 36 Bag Capacity | Widely used in blood banks. Smooth 360Â° rotation. Platelet bags load easily in the stainless steel basket. Built-in tachometer. LW Scientific Platelet Rotator 3 Basket 36 Bag Capacity RTL-PLV3-36B1 | platelet-rotator-3-baskets-36-bag-capacity-c15.jpg
SKU: SKIL909348 | Skil Care Repl. AC Adaptor | Repl. AC Adaptor | repl-ac-adaptor-247.jpg
SKU: IPUCOOLER | IPU Innovative Products Unlimited Standard Ice Cart | 36 QT COOLER WITHOUT DRAIN HOLE FOR VL IC36 | innovative-products-unlimited-standard-ice-cart-756.jpg
SKU: LWSDMM-S12N-PA77 | LW Scientific Dual Mag on Pneu Flex Arm 1x2 Stereoscope | The DM Dual Mag stereoscope together with the Pneu (new) Flex Arm is a symbol of functionality and ingenuity, allowing vertical, horizontal, and complete 360Â° adjustments. This versatile system gives you control of your space and the knowledge that your scope is secure. The DM's large optics produce increased width, working distance and depth of focus. The included 0.5 supplementary lens doubles your field of view, expands your magnification options, and extends your working distance for hands-under work-space. The recommended 48-bulb LED ring light focuses bright, cool, shadow-free daylight illumination directly onto your work. The DM is the best quality dual-magnification scope in the dental, electronic, and industrial markets. | dual-mag-on-pneu-flex-arm-1x2-stereoscope-46c.jpg
SKU: LWSMVC-U5MP-EMTN | LW Scientific USB Eyepiece Video Camera | The MiniVID eyepiece camera is available with an RCA output or USB connection. Plug it in to your TV, or PC or MAC computer. Then, attach it to any microscope for instant video micrography. The innovative MiniVID camera slips into any standard microscope eyepiece tube, in place of the eyepiece or fits onto any standard threaded c-mount. | usb-eyepiece-video-camera-f79.jpg
SKU: LWSRTL-BLVD-24T1 | LW Scientific Digital Rotator, 110v Digital Rotator | The Serology Rotator is designed to give years of dependable service, even in the busiest laboratory. Itâ€™s the ideal space-saving instrument for procedures that require constant or timed rotation (mixing) such as RPR, VDRL, latex tests and for procedures that require a nonstandard speed | digital-rotator-110v-digital-rotator-625.jpg
SKU: LWSE8C-U8AF-150P | LW Scientific Fixed Speed Portafuge Centrifuge 3ml-15ml | The new 2014 USA E8 Portafuge is designed, engineered, and assembled at LW Scientificâ€™s ISO-certified, FDA-registered manufacturing facility in Lawrenceville, GA. Expect American quality as well as customary LW Scientific support. This new model is loaded with features and improvements, such as higher speeds for faster and cleaner separations, quieter operation, lower chamber temperatures for cooler test-tube samples, and auto-calibrating function for precision speeds. It even has an auto-brake to stop the rotor in less than 20 seconds to save time. Simply place the centrifuge into the included car seat, strap the car seat into your vehicle, and insert the power outlet cord into your carâ€™s 12v power outlet. Whether you choose the lowest-priced FIXED-speed model for quick blood separation only, or the VARIABLE-speed or DIGITAL models for spinning blood, urine, fecals, semen, and other fluids, the portable USA E8 8-place Portafuge is designed for spinning on the go. | fixed-speed-portafuge-centrifuge-3ml-15ml-ae7.jpg
SKU: LWSEDM-MM3A-DAL3 | LW Scientific Student Pro Monocular head, 4X, 10X, 40XR objectives, LED base, 6.2 lbs | Taking the student scope to the next level â€“ the Student Pro is ready for any teacher, student, or hobbyist that wants the â€œprofessional gradeâ€ in student scopes. With our proven design the Student Pro includes many of the advanced features you would find on any laboratory quality microscope â€“ built in mechanical stage. Heavy cast alloy, all metal gearing, moveable 1.25 ABBE condenser, and clear DIN objectives. Get accurate, clear results on a student-friendly scope without sacrificing the quality of observation with the Student Pro. | student-pro-monocular-head-4x-10x-40xr-objectives-led-base-62-lbs-8cd.jpg
SKU: LWSLPM-P35F-4607 | LW Scientific Premium 3.5X Long WD | Stand-up surgeries. Ultra light weight for superior comfort. Working distance 365 +/- 15mm. | premium-35x-long-wd-0cd.jpg
SKU: LWSLMP-4951-L485 | LW Scientific Lumin Illuminator | The Lumin provides any lab in the world with advanced fluorescence technology. LW Scientificâ€™s focus is to implement the Lumin as a primary component of worldwide Tuberculosis, and other pathogen diagnosis standard practice. The Lumin is easy to install, fits most any microscope, and uses safe light with no harmful UV emissions. By providing low-cost, advanced fluorescence technology that does not necessitate replacing existing equipment, the Lumin allows healthcare workers and laboratory staff to identify more pathogen cases and reduce further infections. | lumin-illuminator-0b2.jpg
SKU: LWSDMM-S13N-7LL1 | LW Scientific Dual Mag With LED Light Stand | The DM Dual Mag stereoscope exceeds the performance demands of educatorsand is built to withstand daily use by students or hobbyists. Its crisp 3-D optics, dual LED illumination, and large viewing area are excellent for dissecting and inspecting. It will provide extraordinary images and reliable performance for years. | dual-mag-with-led-light-stand-daa.jpg
SKU: MAIH972-01 | Medical Action Industries Triangular Graduate with Labeling Panel Graduated 32 oz Translucent | Ideal for measuring intake or output, these easy-to-handle graduated containers have a frosted panel for writing pertinent patient information The H972-01 is made from unbreakable translucent polypropylene Graduated in 50 cc and 2 ounce increments up to 1,000 cc&aposs and 32 ounces | triangular-graduate-with-labeling-panel-graduated-32-oz-translucent-81a.jpg
SKU: AHI430-122P | Alere Binaxnow RSV Test Kit CLIA Waived | The BinaxNOWÂ® RSV test kit is an in vitro immunochromatographic membrane assay used to detect RSV fusion protein antigen in nasal wash and NP swab specimens. It is intended to aid in the rapid diagnosis of RSV in neonatal and pediatric patients 5 and under. | binaxnow-rsv-test-kit-clia-waived-34e.jpg
SKU: LWSCMP-RT24-15TT | LW Scientific 24-Place Test-Tube Rotor | To be used with Combination centrifuge. 24-place aluminum test-tube rotor. | 24-place-test-tube-rotor-c46.jpg
SKU: LWSCMP-RT24-75HE | LW Scientific 24-Place Hematocrit Rotor | To be used with Combination centrifuge. 24-place microhematocrit rotor | 24-place-hematocrit-rotor-dfe.jpg
SKU: LWSCTL-DIFM-05KY | LW Scientific 5 Key Differential Counter | This 5-key manual counter is designed for blood cell counting. It is durable and will provide years of use even in the most demanding laboratory settings. | 5-key-differential-counter-1a4.jpg
SKU: LWSCTL-DIFM-08KY | LW Scientific 8 Key Differential Counter, 5 lb | This 8-key manual counter is designed for blood cell counting. It is durable and will provide years of use even in the most demanding laboratory settings. | 8-key-differential-counter-5-lb-e13.jpg
SKU: LWSEDM-M03A-DAF1 | LW Scientific Student Advanced Monoc head, 4X, 10X, 40X objectives, 6.1 lbs | For the teacher that wants more than just the basic microscope for his classroom this advanced model is an excellent choice. The 1.25 ABBE condenser allows the addition of a100x oil immersion objective. The iris diaphragm allows precision adjustments to the cool fluorescent light | student-advanced-monoc-head-4x-10x-40x-objectives-61-lbs-b26.jpg
SKU: LWSEDM-M04A-DAF1 | LW Scientific Student Advanced Monoc head, 4X, 10X, 40X, 100X objectives, 6.1 lbs | For the teacher that wants more than just the basic microscope for his classroom this advanced model is an excellent choice. The 1.25 ABBE condenser allows the addition of a100x oil immersion objective. The iris diaphragm allows precision adjustments to the cool fluorescent light. | student-advanced-monoc-head-4x-10x-40x-100x-objectives-61-lbs-bce.jpg
SKU: LWSILL-FLR7-1071 | LW Scientific Fluorescent Ring Light | The fluorescent ring light is an economical choice for shadow-free cold illumination. It has long thumb screws for easy attachment to all LW Scientific stereoscopes and almost all other brands of microscopes as well. | fluorescent-ring-light-a82.jpg
SKU: LWSILL-LEDS-R603 | LW Scientific 60 Bulb Segmented LED Ring Light, 40mm-60mm | The new 60-bulb LED ring light is variable and programmable for segmented quadrants to cast shadows when necessary. Segmented quadrants for shadowing. Fits 40mm-60mm mount rings. 110v / 220v auto switching. | 60-bulb-segmented-led-ring-light-40mm-60mm-f54.jpg
SKU: LWSMXL-TMV7-7RC1 | LW Scientific Turbo Mixer Cup | Ideal for the quick and complete mixing of samples, the LW Scientific Turbo Mixer Cup will bring convenience and efficiency to your lab. With a variable speed control of up to 3000 RPM and can be activated to vibrate continuously or by pressure to the head. The high quality motor comes with a one year warranty and has been designed to offer quiet and vibration free vortex mixing action. | turbo-mixer-cup-7cc.jpg
SKU: LWSMXL-BLF7-16T1 | LW Scientific Tube Rocker, 4.8lbs | Our tube rocker (or blood mixer) will meet your needs to gently mix blood sample tubes without damaging fragile cell suspensions. | tube-rocker-48lbs-685.jpg
SKU: LWSICL-030L-0101 | LW Scientific Incubator | Our incubators are suitable for various applications such as cultures, egg incubation, and other microbiology and biology uses in hospitals, industries, and laboratories. The PID Temperature Control provides automatic compensation after load changes, setting changes or door opening for excellent accuracy, and its natural convection heat distribution, combined with the adjustable air vents, provide excellent uniformity. | incubator-17e.jpg
SKU: LWSMVC-RN77-EMT1 | LW Scientific RCA Eyepiece Video Camera, 3 lb | The MiniVID eyepiece camera is available with an RCA output or USB connection. Plug it in to your TV, VCR, or computer. Then, attach it to any microscope for instant video micrography. The innovative MiniVID camera slips into any standard microscope eyepiece tube, in place of the eyepiece or fits onto any standard threaded c-mount. | rca-eyepiece-video-camera-3-lb-17d.jpg
SKU: LWSOVC-8MP2-CMT3 | LW Scientific OmniVID: Capture - Measure - Analyze | The OmniVID is the first "All-in-One" comprehensive microscope camera on the market. The OmniVID features built-in live video on a bright 2-inch LCD screen and 8 megapixel digital imaging. Connect the camera to any size TV for training large groups or connect to a PC for capturing digital images. The OmniVID on an LW Scientific microscope is the ultimate microscopic imaging solution. | omnivid-capture-measure-analyze-9cb.jpg
SKU: LWSICL-050L-0171 | LW Scientific 50 Liter Incubator | The new incubators from LW Scientific are suitable for various applications such as cultures, egg incubation, and other microbiology and biology use in hospitals, industries, and laboratories. The PID Temperature Control provides automatic compensation after load changes, setting changes or door opening for excellent accuracy and itâ€™s natural convection heat distribution, combined with the adjustable air vents, provide excellent uniformity. Durable, easy to clean and corrosion resistant, our incubators offer you incomparable quality and efficiency for a very reasonable price! | 50-liter-incubator-864.jpg
SKU: LWSWBL-20LC-SSD1 | LW Scientific 20L Water Bath | The LW Water Bath creates a constant temperature with an open reservoir and immersion circulator, ideal for heating temperature-sensitive samples. The stainless steel reservoir is seamless, eliminating the possibility of rust and leaks, and the rounded corners are easy to clean. The control unit achieves the desired temperature quickly and maintains a constant temperature to prevent sample overheating. Select desired setting with the touch-pad digital controller, and view the actual temperature on the red LED display. The compact design and stainless steel reservoir make this product a must for every lab | 20l-water-bath-ee3.jpg
SKU: LWSBVC-HDMI-CMT3 | LW Scientific BioVID HD video Camera with power cord and HDMI cable | The BioVID is now High Def! With simplistic controls, compact design, and C-mount connection, it literally is ready right out of the box. | biovid-hd-video-camera-with-power-cord-and-hdmi-cable-633.jpg
SKU: SMNS6012A | Siemens Diagnostics DCA 2000 Microalbumin/ Creatinine Low/ High Control Kit | For use with DCA 2000 and DCA Vantageâ„¢ Plus analyzer. | dca-2000-microalbumin-creatinine-low-high-control-kit-7a1.jpg
SKU: CLQA98502 | Cliniqa Protein 2 For Roche Integraâ„¢/ Hitachi, 1 x 5mL | Convenient liquid stable serum protein matrices that are ready-to-use and store at 2-8Ã‚Â°C. The five or six levels of assayed materials are designed for use with specific instrument platforms in order to challenge the low and high limits of the analyzer's reportable range. Meets CLIA and State regulatory reporting for 3rd party calibration verification while also being very useful for troubleshooting after preventive maintenance or a new installation. | protein-2-for-roche-integratrade-hitachi-1-x-5ml-016.jpg
SKU: CLQA98504 | Cliniqa Protein 4 For Roche Integraâ„¢/ Hitachi, 6 x 1mL | Convenient liquid stable serum protein matrices that are ready-to-use and store at 2-8Ã‚Â°C. The five or six levels of assayed materials are designed for use with specific instrument platforms in order to challenge the low and high limits of the analyzer's reportable range. Meets CLIA and State regulatory reporting for 3rd party calibration verification while also being very useful for troubleshooting after preventive maintenance or a new installation. | protein-4-for-roche-integratrade-hitachi-6-x-1ml-94f.jpg
SKU: ALERE14-204 | Alere New Customer Lipid/Glucose Kit: LDX System Lipid/Glucose Cassettes MAC Controls CLIA Waived | Cholestech "Start Me Up" Promo | new-customer-lipid-glucose-kit-ldx-system-lipid-glucose-cassettes-mac-controls-clia-waived--df7.jpg
SKU: PRTS1749 | Polymer Tech Systems Reusable, For 40ul Capillary Tube | ] | reusable-for-40ul-capillary-tube-f47.jpg
SKU: RCHE05346754160 | Roche Diagnostics Accutrend Plus Meter Kit | The AccutrendÂ® Plus system â€“ from the makers of the ACCU-CHEKÂ® and CoaguChekÂ® systems â€“ is a hand-held, CLIA-waived device that produces fast, accurate total cholesterol results to help correctly identify people at risk for cardiovascular disease. With no refrigeration or fasting required, the Accutrend Plus system is an ideal fit for health fairs and wellness programs. | accutrend-plus-meter-kit-e0c.jpg
SKU: RCHE05513669001 | Roche Diagnostics Accutrend Promo Plus Starter Kit | The Roche Accutrend Plus Monitor is a hand-held, CLIA-waived device that provides reliable, cost-effective cholesterol testing in only 3 minutes and glucose testing in 12 seconds. | accutrend-promo-plus-starter-kit-c17.jpg
SKU: ALERE88770 | Alere Calibration Verification Material Lipid Glucose Level 1-4 | hs-CRP Control used with LDX system. | calibration-verification-material-lipid-glucose-level-1-4--9f3.jpg
SKU: RCHE11447475160 | Roche Diagnostics Accutrend Glucose Test Strips | Accutrend Glucose Test Strips for the Accutrend Plus system which can monitor both cholesterol and glucose from one easy-to-use handheld meter. | accutrend-glucose-test-strips-177.jpg
SKU: CHED1753 | Chek Diagnostics Direct LDL Cholesterol | Revolutionary new testing technology. | direct-ldl-cholesterol--59c.jpg
SKU: CHED2165 | Chek Diagnostics CardioChekâ„¢ P-A Analyzer & Connect Software Combination Package & Printer **TEMPORARILY UNAVAILABLE** | Easy-to-use. Menu operation. Single and panel testing capability. Lipid profile results from a single fingerstick whole blood sample. Accurate results. Internal result storage/review. CLIA waived. For professional use. | cardiochektrade-p-a-analyzer-amp-connect-software-combination-package-amp-printer-temporarily-unavailable--c47.jpg
SKU: DDS157109911923 | DiaSys Diagnostic Systems Triglycerides | Reagents utilized on the responsÂ®VET Series of Chemistry Analyzers. Liquid, ready to use products with extended room temperature stability requiring no operator preparation. Applications specifically configured to minimize the impact of interfering substances in samples and deliver consistently high levels of result accuracy. Highly cost effective design with multiple determinations per bottle and low cost per test. | triglycerides-89b.jpg
SKU: DDS104419911920 | DiaSys Diagnostic Systems Alkaline Phosphatase | Reagents utilized on the responsÂ®VET Series of Chemistry Analyzers. Liquid, ready to use products with extended room temperature stability requiring no operator preparation. Applications specifically configured to minimize the impact of interfering substances in samples and deliver consistently high levels of result accuracy. Highly cost effective design with multiple determinations per bottle and low cost per test. | alkaline-phosphatase-89b.jpg
SKU: DDS146109911921 | DiaSys Diagnostic Systems Magnesium | Reagents utilized on the responsÂ®VET Series of Chemistry Analyzers. Liquid, ready to use products with extended room temperature stability requiring no operator preparation. Applications specifically configured to minimize the impact of interfering substances in samples and deliver consistently high levels of result accuracy. Highly cost effective design with multiple determinations per bottle and low cost per test. | magnesium-89b.jpg
SKU: DDS123119911920 | DiaSys Diagnostic Systems Total Protein | Reagents utilized on the responsÂ®VET Series of Chemistry Analyzers. Liquid, ready to use products with extended room temperature stability requiring no operator preparation. Applications specifically configured to minimize the impact of interfering substances in samples and deliver consistently high levels of result accuracy. Highly cost effective design with multiple determinations per bottle and low cost per test. | total-protein-89b.jpg
SKU: DDS111819911920 | DiaSys Diagnostic Systems Calcium | Reagents utilized on the responsÂ®VET Series of Chemistry Analyzers. Liquid, ready to use products with extended room temperature stability requiring no operator preparation. Applications specifically configured to minimize the impact of interfering substances in samples and deliver consistently high levels of result accuracy. Highly cost effective design with multiple determinations per bottle and low cost per test. | calcium-89b.jpg
SKU: DDS128019911920 | DiaSys Diagnostic Systems Gamma-GT | Reagents utilized on the responsÂ®VET Series of Chemistry Analyzers. Liquid, ready to use products with extended room temperature stability requiring no operator preparation. Applications specifically configured to minimize the impact of interfering substances in samples and deliver consistently high levels of result accuracy. Highly cost effective design with multiple determinations per bottle and low cost per test. | gamma-gt-89b.jpg
SKU: DDS117119911921 | DiaSys Diagnostic Systems Creatinine | Reagents utilized on the responsÂ®VET Series of Chemistry Analyzers. Liquid, ready to use products with extended room temperature stability requiring no operator preparation. Applications specifically configured to minimize the impact of interfering substances in samples and deliver consistently high levels of result accuracy. Highly cost effective design with multiple determinations per bottle and low cost per test. | creatinine-89b.jpg
SKU: DDS119119911921 | DiaSys Diagnostic Systems Iron | Reagents utilized on the responsÂ®VET Series of Chemistry Analyzers. Liquid, ready to use products with extended room temperature stability requiring no operator preparation. Applications specifically configured to minimize the impact of interfering substances in samples and deliver consistently high levels of result accuracy. Highly cost effective design with multiple determinations per bottle and low cost per test. | iron-89b.jpg
SKU: DDS152219911921 | DiaSys Diagnostic Systems Potassium | Reagents utilized on the responsÂ®VET Series of Chemistry Analyzers. Liquid, ready to use products with extended room temperature stability requiring no operator preparation. Applications specifically configured to minimize the impact of interfering substances in samples and deliver consistently high levels of result accuracy. Highly cost effective design with multiple determinations per bottle and low cost per test. | potassium-89b.jpg
SKU: DDS131019911920 | DiaSys Diagnostic Systems Urea | Reagents utilized on the responsÂ®VET Series of Chemistry Analyzers. Liquid, ready to use products with extended room temperature stability requiring no operator preparation. Applications specifically configured to minimize the impact of interfering substances in samples and deliver consistently high levels of result accuracy. Highly cost effective design with multiple determinations per bottle and low cost per test. | urea-89b.jpg
SKU: DDS108219911920 | DiaSys Diagnostic Systems Bilirubin Auto Direct | Reagents utilized on the responsÂ®VET Series of Chemistry Analyzers. Liquid, ready to use products with extended room temperature stability requiring no operator preparation. Applications specifically configured to minimize the impact of interfering substances in samples and deliver consistently high levels of result accuracy. Highly cost effective design with multiple determinations per bottle and low cost per test. | bilirubin-auto-direct-89b.jpg
SKU: DDS105019911921 | DiaSys Diagnostic Systems a-Amylase | Reagents utilized on the responsÂ®VET Series of Chemistry Analyzers. Liquid, ready to use products with extended room temperature stability requiring no operator preparation. Applications specifically configured to minimize the impact of interfering substances in samples and deliver consistently high levels of result accuracy. Highly cost effective design with multiple determinations per bottle and low cost per test. | a-amylase--89b.jpg
SKU: DDS130019911920 | DiaSys Diagnostic Systems Uric Acid | Reagents utilized on the responsÂ®VET Series of Chemistry Analyzers. Liquid, ready to use products with extended room temperature stability requiring no operator preparation. Applications specifically configured to minimize the impact of interfering substances in samples and deliver consistently high levels of result accuracy. Highly cost effective design with multiple determinations per bottle and low cost per test. | uric-acid-89b.jpg
SKU: DDS112219911921 | DiaSys Diagnostic Systems Chloride | Reagents utilized on the responsÂ®VET Series of Chemistry Analyzers. Liquid, ready to use products with extended room temperature stability requiring no operator preparation. Applications specifically configured to minimize the impact of interfering substances in samples and deliver consistently high levels of result accuracy. Highly cost effective design with multiple determinations per bottle and low cost per test. | chloride-89b.jpg
SKU: DDS143219911921 | DiaSys Diagnostic Systems Lipase | Reagents utilized on the responsÂ®VET Series of Chemistry Analyzers. Liquid, ready to use products with extended room temperature stability requiring no operator preparation. Applications specifically configured to minimize the impact of interfering substances in samples and deliver consistently high levels of result accuracy. Highly cost effective design with multiple determinations per bottle and low cost per test. | lipase-89b.jpg
SKU: DDS113009911923 | DiaSys Diagnostic Systems Cholesterol | Reagents utilized on the responsÂ®VET Series of Chemistry Analyzers. Liquid, ready to use products with extended room temperature stability requiring no operator preparation. Applications specifically configured to minimize the impact of interfering substances in samples and deliver consistently high levels of result accuracy. Highly cost effective design with multiple determinations per bottle and low cost per test. | cholesterol-89b.jpg
SKU: DDS116019911921 | DiaSys Diagnostic Systems CK-NAC | Reagents utilized on the responsÂ®VET Series of Chemistry Analyzers. Liquid, ready to use products with extended room temperature stability requiring no operator preparation. Applications specifically configured to minimize the impact of interfering substances in samples and deliver consistently high levels of result accuracy. Highly cost effective design with multiple determinations per bottle and low cost per test. | ck-nac-89b.jpg
SKU: DDS109509911923 | DiaSys Diagnostic Systems Bicarbonate | Reagents utilized on the responsÂ®VET Series of Chemistry Analyzers. Liquid, ready to use products with extended room temperature stability requiring no operator preparation. Applications specifically configured to minimize the impact of interfering substances in samples and deliver consistently high levels of result accuracy. Highly cost effective design with multiple determinations per bottle and low cost per test. | bicarbonate-89b.jpg
SKU: DDS148089911921 | DiaSys Diagnostic Systems Sodium | Reagents utilized on the responsÂ®VET Series of Chemistry Analyzers. Liquid, ready to use products with extended room temperature stability requiring no operator preparation. Applications specifically configured to minimize the impact of interfering substances in samples and deliver consistently high levels of result accuracy. Highly cost effective design with multiple determinations per bottle and low cost per test. | sodium-89b.jpg
SKU: DDS137019911921 | DiaSys Diagnostic Systems ÃŸ-Hydroxybutyrate | Reagents utilized on the responsÂ®VET Series of Chemistry Analyzers. Liquid, ready to use products with extended room temperature stability requiring no operator preparation. Applications specifically configured to minimize the impact of interfering substances in samples and deliver consistently high levels of result accuracy. Highly cost effective design with multiple determinations per bottle and low cost per test. | szlig-hydroxybutyrate-89b.jpg
SKU: DDS108119911920 | DiaSys Diagnostic Systems Bilirubin Auto Total | Reagents utilized on the responsÂ®VET Series of Chemistry Analyzers. Liquid, ready to use products with extended room temperature stability requiring no operator preparation. Applications specifically configured to minimize the impact of interfering substances in samples and deliver consistently high levels of result accuracy. Highly cost effective design with multiple determinations per bottle and low cost per test. | bilirubin-auto-total-89b.jpg
SKU: DDS126019911920 | DiaSys Diagnostic Systems ASAT | Reagents utilized on the responsÂ®VET Series of Chemistry Analyzers. Liquid, ready to use products with extended room temperature stability requiring no operator preparation. Applications specifically configured to minimize the impact of interfering substances in samples and deliver consistently high levels of result accuracy. Highly cost effective design with multiple determinations per bottle and low cost per test. | asat--89b.jpg
SKU: DDS127019911920 | DiaSys Diagnostic Systems ALAT | Reagents utilized on the responsÂ®VET Series of Chemistry Analyzers. Liquid, ready to use products with extended room temperature stability requiring no operator preparation. Applications specifically configured to minimize the impact of interfering substances in samples and deliver consistently high levels of result accuracy. Highly cost effective design with multiple determinations per bottle and low cost per test. | alat--89b.jpg
SKU: DDS125119911920 | DiaSys Diagnostic Systems Glucose Hexokinase | Reagents utilized on the responsÂ®VET Series of Chemistry Analyzers. Liquid, ready to use products with extended room temperature stability requiring no operator preparation. Applications specifically configured to minimize the impact of interfering substances in samples and deliver consistently high levels of result accuracy. Highly cost effective design with multiple determinations per bottle and low cost per test. | glucose-hexokinase-89b.jpg
SKU: DDS119219911921 | DiaSys Diagnostic Systems UIBC | Reagents utilized on the responsÂ®VET Series of Chemistry Analyzers. Liquid, ready to use products with extended room temperature stability requiring no operator preparation. Applications specifically configured to minimize the impact of interfering substances in samples and deliver consistently high levels of result accuracy. Highly cost effective design with multiple determinations per bottle and low cost per test. | uibc--89b.jpg
SKU: DDS142119911920 | DiaSys Diagnostic Systems LDH | Reagents utilized on the responsÂ®VET Series of Chemistry Analyzers. Liquid, ready to use products with extended room temperature stability requiring no operator preparation. Applications specifically configured to minimize the impact of interfering substances in samples and deliver consistently high levels of result accuracy. Highly cost effective design with multiple determinations per bottle and low cost per test. | ldh-89b.jpg
SKU: DDS152119911920 | DiaSys Diagnostic Systems Phosphate | Reagents utilized on the responsÂ®VET Series of Chemistry Analyzers. Liquid, ready to use products with extended room temperature stability requiring no operator preparation. Applications specifically configured to minimize the impact of interfering substances in samples and deliver consistently high levels of result accuracy. Highly cost effective design with multiple determinations per bottle and low cost per test. | phosphate-89b.jpg
SKU: DDS140019911921 | DiaSys Diagnostic Systems Lactate | Reagents utilized on the responsÂ®VET Series of Chemistry Analyzers. Liquid, ready to use products with extended room temperature stability requiring no operator preparation. Applications specifically configured to minimize the impact of interfering substances in samples and deliver consistently high levels of result accuracy. Highly cost effective design with multiple determinations per bottle and low cost per test. | lactate-89b.jpg
SKU: DDS157819911921 | DiaSys Diagnostic Systems NEFA | Reagents utilized on the responsÂ®VET Series of Chemistry Analyzers. Liquid, ready to use products with extended room temperature stability requiring no operator preparation. Applications specifically configured to minimize the impact of interfering substances in samples and deliver consistently high levels of result accuracy. Highly cost effective design with multiple determinations per bottle and low cost per test. | nefa--89b.jpg
SKU: DDS102209911923 | DiaSys Diagnostic Systems Albumin | Reagents utilized on the responsÂ®VET Series of Chemistry Analyzers. Liquid, ready to use products with extended room temperature stability requiring no operator preparation. Applications specifically configured to minimize the impact of interfering substances in samples and deliver consistently high levels of result accuracy. Highly cost effective design with multiple determinations per bottle and low cost per test. | albumin-89b.jpg
SKU: SMNS10736382 | Siemens Diagnostics Alere EPOC Bgem Smart Test Cards | The Siemens Daiganostics SmartCard technology simplifies point-of-care BGEM testing.The single-use, self-calibrated epoc BGEM Test Card features Smartcard technology. Its intelligent design provides clinical, operational, and economic benefits to care providers â€“ and a better experience for patients.Each epoc BGEM Test Card contains a full menu of 11 analytes and can be stored at room temperature. With only a 92 ÂµL (about a 1/10th of a CC) of sample required, the epoc BGEM Test Card can simultaneously measure and analyze arterial, venous, or capillary whole blood samples with results available in about 30 seconds.Immediate: Delivers accurate results at the patientâ€™s bedside in about 30 seconds after sample introduction.Easy on patients: Requires only a small amount of sample 92 ÂµL (about a 1/10th of a CC) of whole blood from an arterial, venous, or capillary sample.Convenient: The epoc BGEM Test Card incorporates 11 analytes on a single-use, self-calibrating card that can be stored at room temperature. Each test card includes barcoded lot and expiration information for error-free test panel recognition and simplified quality control and inventory management. | alere-epoc-bgem-smart-test-cards-df5.jpg
SKU: CM8804 | Diagnostic Test Group Urocheck 10 SG Urine Analysis Test Strips | Tests for Leukocytes Nitrite Urobilingen Protein pH Blood Specific Gravity Ketones Bilirubin and Glucose in urine. Comparable to Siemens Multistix 10SG & can be read visually on the Clarity Urocheck 120 Urine Analyzer as well as the Clinitek | urocheck-10-sg-urine-analysis-test-strips-8e8.jpg
SKU: SMNS10805311 | Siemens Diagnostics Hema-TekÂ® 3000 Slide Stainer | Complementing the Siemens family of hematology analyzers, the HematekÂ® 3000 System provides semiautomated slide staining for laboratories that need a robust system capable of staining up to 60 slides per hour. Built on a heritage of slide staining spanning more than half a century, the system helps maximize productivity and deliver quality results through user-defined features and precision controls. | hema-tekreg-3000-slide-stainer--425.jpg
SKU: BD366408 | BD Vacutainer Plastic Blood Collection Tubes No Additives Hemogard 13 x 100mm 6mL Draw | Provides a wide array of urine collection products to meet your everyday urine testing needs. The BD proprietary mercury-free urinalysis preservative maintains sample integrity for up to 72 hours at room temperature, while our microbiology preservative maintains bacterial viability for up to 48 hours at room temperature. | vacutainer-plastic-blood-collection-tubes-no-additives-hemogard-13-x-100mm-6ml-draw-cd4.jpg
SKU: SMNSTRADE500 | Siemens Diagnostics Clinitek Advantus Analyzer w/ Barcode Reader Trade-In Offer 1 Unit 12 Month Warranty - Effective 4/1/17 - 12/31/17 | Clinitek Advantus Analyzer w/ Barcode Reader (#1420) Trade-In Offer, 1 Unit, 12 Month Warranty - Effective 4/1/17 - 12/31/17 | clinitek-advantus-analyzer-w-barcode-reader-trade-in-offer-1-unit-12-month-warranty-effective-4-1-17-12-31-17--709.jpg
SKU: SMNSTRADE5003 | Siemens Diagnostics Clinitek Advantus Analyzer w/ Barcode Reader Trade-In Offer 1 Unit 60 Month Warranty - Effective 4/1/17 - 12/31/17 | Clinitek Advantus Analyzer w/ Barcode Reader (#1420) Trade-In Offer, 1 Unit, 60 Month Warranty - Effective 4/1/17 - 12/31/17 | clinitek-advantus-analyzer-w-barcode-reader-trade-in-offer-1-unit-60-month-warranty-effective-4-1-17-12-31-17--778.jpg
SKU: SMNSTRADE5002 | Siemens Diagnostics Clinitek Advantus Analyzer w/ Barcode Reader Trade-In Offer 1 Unit 36 Month Warranty - Effective 4/1/17 - 12/31/17 | Clinitek Advantus Analyzer w/ Barcode Reader (#1420) Trade-In Offer, 1 Unit, 36 Month Warranty - Effective 4/1/17 - 12/31/17 | clinitek-advantus-analyzer-w-barcode-reader-trade-in-offer-1-unit-36-month-warranty-effective-4-1-17-12-31-17--e64.jpg
SKU: SMNSSTARTAD5 | Siemens Diagnostics Program Specifics: Clinitek Advantus Analyzer with Barcode Reader Multistix 10SG 60 Month Standard Warranty and Extended Warranty - Effective 4/1/17 - 12/31/17 | Program Specifics: (1) Clinitek Advantus Analyzer with Barcode Reader (#1420), (10) Multistix 10SG (#2161), 60 Month Standard Warranty, and Extended Warranty (Extended Warranty needs to be purchased along with new analyzer) - Effective 4/1/17 - 12/31/17 | program-specifics-clinitek-advantus-analyzer-with-barcode-reader-multistix-10sg-60-month-standard-warranty-and-extended-warranty-effective-4-1-17-12-3-567.jpg
SKU: SMNSSTARTAD3 | Siemens Diagnostics Program Specifics: Clinitek Advantus Analyzer with Barcode Reader Multistix 10SG 36 Month Standard Warranty and Extended Warranty - Effective 4/1/17 - 12/31/17 | Program Specifics: (1) Clinitek Advantus Analyzer with Barcode Reader (#1420), (10) Multistix 10SG (#2161), 36 Month Standard Warranty, and Extended Warranty (Extended Warranty needs to be purchased along with new analyzer) - Effective 4/1/17 - 12/31/17 | program-specifics-clinitek-advantus-analyzer-with-barcode-reader-multistix-10sg-36-month-standard-warranty-and-extended-warranty-effective-4-1-17-12-3-779.jpg
SKU: SMNSSTARTAD | Siemens Diagnostics Program Specifics: Clinitek Advantus Analyzer with Barcode Reader Multistix 10SG 12 Month Warranty - Effective 4/1/17 - 12/31/17 | Program Specifics: (1) Clinitek Advantus Analyzer with Barcode Reader (#1420), (10) Multistix 10SG (#2161), 12 Month Warranty - Effective 4/1/17 - 12/31/17 | program-specifics-clinitek-advantus-analyzer-with-barcode-reader-multistix-10sg-12-month-warranty-effective-4-1-17-12-31-17--ff8.jpg
SKU: SMNSMULAD2 | Siemens Diagnostics Clinitek Advantus Analyzer w/ Barcode Reader Multi-Unit Discount Must Order 5+ Units 36 Month Warranty - Effective 4/1/17 - 12/31/17 | Clinitek Advantus Analyzer w/ Barcode Reader (#1420) Multi-Unit Discount, Must Order 5+ Units, 36 Month Warranty - Effective 4/1/17 - 12/31/17 | clinitek-advantus-analyzer-w-barcode-reader-multi-unit-discount-must-order-5-units-36-month-warranty-effective-4-1-17-12-31-17--316.jpg
SKU: SMNSMULAD3 | Siemens Diagnostics Clinitek Advantus Analyzer w/ Barcode Reader Multi-Unit Discount Must Order 5+ Units 60 Month Warranty - Effective 4/1/17 - 12/31/17 | Clinitek Advantus Analyzer w/ Barcode Reader (#1420) Multi-Unit Discount, Must Order 5+ Units, 60 Month Warranty - Effective 4/1/17 - 12/31/17 | clinitek-advantus-analyzer-w-barcode-reader-multi-unit-discount-must-order-5-units-60-month-warranty-effective-4-1-17-12-31-17--5a7.jpg
SKU: SMNSMULAD1 | Siemens Diagnostics Clinitek Advantus Analyzer w/ Barcode Reader Multi-Unit Discount Must Order 5+ Units 12 Month Warranty - Effective 4/1/17 - 12/31/17 | Clinitek Advantus Analyzer w/ Barcode Reader (#1420) Multi-Unit Discount, Must Order 5+ Units, 12 Month Warranty - Effective 4/1/17 - 12/31/17 | clinitek-advantus-analyzer-w-barcode-reader-multi-unit-discount-must-order-5-units-12-month-warranty-effective-4-1-17-12-31-17--e45.jpg
SKU: SMNSSTARTUA5 | Siemens Diagnostics Program Specifics: Clinitek Status+ Analyzer Multistix 10SG ClinitekÂ® Microalbumin 2 60 Month Standard Warranty and Extended Warranty | Program Specifics: (1) Clinitek Status+ Analyzer (#1780), (10) Multistix 10SG (#2161), (1) ClinitekÂ® Microalbumin 2 (#2083), 60 Month Standard Warranty and Extended Warranty (Extended Warranty needs to be purchased along with new analyzer) - Effective 4/1/17 - 12/31/17 | program-specifics-clinitek-status-analyzer-multistix-10sg-clinitekreg-microalbumin-2-60-month-standard-warranty-and-extended-warranty-357.jpg
SKU: SMNSSTARTUA3 | Siemens Diagnostics Program Specifics: Clinitek Status+ Analyzer Multistix 10SG ClinitekÂ® Microalbumin 2 36 Month Standard Warranty and Extended Warranty | Program Specifics: (1) Clinitek Status+ Analyzer (#1780), (10) Multistix 10SG (#2161), (1) ClinitekÂ® Microalbumin 2 (#2083), 36 Month Standard Warranty and Extended Warranty (Extended Warranty needs to be purchased along with new analyzer) - Effective 4/1/17 - 12/31/17 | program-specifics-clinitek-status-analyzer-multistix-10sg-clinitekreg-microalbumin-2-36-month-standard-warranty-and-extended-warranty-e55.jpg
SKU: SMNSSTARTUA | Siemens Diagnostics Program Specifics: Clinitek Status+ Analyzer Multistix 10SG and ClinitekÂ® Microalbumin 2 12 Month Warranty | Program Specifics: (1) Clinitek Status+ Analyzer (#1780), (10) Multistix 10SG (#2161) and (1) ClinitekÂ® Microalbumin 2 (#2083), 12 Month Warranty - Effective 4/1/17 - 12/31/17 | program-specifics-clinitek-status-analyzer-multistix-10sg-and-clinitekreg-microalbumin-2-12-month-warranty--cea.jpg
SKU: SMNSSCORE30 | Siemens Diagnostics Create any Reagent Combo to Score 30 Points | Create any Reagent Combo to Score 30 Points: MultiStix 10SG (#2161) 2 pts, ClinitekÂ® Microalbumin 2 (#2083) 3 pts, ClinitestÂ® hCG Pregnancy Test (#1760) 2 pts, Multistix PROÂ® 10 LS (100 strips) (#1554) 10 pts, Multistix PROÂ® 10 LS (25 strips) (#1566) 3 pts, and Clinitek Status+ Analyzer (#1780), 12 Month Warranty (Paperwork and DSS approval is needed for this promo) - Effective 4/1/17 - 12/31/17 **See Manufacturer's Detail page for MOQ** | create-any-reagent-combo-to-score-30-points-1fb.jpg
SKU: SMNSSCORE60 | Siemens Diagnostics Create any Reagent Combo to Score 60 Points | Create any Reagent Combo to Score 60 Points: MultiStix 10SG (#2161) 2 pts, ClinitekÂ® Microalbumin 2 (#2083) 3 pts, ClinitestÂ® hCG Pregnancy Test (#1760) 2 pts, Multistix PROÂ® 10 LS (100 strips) (#1554) 10 pts, Multistix PROÂ® 10 LS (25 strips) (#1566) 3 pts, and Clinitek Status Connect System (#1797), 12 Month Warranty (Paperwork and DSS approval is needed for this promo) - Effective 4/1/17 - 12/31/17 **See Manufacturer's Detail page for MOQ** | create-any-reagent-combo-to-score-60-points-339.jpg
SKU: PROP080002 | Pro Advantage Liquid Controls for Urine Strip Analyzer | Liquid controls for use with Pro Advantage urinalysis products. Refrigerated. | liquid-controls-for-urine-strip-analyzer--df6.jpg
SKU: SMNS1759 | Siemens Diagnostics Label Printer Paper for the Status | Urinalysis has become an indespensible tool in healthcare. | label-printer-paper-for-the-status-f1b.jpg
SKU: SMNS1780 | Siemens Diagnostics Clinitek Status and Urine Chemistry Analyzer | The CLINITEK StatusÂ®+ Analyzer features new automatic checks (Auto-Checks*). The analyzer automatically checks each test strip for humidity exposure, common sample interferences** and strip identification for Siemens test strips. Together, these provide improved clinical information.Enhances confidence in clinical decisions with (Auto-Checks) performed on every testEnsures consistent results interpretation with automatic timing and reading of every urine specimenReady for connectivity to data management solutions (DMS), via a simple upgrade kitOffers a comprehensive point-of-care urinalysis menu for routine testing, detection of early kidney disease and hCG pregnancy testingThe CLINITEK StatusÂ®+ Analyzer is the latest addition to the CLINITEKÂ®family. The CLINITEK Status+ Analyzer is even easier to use and features new automatic checks (Auto-Checks**).The analyzer automatically checks each test strip for humidity exposure, common sample interferences*** and strip identification for Siemens test strips. Together, these provide improved clinical information.Easy to Use and ConvenientSimple, intuitive touchscreen operationLoad test â€“ the analyzer does the rest, automatically times and reads every specimenFast results â€“ in-office test results in about 1 minuteAutomatic printed report â€“ no manual transcription neededImproved Data IntegrityAnalyzer along with patented test strip technology enables Auto-Checks:Detects common sample interferences and makes a printed note of any potentially compromised result***Checks each strip for humidity to prevent reporting of falsely elevated resultsAuto-identification of test strips, no need for operators to key in manuallyRemoves subjectivity of visually read resultsComprehensive MenuRoutine urinalysis with CLINITEK MultistixÂ®Â urine test strips, the most widely used test strips in the world**Albumin-to-creatinine ratios to detect early kidney disease in confirmed diabetic patientsProtein-to-creatinine ratios to detect early kidney disease in high-risk patientshCG pregnancy testing via the CLINITESTÂ®Â hCG cassetteFuture ReadySimple connectivity upgrade to CLINITEK StatusÂ®Â Connect System, for centralized oversight, data integration and elimination of manual documentation when interfaced to data management software or LISBarcode reading capability to eliminate manual tasks | clinitek-status-and-urine-chemistry-analyzer-e9a.jpg
SKU: PROP080004 | Pro Advantage Thermal Printer Paper | Pro Advantage Thermal Printer Paper for Urine Strip Analyzer. | thermal-printer-paper-cf2.jpg
SKU: PROP080000 | Pro Advantage Urine Strip Analyzer | Portable urine chemistry analyzer exclusively for reading Pro Advantage urine reagent strips. Process 120 tests per hour. Large 2,000 patient memory storage, EMR/LIS connectivity. CLIA waived. | urine-strip-analyzer--8dd.jpg
SKU: SMNS1420 | Siemens Diagnostics CLINITEK Analyzer Advantus Urine Chemistry Testing Analyzer | It enables automated reading of the Multistix family of urinalysis test strips in medium to high volume settings and has a throughput of up to 500 tests per hour. Automatically flags and prints sample ID reports for microscopy follow-up. Allows manual entry of microscopy results. Consolidated report can be printed and/or transmitted to LIS. Automatically prompts technicians to perform QC testing. QC lockout capability ensures compliance. User-defined QC testing protocol. Automatic calibration. One-touch switching between strip configurations. Downloads and prints load list from LIS. Easily accommodates physician requests and STAT testing. Network ready. Up to three different user-defined confirmatory flags. | clinitek-analyzer-advantus-urine-chemistry-testing-analyzer-5ee.jpg
SKU: RCHE06431321001 | Roche Diagnostics Urisys 1000 Printer Paper | Printer Paper for Roche Urinalysis Instrumentation. | urisys-1000-printer-paper-a17.jpg
SKU: SOLYG1200SP | Stanbio UriTrak 120 Urine Analyzer | The Uri-TrakÂ® 120 Urine Analyzer is an economical system that allows physician offices and laboratories the accuracy and consistency of advanced technology in urine chemistry testing. The analyzer uses state-of-the-art electronics to accurately and efficiently read the Stanbio Uri-ChekÂ® 10SG urine test strips. | uritrak-120-urine-analyzer-9b3.jpg
SKU: SMNS2083 | Siemens Diagnostics Clinitek Microalbumin 2 Reagent Strips | CLINITEK Microalbumin 2 Strips provide albumin, creatinine and albumin-to-creatinine ratio results in one minute. The CLINITEK Microalbumin product is useful to test for microalbuminuria in patients with diabetes or hypertension in order to detect early kidney disease. The strips are used on the CLINITEK Status family of analyzers. CLINITEKÂ® Microalbumin 2 Reagent Strips make it simple and easy to test patients with diabetes. Because testing for microalbuminuria can detect kidney disease in its early stages, physicians may begin intervention earlier than might otherwise have been possible. CLINITEK Microalbumin 2 Reagent Strips permit detection of elevated albumin sooner, more sensitively and more specifically than products designed for general protein testing. | clinitek-microalbumin-2-reagent-strips-f2f.jpg
SKU: JANTUA710A | Jant Pharmacal Accutest URS-10 Urine Reagent Strips | AccutestÂ® URS-10 Urine Reagent Strips for Urinalysis are in vitro diagnostic test devices that use reagents for qualitative and semi-quantitative urinalysis. AccutestÂ® URS-10 Urine Reagent Strips are for single use in professional near patient (point-of-care) facilities and centralized laboratory locations by medical technologists. The strips are CLIA Waived when read visually or CLIA Moderate when read on the Accutest 500 urine analyzer and the Bayer ClinitekÂ® 50, 100, 200, and 500 analyzers.AccutestÂ® URS-10 Urine Reagent Strips for Urinalysis are intended for use to detect conditions indicating possible diabetes, metabolic abnormalities, liver diseases, kidney function, and urinary tract infections. Test results can be used along with other diagnostic information to rule out certain disease states and to determine if microscopic analysis is needed. | accutest-urs-10-urine-reagent-strips-bb6.jpg
SKU: BLPP0283-0074-97 | Beutlich LP Pharmaceuticals PH Paper 180 Roll Dispenser 15 ft | PH Paper, 180 Roll, Dispenser, 15 ft | ph-paper-180-roll-dispenser-15-ft-115.jpg
SKU: SOLY1280-100 | Stanbio Uri Chek 10SG Urinalysis Reagent Strips | The Uri-ChekÂ® 10SG urinalysis reagent strip can be read visually or automatically on the Uri-TrakÂ® 120 to enable point-of-care clinical decisions. | uri-chek-10sg-urinalysis-reagent-strips-7a0.jpg
SKU: BMCILB002-0111 | Bowman Bio-Shield - Small | Bio-Shield - SmallFor use in laboratories to prevent splashes of blood and body fluids. | bio-shield-small-aa0.jpeg
SKU: 3M1257R | 3M Health Care Comply Sterilization Load Labels Red | Comply Sterilization Load Labels, Red , 1125 labels/roll (1-1/8 inch x 5/8 inch/label/2,85cm x 1,58cm/label) Sterilization Load Labels, Red Expires, Use with 1256B Label Applicator. Durable, lightweight applicator is easy to use. All load information is printed in one easy-to-read area. Strong label adhesive keeps label in place during sterilization, eliminating the need for relabeling. Labels available in several colors for easy color-coding by destination, department, etc. Printing and applying sterilization load labels to packages and record sheets, charts or envelopes. | comply-sterilization-load-labels-red-8c6.jpg
SKU: 3M1266 | 3M Health Care Steam Log Book | Log Book For Steam Used To Record The Results Of 3M Attest Rapid Readout Biological Indicators #1291 Or # 1292.Black color printing on the binder and chart enable it to be used to record the results of either 3M Attest Rapid Readout BI #1291 or #1292.Log book for Steam used to record the results of 3M Attest Rapid Readout Biological Indicators #1291 or # 1292. Each book contains 50 record charts. | steam-log-book-b6e.jpg
SKU: MKS73102400 | McKesson Biological Indicator STER-ALL Performance Vial | Biological Indicator STER-ALL Performance Vial | biological-indicator-ster-all-performance-vial-947.jpg
SKU: MIDRITM3 | Midmark UltraFast Automatic Sterilizer | The Ritter M3 UltraFast Automatic Sterilizer is everything you need in an autoclave. Sterilize unwrapped instruments in just 6 minutes and pouched instruments in just over 10, with the touch of a button. The M3 is the simple, intelligent and fast choice for your sterilization needs. | ultrafast-automatic-sterilizer-e30.jpg
SKU: JON10305 | Johnson & Johnson Thermal Print Paper Printer Sterrad Nx | Thermal Print Paper Printer Sterrad Nx. | thermal-print-paper-printer-sterrad-nx-85c.jpg
SKU: SMNS10337473 | Siemens Diagnostics Cleaning Kit For DCA Vantage | Cleaning Kit For DCA Vantage, | cleaning-kit-for-dca-vantage-3a3.jpg
SKU: TUT3870M | Tuttnauer Large Capacity Manual Autoclave | Our largest manual table top autoclave. Perfect for multi-doctor practices, clinics or surgery centers. 15â€ x 30â€ chamber accommodates longer instruments or a large number of small instruments. Capacity for 15 full size IMS cassettes. 1 year parts and labor warranty. | large-capacity-manual-autoclave-29e.jpg
SKU: CRSTXSW24 | Crosstex CSR Sterilization Wraps 24" X 24" | Highest bacterial filtration efficiency (BFE) available.* Highly permeable - no wet packs. Bacterial barrier to both airborne and waterborne contamination. Outstanding liquid repellancy - water, alcohol, iodine. Even texture to permit immediate visual detection of small pinholes/tears. Meets flammable fabrics act (FFA) requirements. | csr-sterilization-wraps-24-x-24-eb3.jpg
SKU: 3M1266-A | 3M Health Care Attest Log Book for Steam Sterilizers | A complete record keeping system that maintains your sterilization process information for steam and EO sterilization. The system includes record charts and pre-printed log books for each 3M Attest biological indicator product.Black color printing on the binder and chart enables it to be used to record the results of either 3M Attest BI #1261 or #1262.Â Log book for Steam used to record the results of a 3M Attest Biological Indicators #1261 or # 1262 used in a steam sterilizer load. Each book contains 50 record charts.Recommended use is 1 per incubator | attest-log-book-for-steam-sterilizers-a6b.jpg
SKU: MLTX3-401 | Miltex Flash Autoclaving Pans 9" x 5" x 2" No Handle | Flash Autoclaving Pans | flash-autoclaving-pans-9-x-5-x-2-no-handle-427.jpg
SKU: CRTLPLC150 | Certol Instrument Lubricant Concentrate 15 Gal Drum | An instrument lubricant designed for the lubrication cycle of automated instrument washer sytems. It will easily penetrate hinges and jointed items. Helps prevent spotting, staining and rusting. Steam and ETO permeable. Contains anti-corrosive agents and a powerful rust inhibitor to ensure instruments remain rust free. Safe for use with all surgical grade instruments. | instrument-lubricant-concentrate-15-gal-drum-b16.jpeg
SKU: TUTCSU1H | Tuttnauer One Gallon Ultrasonic Cleaner and Heater | Manufactured with only the highest quality components. | one-gallon-ultrasonic-cleaner-and-heater-a44.jpg
SKU: MLTX3-50 | Miltex Sterilizer Spiral Rack for Surgical Needles | Sterilizer Spiral Rack for surgical needles. | sterilizer-spiral-rack-for-surgical-needles-f1d.jpg
SKU: CVN8881850310G | Covidien Safety Needle 23G x 1" | Needle-based safety technology. | safety-needle-23g-x-1--e05.jpg
SKU: MIDM11-022R | Midmark Automatic Sterilizer UltraClave Refurbished | With the emergence of many aggressive, infectious organisms, there is an ever-increasing need for efficient, effective instrument processing in your practice. The M11 is the largest member of the Ritter family of autoclaves. Its unique 11" x 18" chamber gives it the distinction of having the largest sterilizing capacity of any standard countertop sterilizer on the market, making it perfect for larger packs and instruments. | automatic-sterilizer-ultraclave-refurbished-c5e.jpg
SKU: MLTX3-953 | Miltex Dressing Jar And Cover 0.5 Quart | The MiltexÂ® Stainless Steel Ware product line offers a wide selection of bowls, basins, cups, jars, instrument trays, and covers. | dressing-jar-and-cover-05-quart-697.jpg
SKU: MTRX10-2865 | Metrex Research ProCide-D 28 Day Instrument Disinfectant Quart | ProCide-D: Sterilant and high-level disinfectant reusable for up to 28 days. Recommended for immersible and heat-sensitive equipment and instruments. Contains a surfactant. No dilution required. A MetriTest 1.8% Test Strip is recommended before each use. | procide-d-28-day-instrument-disinfectant-quart-6ad.jpg
SKU: 3M1257BL | 3M Health Care Comply Label Expired 1257BL Black | 3Mâ„¢ Complyâ„¢ 1256B Printing Applicator with 1257 and 1269 Sterilization Load Label System consists of a printing applicator that applies sterilization load labels to packages for identification and recall purposes. One set of load labels come printed with "expires." Another set of load labels comes printed with "sterilized" and the statement "sterile unless the package is opened or damaged."Record keeping envelopes and adhesive-style record forms are used to record information about the sterilization process. Load labels are placed on individual packages to identify which sterilizer, load and day packages were processed and the time or event that identifies when not to use the package. Load labels are placed on the envelopes and adhesive-style record forms as part of record keeping. Record keeping documents the materials that have been processed and their monitoring control evidence. | comply-label-expired-1257bl-black--8f9.jpg
SKU: MLTX3-934 | Miltex Instrument Tray 10" x 6Â½" x 23/32" Rolled Edge | The Miltex Stainless Steel Ware product line offers a wide selection of bowls, basins, cups, jars, instrument trays, and covers. The product is manufactured using 304 stainless steel and measures 0.6mm in thickness. The stainless steel Miltex Surgical Instrument Stringers are available in various lengths and the most popular shapes; closed and open with lock - side and center. All closed styles offer a secure locking mechanism and smooth edges and are designed for effortless opening and closing. | instrument-tray-10quot-x-6frac12quot-x-23-32quot-rolled-edge-b3f.jpg
SKU: CRTLPM1318 | Certol ProView plus Self Sealing Sterilization Pouch, 13â€ x 18â€, Large Cassette | Your sterilization pouch has a big job: To facilitate and maintain sterility of the contents.ProView meets the demand for consistent reliable performance with quality construction and ease of use. | proview-plus-self-sealing-sterilization-pouch-13-x-18-large-cassette-b35.JPG
SKU: CRTLPM2790 | Certol Pouch, 2 3/4" x 9", 200/bx, 6 bx/cs | Self-sealing sterilization packaging. Compatible with steam, chemical vapor and ETO processes. Medical grade components. Features allow aseptic presentation for surgical procedures. | pouch-2-3-4-x-9-200-bx-6-bx-cs-6bb.jpg
SKU: CRTLPM7513 | Certol Cassette Pouch, 7 1/2" x 13", 200/bx, 6 bx/cs | Self-sealing sterilization packaging. Compatible with steam, chemical vapor and ETO processes. Medical grade components. Features allow aseptic presentation for surgical procedures. | cassette-pouch-7-1-2-x-13-200-bx-6-bx-cs-c75.jpg
SKU: TCMD4263 | Tech-Med Flat Instrument Tray 17 1/8" x 11 5/8" x 5/8" | Stainless steelware is constructed without seams to prevent bacteria growth and to allow for easy cleaning. | flat-instrument-tray-17-1-8-x-11-5-8-x-5-8-c61.jpg
SKU: CRTLPLC128 | Certol Instrument Lubricant Concentrate 1 Gal Bottle 1 Ounce Pump | An instrument lubricant designed for the lubrication cycle of automated instrument washer systems. | instrument-lubricant-concentrate-1-gal-bottle-1-ounce-pump-c07.jpg
SKU: MAI215- | Medical Action Industries View Pack Heat-Seal Pouch 4" x 8" | View pack consists of a transparent blue tinted front sealed to a paper backing. The sides are secured by three rail seals to enhance peeling characteristics and eliminate the possibility of blowouts during autoclaving. The chevron seal has rounded corners for ease of opening and to reduce fiber/laminate tear. The transparent front is comprised of tough multiple ply tinted laminated polyester to polypropylene films. Medical grade white sterilization paper as specified by the British Standards Institute. Dual colored arrows are printed above the chevron indicating direction for correct peel of both pouches and reels. The pink arrows change to brown during steam or vapor sterilization and the blue to yellow/green when E.O. sterilized. | view-pack-heat-seal-pouch-4-x-8-1f7.jpg
SKU: CVN8539SA | Covidien Holder For 2 Gallon SharpStarâ„¢ & In-Roomâ„¢ Containers, 5/cs | Provides stability by maintaining the sharps container upright throughout use. Ideal for sharps containers used on counter tops or medical carts. Adhesive tape is provided on the bottom of each tray holder to prevent movement of container. | holder-for-2-gallon-sharpstartrade-in-roomtrade-containers-5-cs-bf3.jpg
SKU: CVN8549SA | Covidien Holder For 3 & 4 Gallon SharpStarâ„¢ IV In-Roomâ„¢ Containers, 5/cs | Provides stability by maintaining the sharps container upright throughout use. Ideal for sharps containers used on counter tops or medical carts. Adhesive tape is provided on the bottom of each tray holder to prevent movement of container. | holder-for-3-4-gallon-sharpstartrade-iv-in-roomtrade-containers-5-cs-e1e.jpg
SKU: MTRX10-3265 | Metrex Research ProCide-D Plus - 28 Day Instrument Disinfectant Quart | ProCide-D: Sterilant and high-level disinfectant reusable for up to 28 days. Recommended for immersible and heat-sensitive equipment and instruments. Contains a surfactant. No dilution required. A MetriTest 1.8% Test Strip is recommended before each use.ProCide-D Plus: Extra-strength sterilant and high-level disinfectant reusable for up to 28 days. Recommended for immersible and heat-sensitive equipment and instruments. Contains a surfactant. No dilution required. A MetriTest 1.8% Test Strip is recommended before each use. | procide-d-plus-28-day-instrument-disinfectant-quart-d94.jpg
SKU: MIDM11-022 | Ritter UltraClave Automatic Sterilizer | With the emergence of many aggressive, infectious organisms, there is an ever-increasing need for efficient, effective instrument processing in your practice. The Ritter M11 Ultraclave is the largest member of the Ritter family of autoclaves. Its unique 11" x 18" chamber gives it the distinction of having the largest sterilizing capacity of any standard countertop sterilizer on the market, making it perfect for larger packs and instruments. Features include: | ultraclave-automatic-sterilizer-b7f.jpg
SKU: JON12407 | Johnson & Johnson TyvekÂ® Roll with SterradÂ® Chemical Indicator 3" x 228" | Pouches and rolls feature a convenient built-in STERRAD Chemical Indicator. Chemical Indicators (CI) provide confirmation that instruments have been exposed to hydrogen peroxide. | tyvekreg-roll-with-sterradreg-chemical-indicator-3quot-x-228quot-a33.jpg
SKU: 3M115 | 3M Health Care Attest Biological Indicator Monitoring Starter Kit | The Biological Indicator Starter Kit for steam includes: one roll 1322 Indicator Tape, one box 1262P Biological Indicators, a 116 Incubator, one bag 1243B Chemical Integrators, one 1266 Log Book and wall chart. | attest-biological-indicator-monitoring-starter-kit-049.jpg
SKU: TUT7000-8 | Tuttnauer Series Large Capacity Distillers 8 gal | Tuttnauer offers a distiller that provides pure water that is 99% free of total dissolved solids. These distillers eliminate the inconvenience and expense of buying bottled water. Their ease of operation makes them ideal for any medical, dental or laboratory application. | series-large-capacity-distillers-8-gal-56b.jpg
SKU: CRSTXSCXX2 | Crosstex Sure-Check Sterilization Pouches 2 1/2" x 4" | Sure-Check Pouches with built-in internal/external multi-parameter steam sterilization indicators confirm all sterilization criteriaâ€”time, temperature and presence of steam. | sure-check-sterilization-pouches-2-1-2-x-4-525.jpg
SKU: CRSTXSCX2 | Crosstex Sure-Check Sterilization Pouches 2 3/4" x 9" | Sure-Check Pouches with built-in internal/external multi-parameter steam sterilization indicators confirm all sterilization criteriaâ€”time, temperature and presence of steam. | sure-check-sterilization-pouches-2-3-4-x-9-511.jpg
SKU: CRSTXSCS2 | Crosstex Sure-Check Sterilization Pouches 3 1/2" x 9" | Sure-Check Pouches with built-in internal/external multi-parameter steam sterilization indicators confirm all sterilization criteriaâ€”time, temperature and presence of steam. | sure-check-sterilization-pouches-3-1-2-x-9-e40.jpg
SKU: CRSTXSCW2 | Crosstex Sure-Check Sterilization Pouches 5 1/4" x 6 1/2" | Sure-Check Pouches with built-in internal/external multi-parameter steam sterilization indicators confirm all sterilization criteriaâ€”time, temperature and presence of steam. | sure-check-sterilization-pouches-5-1-4-x-6-1-2-58a.jpg
SKU: CRSTXSCM2 | Crosstex Sure-Check Sterilization Pouches 5 1/2" x 10" | Sure-Check Pouches with built-in internal/external multi-parameter steam sterilization indicators confirm all sterilization criteriaâ€”time, temperature and presence of steam. | sure-check-sterilization-pouches-5-1-2-x-10-c3e.jpg
SKU: CRSTXSCL12182 | Crosstex Sure-Check Sterilization Pouches 12" x 18" | The first and only pouches with built-in internal and external steam sterilization indicators. Gives you the assurance of confirming all three sterilization parameters: time, temperature and sterilant contact with an internal multi-parameter steam indicator printed directly on the pouch. Eliminate the extra step of adding separate multi-parameter indicators to each pouch. | sure-check-sterilization-pouches-12-x-18-25a.jpg
SKU: CM112003 | Jobst Jolastic Wash Solution 32 oz. (! Quart) | Feature 1 Quart This warm water wash is formulated to remove soil body oils and skin salts quickly and thoroughly without damage to fabric Jolastic Washing Solution will help extend the life of JOBST garments | jolastic-wash-solution-32-oz-quart-426.jpg
SKU: RBW232 | R & B Wire Antimicrobial Basket Cover Cap for F Basket | These products are great for the convenient transportation of clean or soiled linen. We have a selection of basket cover caps to meet your needs in both material and color options. Select our antibacterial fabric which is flame retardant and extremely durable. All seams are double sewn for maximum strength on all cover caps which are designed to be seamless and are tear resistant to give many years of service. All covers and liners have a shock corded rim to ensure a snug fit and easy removal. The flame retardant and antimicrobial fabric has built in properties which are guaranteed for the life of the fabric. Designed to be used with #242 Liner | antimicrobial-basket-cover-cap-for-f-basket-b68.jpg
SKU: BTC565 | Battle Creek Ice It! C-Pack Bulk/no packaging (4 x 6") | Feature Stays flexible when fully frozen, to mold around painful area Quickly reaches freezing temperature Maintains low temperature longer for optimum therapeutic benefit Non-toxic fill enclosed in latex-free vinyl Durable enough to be used several times a day Ergonomic designs for specific areas, such as the neck, shoulder, back or wrist | ice-it-c-pack-bulk-no-packaging-4-x-6-656.jpg
SKU: BTC525 | Battle Creek Ice It! B-Pack Bulk/no packaging (6"x 9". Refill 530/540/550) | Feature Stays flexible when fully frozen, to mold around painful area Quickly reaches freezing temperature Maintains low temperature longer for optimum therapeutic benefit Non-toxic fill enclosed in latex-free vinyl Durable enough to be used several times a day Ergonomic designs for specific areas, such as the neck, shoulder, back or wrist | ice-it-b-pack-bulk-no-packaging-6x-9-refill-530-540-550-d7c.jpg
SKU: TUTValueKlave1730 | Tuttnauer Valueklave 1730 Manual Sterilizer Autoclave | The Valueklave 1730 will satisfy all of your basic sterilization needs at an economical price. The compact size (7â€ chamber) makes it a perfect primary unit for small offices or a second autoclave for larger practices. The fast cycle time and heated drying delivers a quick turnaround for wrapped or unwrapped instruments. The simple controls and easy closing door make this unit a breeze to operate. High speed and reliability are built into every Valueklave 1730. | valueklave-1730-manual-sterilizer-autoclave-667.gif
SKU: CRSTXSCL5152 | Crosstex Sure-Check Sterilization Pouches, 5" x 15", | The first and only pouches with built-in internal and external steam sterilization indicators. Gives you the assurance of confirming all three sterilization parameters: time, temperature and sterilant contact with an internal multi-parameter steam indicator printed directly on the pouch. Eliminate the extra step of adding separate multi-parameter indicators to each pouch. | sure-check-sterilization-pouches-5-x-15--596.jpg
SKU: CRSTXSCL8162 | Crosstex Sure-Check Sterilization Pouches, 8" x 16", | The first and only pouches with built-in internal and external steam sterilization indicators. Gives you the assurance of confirming all three sterilization parameters: time, temperature and sterilant contact with an internal multi-parameter steam indicator printed directly on the pouch. Eliminate the extra step of adding separate multi-parameter indicators to each pouch. | sure-check-sterilization-pouches-8-x-16--a5a.jpg
SKU: SNHI67108 | Sultan Healthcare Replacement Timer for Prosonic 1000 | Replacement Timer for Prosonic 1000 | replacement-timer-for-prosonic-1000-c11.jpg
SKU: 3M2134MM | 3M Health Care 3M Comply Thermalog Steam Chemical Integrator | Moving front ink technology provides easy to read 'Safe or Unsafe' resultCan be used in all 250 - 275Â°F steam sterilization cyclesResponse correlates with a Biological Indicator at 3 time/temperature relationships under ideal steam sterilization conditionsAn ANSI/AAMI/ISO 11140-1:2005 Class 5 Integrating Indicator for use in determining whether the sterilization process conditions were met inside each pack | 3m-comply-thermalog-steam-chemical-integrator-bd2.jpg
SKU: MCRSOKHT-001 | Micro-Scientific Industries Opti-Kleen Holding Tray with Cover | An efficient and safe method for cleaning tissue and other debris from the surfaces of scalpel blades prior to sterilization. Utilizing a proprietary soft, foamlike material, impregnated with OptiKleen instrument cleaning detergent that loosens proteins and other deposits, along with USP grade filtered rinse water, blades can be safely cleaned without scratching, dulling, chipping or breaking.Looking for a way to safely and efficiently clean expensive diamond and sapphire blades? Manual washing can damage delicate blades and ultrasonic cleaning can break or chip the diamond blades. Try the Opti-Kleenâ„¢ Blade Cleaning System today!The Opti-Kleenâ„¢ Blade Cleaning System cleans tissue and other debris from the surfaces of scalpel blades prior to sterilization. The system includes proprietary soft, foam-like material, impregnated with instrument cleaning detergent, along with filtered rinse water. Blades can be safely cleaned without scratching, dulling, chipping or breaking. When used properly, this system typically takes under 15 seconds to effectively and safely clean specialized blades. | opti-kleen-holding-tray-with-cover-aef.jpg
SKU: CRSTXJED | Crosstex Enzymatic Detergent | Crosstex' Enzymatic line of Detergent is made from a powerful formulation. it is designed specifically to remove organic and inorganic soils such as blood, tissue and protein-rich fluids from flexible and delicate instruments | enzymatic-detergent-201.png
SKU: PROP013554 | Pro Advantage Pouch 3 1/2" x 51/4" | Featuring dual steam and EtO process indicator arrows that change color after processing. Pouches are constructed from medical grade paper and blue tinted transparent film. Triple sealed edges prevent separation or tearing. | pouch-3-1-2-x-51-4-06e.jpg
SKU: PROP012790 | Pro Advantage Pouch 23/4" x 9" | Featuring dual steam and EtO process indicator arrows that change color after processing. Pouches are constructed from medical grade paper and blue tinted transparent film. Triple sealed edges prevent separation or tearing. | pouch-23-4-x-9-06e.jpg
SKU: PROP015410 | Pro Advantage Pouch 51/4" x 10" | Featuring dual steam and EtO process indicator arrows that change color after processing. Pouches are constructed from medical grade paper and blue tinted transparent film. Triple sealed edges prevent separation or tearing. | pouch-51-4-x-10-06e.jpg
SKU: PRO6198-NDC | Pro Advantage Enzymatic Detergent Concentrate Gallon | Unique dual-enzyme formula assists in reducing Gram-negative, Gram-postiive bacteria and viruses. This product can be used as a presoak, manual detergent, ultrasonic cleaning solution and evacuation system cleaner. Concentrated formula makes 128 treatments of evac system cleaner; or 512 treatments for ultrasonic cleaning solution/presoak. Biodegradable; spearmint scent. | enzymatic-detergent-concentrate-gallon-3dc.jpg
SKU: CRTLEZ128G | Certol Enzymatic Detergent 1 Gal 1 oz Pump - Each | An economical, low foaming single enzymatic detergent designed to effectively clean delicate instruments. Works fast to dissolve proteinaceous soils, speeding instrument turnaround in manual, ultrasonic or automated cleaning systems. Gentle to instruments. A neutral pH formula is non-corrosive and compatible with most metals, plastics and rubbers. | enzymatic-detergent-1-gal-1-oz-pump-each-78a.jpg
SKU: CRTLPM2790G | Certol Pouch 2 3/4" x 9" - 200 per Box | Self-sealing sterilization packaging. Compatible with steam, chemical vapor and ETO processes. Medical grade components. Features allow aseptic presentation for surgical procedures. | pouch-2-3-4-x-9-200-per-box-6ea.jpg
SKU: CRTLPM3554G | Certol Cassette Pouch 3 1/2" x 5 1/4" - 200 per Box | Self-sealing sterilization packaging. Compatible with steam, chemical vapor and ETO processes. Medical grade components. Features allow aseptic presentation for surgical procedures. | cassette-pouch-3-1-2-x-5-1-4-200-per-box-6ea.jpg
SKU: CRTLPM3590G | Certol Cassette Pouch 3 1/2" x 9" - 200 per Box | Self-sealing sterilization packaging. Compatible with steam, chemical vapor and ETO processes. Medical grade components. Features allow aseptic presentation for surgical procedures. | cassette-pouch-3-1-2-x-9-200-per-box-6ea.jpg
SKU: CRTLPM5410G | Certol Cassette Pouch 5 1/4" x 10" - 200 per Box | Self-sealing sterilization packaging. Compatible with steam, chemical vapor and ETO processes. Medical grade components. Features allow aseptic presentation for surgical procedures. | cassette-pouch-5-1-4-x-10-200-per-box-6ea.jpg
SKU: CRTLPM7513G | Certol Cassette Pouch 7 1/2" x 13" - 200 per Box | Self-sealing sterilization packaging. Compatible with steam, chemical vapor and ETO processes. Medical grade components. Features allow aseptic presentation for surgical procedures. | cassette-pouch-7-1-2-x-13-200-per-box-a74.jpg
SKU: CRTLTSI440G | Certol Steam Sterilization Integrators 5 11/16" x 7/8" - 100 per Box | Multiparameter indicator strip for sterilization monitoring inside pouches, cassettes and packs. Ink resists color change until conditions of time, temperature and steam exposure meet sterilization conditions. Immediate results. Easy to use. | steam-sterilization-integrators-5-11-16-x-7-8-100-per-box-73d.jpg
SKU: JON2266G | Johnson & Johnson Cidex 5 Liter - Each | A 2.4% glutaraldehyde that achieves high level disinfection in 45 minutes at 25Â°C. No surfactant, 14 day reuse life. | cidex-5-liter-each-320.jpg
SKU: JON2252G | Johnson & Johnson Enzymatic Detergent Gallon - Each | A mild, low foaming enzymatic detergent. Starts to work in 1 minute at room temperature and has a pleasant mint fragrance. | enzymatic-detergent-gallon-each-515.jpg
SKU: CRTLPREZF240G | Certol Bottle Detergent 24 oz Pump Spray - Each | Ready to use neutral pH, dual enzymatic, detergent foam spray starts cleaning process and keeps soils from drying on instruments. Protease and amylase enzymes dissolve complex soils; anti-corrosive system protects delicate instrumentation. Long lasting foam. Reduces spills and weight during transport. May be used in existing container/delivery systems. | bottle-detergent-24-oz-pump-spray-each-4db.jpg
SKU: MTRX10-3300G | Metrex Research MetriWash Gallon | For manual and ultrasonic cleaning of surgical instruments. | metriwash-gallon-a9f.jpg
SKU: MTRX10-3400G | Metrex Research MetriLube Gallon - Each | A concentrated instrument lubricant that helps prevent spotting, staining, rusting, and freezing up of instruments. Extends life of instruments. Anticorrosive, non-greasy, silicone-free, oil based. | metrilube-gallon-each-69e.jpg
SKU: MTRX10-3425G | Metrex Research MetriLube 24 oz Spray Bottle | A concentrated instrument lubricant that helps prevent spotting, staining, rusting, and freezing up of instruments. | metrilube-24-oz-spray-bottle-9fc.jpg
SKU: MTRX10-4025G | Metrex Research MetriSponge - 25 per Box | A unique specially contoured sponge saturated with MetriZyme that simplifies the effective pre-cleaning of surgical instruments and endoscopes. Its unique shape enables thorough cleaning of cylindrical surfaces without scratching delicate surfaces. | metrisponge-25-per-box-36d.jpg
SKU: MTRX10-8100G | Metrex Research MetriClean2 1 Gallon | MetriClean2 is used to pre-clean critical or semi-critical medical devices prior to terminal sterilization or high level disinfection. Additionally, it is a polisher and cart washer agent. The alkaline-pH, low-foaming, concentrated cleaner is ideal for stainless steel instruments and cart washers. It enhances functionality and life of the instruments by helping to remove stains and reduce corrosion. It is ideal for use in manual cleaning systems, washer sterilizers, washer decontaminators, ultrasonic cleaners and cart washers. | metriclean2-1-gallon-627.jpg
SKU: WNPSZ6G | Weiman EnzycleanÂ® II LS Dual Enzyme Low Suds Detergent Gallon - Each | Specially formulated pre-soak and cleaner designed to effectively and safely clean glass, plastic, rubber, and metal surgical instruments and equipment. Provides one step cleaning of delicate fiber optic equipment such as endoscopes and cystoscopes, as well as other surgical instruments including those used for eye, cardiovascular and general surgery. The dual enzyme formula contains two different enzymes that break down proteins and carbohydrates. | enzycleanreg-ii-ls-dual-enzyme-low-suds-detergent-gallon-each-613.jpg
SKU: 3M1292G | 3M Health Care Rapid Readout For Steam 250Â°F/ 121Â°C Gravity or 270Â°F/132Â°C Vacuum Assisted Sterilizers 3 Hour Readout Brown Cap - 50 per Box | Biological indicators and test packs that monitor the effectiveness of the EO or steam sterilization process and provide results within 48 hours. | rapid-readout-for-steam-250degf-121degc-gravity-or-270degf-132degc-vacuum-assisted-sterilizers-3-hour-readout-brown-cap-50-per-box-f37.jpg
SKU: 3M41360G | 3M Health Care Integrator Test Pack with Steam Chemical Integrator - 16 per Box | 3M Complyâ„¢ Chemical Integrators offer an immediate, accurate and easy-to-read method of monitoring sterilization process conditions inside each park. For use in EO/HCFC gas mixture sterilization cycles. "Moving front" style has accept/reject readout for instant results with easy interpretation, convenient small size for all packs with optional extenders available for easy retrieval from inner packs. | integrator-test-pack-with-steam-chemical-integrator-16-per-box-a8d.jpg
SKU: 3M1250G | 3M Health Care Indicator Strip For Steam 5/8" x 8" Color Change From White to Dark Brown/ Black Perforated - 240 per Box | For use in 100% EO and EO/HCFC gas mixtures. Long stripe of chemical indicator ink printed on perforated-style strip. Allows full- or half-length use in different pack sizes. Indicator changes color from red to green when exposed to ethylene oxide sterilization conditions. | indicator-strip-for-steam-5-8-x-8-color-change-from-white-to-dark-brown-black-perforated-240-per-box-197.jpg
SKU: 3M1233LFG | 3M Health Care Test Pack Disposable - Each | Monitors sterilizer operation and air removal for vacuum-assisted steam sterilizers. | test-pack-disposable-each-747.jpg
SKU: 3M00135LFG | 3M Health Care Plus Test Pack Early Warning Test Sheet Disposable - 6 per Bag | Monitors sterilizer operation and air removal for vacuum-assisted steam sterilizers. | plus-test-pack-early-warning-test-sheet-disposable-6-per-bag-747.jpg
SKU: 3M3983MMG | 3M Health Care Black Framed Pad Turns Yellow When Above 1.5% MEC Concentration - 60 per Bottle | Chemical monitors that indicate if a glutaraldehyde solution meets the manufacturer's recommendation for a minimum effective concentration (MEC) needed to effectively kill organisms. | black-framed-pad-turns-yellow-when-above-15-mec-concentration-60-per-bottle-b46.jpg
SKU: 3M1322-18MMG | 3M Health Care Indicator Tape For Steam Lead Free .70" x 60 yds - Roll | 3Mâ„¢ COMPLYâ„¢ INDICATOR TAPE | indicator-tape-for-steam-lead-free-70-x-60-yds-roll-595.jpg
SKU: 3M1322-24MMG | 3M Health Care Indicator Tape For Steam Lead Free .94" x 60 yds - Roll | 3Mâ„¢ COMPLYâ„¢ INDICATOR TAPE | indicator-tape-for-steam-lead-free-94-x-60-yds-roll-595.jpg
SKU: 3M13911G | 3M Health Care Instrument Protector 2" x 5" - 100 per Pack | Protects sharp pointed surgical instruments from damage and reduces possibility of pouch puncture during sterilization. Indicators on the protectors verify steam or EO processing. | instrument-protector-2-x-5-100-per-pack-720.jpg
SKU: 3M1254E-SG | 3M Health Care Steam Sterilization Envelope For 1254B Binder 9 1/2" x 11 1/2" - 100 per Pack | A complete system for maintaining and storing sterilization process information for steam and EO sterilization. Includes load record cards, record forms and sheets, envelopes, and a record binder for storing results. | steam-sterilization-envelope-for-1254b-binder-9-1-2-x-11-1-2-100-per-pack-a44.jpg
SKU: 3M1257BG | 3M Health Care Blue Label "Expires" For 1256 1256A 1256B Label Applicators - 1125 per Roll | A system consisting of sterilization load labels and a printing applicator that applies the labels to packages and record forms of envelopes. Load labels preprinted with expires and with sterilized. | blue-label-expires-for-1256-1256a-1256b-label-applicators-1125-per-roll-8d6.jpg
SKU: 3M1257RG | 3M Health Care Red Label Expires for 1256 1256A 1256B Label Applicators | A system consisting of sterilization load labels and a printing applicator that applies the labels to packages and record forms of envelopes. Load labels preprinted with expires and with sterilized. | red-label-expires-for-1256-1256a-1256b-label-applicators-487.jpg
SKU: LRMUD036G | L&R Manufacturing Germicidal Ultrasonic Cleaning Solution Pint Bottle - Each | A hospital grade cleaner and disinfectant solution for daily instrument cleaning. Cleans inanimate, non-porous surfaces of instruments and appliances as both a pre-soak and an ultrasonic cleaning solution. Disinfects the ultrasonic bath, eliminating residual micro-organisms. Makes 16 gallons of solution per bottle. | germicidal-ultrasonic-cleaning-solution-pint-bottle-each-109.jpg
SKU: MTRX10-2500G | Metrex Research Compliance Gallons | Liquid chemical sterilant and high-level disinfectant reusable for up to 14 days. | compliance-gallons-dda.jpg
SKU: MTRX10-3260G | Metrex Research ProCide-D Plus - 28 Day Instrument Disinfectant Gallon - Each | ProCide-DÂ®: Sterilant and high-level disinfectant reusable for up to 28 days. Recommended for immersible and heat-sensitive equipment and instruments. Contains a surfactant. No dilution required. A MetriTest 1.8% Test Strip is recommended before each use.ProCide-DÂ® Plus: Extra-strength sterilant and high-level disinfectant reusable for up to 28 days. Recommended for immersible and heat-sensitive equipment and instruments. Contains a surfactant. No dilution required. A MetriTest 1.8% Test Strip is recommended before each use. | procide-d-plus-28-day-instrument-disinfectant-gallon-each-7f4.jpg
SKU: MTRX10-3265G | Metrex Research ProCide-D Plus - 28 Day Instrument Disinfectant Qt - Each | ProCide-DÂ®: Sterilant and high-level disinfectant reusable for up to 28 days. Recommended for immersible and heat-sensitive equipment and instruments. Contains a surfactant. No dilution required. A MetriTest 1.8% Test Strip is recommended before each use.ProCide-DÂ® Plus: Extra-strength sterilant and high-level disinfectant reusable for up to 28 days. Recommended for immersible and heat-sensitive equipment and instruments. Contains a surfactant. No dilution required. A MetriTest 1.8% Test Strip is recommended before each use. | procide-d-plus-28-day-instrument-disinfectant-qt-each-314.jpg
SKU: MTRX10-2860G | Metrex Research ProCide D 28 Day Instrument Disinfectant Gallon | ProCide-DÂ®: Sterilant and high-level disinfectant reusable for up to 28 days. | procide-d-28-day-instrument-disinfectant-gallon-2ae.jpg
SKU: MTRX10-2865G | Metrex Research ProCide-D - 28 Day Instrument Disinfectant Qt - Each | ProCide-DÂ®: Sterilant and high-level disinfectant reusable for up to 28 days. Recommended for immersible and heat-sensitive equipment and instruments. Contains a surfactant. No dilution required. A MetriTest 1.8% Test Strip is recommended before each use.ProCide-DÂ® Plus: Extra-strength sterilant and high-level disinfectant reusable for up to 28 days. Recommended for immersible and heat-sensitive equipment and instruments. Contains a surfactant. No dilution required. A MetriTest 1.8% Test Strip is recommended before each use. | procide-d-28-day-instrument-disinfectant-qt-each-6ad.jpg
SKU: SNHI21360G | Sultan Healthcare General Purpose Cleaner 1oz packet - 20 per Box | SULTAN PRO-PORTIONâ„¢ ULTRASONIC SOLUTIONS | general-purpose-cleaner-1oz-packet-20-per-box-3d8.jpg
SKU: 3M1261PG | 3M Health Care Indicator For Steam 270Â°F/ 132Â°C Gravity Displacement Steam Sterilizers 24 Hour Readout Blue Cap - 25 per Box | Biological indicators vials are easy to use and interpret with visual color readout in 24 hours (1261) or 480hours (1262/1264). Test packs present a challenge to the sterilization process equivalent to the AAMI recommended test packs. Each test pack contains a 3M Attestâ„¢ 1262 or 1264 Biological Indicator. | indicator-for-steam-270degf-132degc-gravity-displacement-steam-sterilizers-24-hour-readout-blue-cap-25-per-box-c1f.jpg
SKU: 3M1262G | 3M Health Care Indicator For Steam 270Â°F/ 132Â°C Vacuum Assisted or 250Â°F/ 121Â°C Gravity Sterilizers 48 Hour Readout Brown Cap - 100 per Box | Biological indicators vials are easy to use and interpret with visual color readout in 24 hours (1261) or 480hours (1262/1264). Test packs present a challenge to the sterilization process equivalent to the AAMI recommended test packs. Each test pack contains a 3M Attestâ„¢ 1262 or 1264 Biological Indicator. | indicator-for-steam-270degf-132degc-vacuum-assisted-or-250degf-121degc-gravity-sterilizers-48-hour-readout-brown-cap-100-per-box-c1f.jpg
SKU: 3M1262PG | 3M Health Care Indicator For Steam 270Â°F/ 132Â°C Vacuum Assisted or 250Â°F/ 121Â°C Gravity Sterilizers 48 Hour Readout Brown Cap - 25 per Box | Biological indicators vials are easy to use and interpret with visual color readout in 24 hours (1261) or 480hours (1262/1264). Test packs present a challenge to the sterilization process equivalent to the AAMI recommended test packs. Each test pack contains a 3M Attestâ„¢ 1262 or 1264 Biological Indicator. | indicator-for-steam-270degf-132degc-vacuum-assisted-or-250degf-121degc-gravity-sterilizers-48-hour-readout-brown-cap-25-per-box-c1f.jpg
SKU: 3M1276G | 3M Health Care Test Pack For Steam 270Â°F/ 132Â°C Vacuum Assisted or 250Â°F/ 121Â°C Gravity Sterilizers 25 Test Packs & 25 Controls 48 Hour Readout Brown Cap - Pack | Biological indicators vials are easy to use and interpret with visual color readout in 24 hours (1261) or 480hours (1262/1264). Test packs present a challenge to the sterilization process equivalent to the AAMI recommended test packs. Each test pack contains a 3M Attestâ„¢ 1262 or 1264 Biological Indicator. | test-pack-for-steam-270degf-132degc-vacuum-assisted-or-250degf-121degc-gravity-sterilizers-25-test-packs-amp-25-controls-48-hour-readout-brown-cap-pac-056.jpg
SKU: SNHI75156G | Sultan Healthcare Sterilizing & Disinfecting Solution Gallon - Each | A virucidal, sporicidal, tuberculocidal, bactericidal and fungicidal solution. Powerful hydrogen peroxide formula is safer for your staff and more effective on your instruments than any noxious glutaraldehyde solution. Oxidizes away dental debris quickly and effectively at room temperature. Pleasant to use with no foul odor. Disinfects in 30 minutes at room temperature. Sterilizes in six hours at room temperature. | sterilizing-amp-disinfecting-solution-gallon-each-593.jpg
SKU: SNHI21380G | Sultan Healthcare Zymex Dual Enzyme Gallon - Each | SULTAN ZYMEXâ„¢ DUAL ENZYME | zymex-dual-enzyme-gallon-each-ac8.jpg
SKU: KCC68024G | Halyard Regular Sterilization Wrap 24" x 24" - Pack | HALYARD KIMGUARDâ„¢ KC200 STERILIZATION WRAP | regular-sterilization-wrap-24-x-24-pack-9d3.jpg
SKU: LRM076G | L&R Manufacturing Barrier Milk Cleaning Solution Gallon Bottle - Each | Protects instruments during autoclaving. A one-minute dip in Barrier Milk provides comprehensive protection from rust, heat discoloration and corrosion. Keeps hinged instruments and box locks moving smoothly. For autoclave use only. Makes 7 gallons of solution per bottle. | barrier-milk-cleaning-solution-gallon-bottle-each-ae4.jpg
SKU: LRM228G | L&R Manufacturing General Purpose Cleaner Gallon Bottle - Each | Removes blood, tissue, debris and other contaminants from instruments when used in an ultrasonic cleaning machine. Can also be used as a carrier bath for beakers and auxiliary pans. Makes 13 gallons of solution per bottle. | general-purpose-cleaner-gallon-bottle-each-06c.jpg
SKU: SNHI88000G | Sultan Healthcare Sterilization Pouch 2 3/4" x 10" - 200 per Box | SULTAN PEELPROâ„¢ STERILIZATION POUCHES | sterilization-pouch-2-3-4-x-10-200-per-box-3ac.jpg
SKU: SNHI88005G | Sultan Healthcare Sterilization Pouch 31/4" x 6 1/4" - 200 per Box | SULTAN PEELPROâ„¢ STERILIZATION POUCHES | sterilization-pouch-31-4-x-6-1-4-200-per-box-3ac.jpg
SKU: SNHI88010G | Sultan Healthcare Sterilization Pouch 3 1/2" x 10" - 200 per Box | SULTAN PEELPROâ„¢ STERILIZATION POUCHES | sterilization-pouch-3-1-2-x-10-200-per-box-3ac.jpg
SKU: SNHI88015G | Sultan Healthcare Sterilization Pouch 5 1/4" x 11" - 200 per Box | SULTAN PEELPROâ„¢ STERILIZATION POUCHES | sterilization-pouch-5-1-4-x-11-200-per-box-3ac.jpg
SKU: SNHI88020G | Sultan Healthcare Sterilization Pouch 7 1/2" x 13" - 200 per Box | SULTAN PEELPROâ„¢ STERILIZATION POUCHES | sterilization-pouch-7-1-2-x-13-200-per-box-3ac.jpg
SKU: LRM107G | L&R Manufacturing E-Vac Concentrate Gallon Bottle - Each | Non-foaming, powerful, specially formulated to help dissolve organic debris, rope saliva and blood. In addition, the powerful non-foaming solution cleans away calcium build-up in the lines. Traps, pumps drains and lines are left minty fresh without manual cleaning. Makes 32 gallons of solution per bottle | e-vac-concentrate-gallon-bottle-each-672.jpg
SKU: LRM230G | L&R Manufacturing Plaster & Stone Remover Gallon Bottle | Removes tough-to-clean plaster and stone from dentures, partials, flasks and articulators when used in a beaker or plastic bag in conjunction with an ultrasonic cleaning machine. | plaster-amp-stone-remover-gallon-bottle-f5a.jpg
SKU: LRM232G | L&R Manufacturing Tartar Light Stain and Permanent Cement Remover Gallon Bottle | Removes tartar and light stains from dentures, partials and permanent cements when used in a beaker or plastic bag in conjunction with an ultrasonic cleaning machine. | tartar-light-stain-and-permanent-cement-remover-gallon-bottle--2f8.jpg
SKU: LRM028G | L&R Manufacturing UltraDose Tartar & Light Stain Remover Powder 1 oz Packet - 24 per Box | Cleans dentures, partials and bridges when used with a beaker or plastic bag in an ultrasonic cleaning machine. 24 cleanings per box. | ultradose-tartar-amp-light-stain-remover-powder-1-oz-packet-24-per-box-e0d.jpg
SKU: MTRX10-9300G | Metrex Research MetriShine 1 Gallon - Each | A two-in-one product that enhances the life and efficiency of instruments, automated washers and equipment. Removes water scale and mineral deposits in automated washers and autoclaves. Removes rust stains, spotting and corrosion from stainless steel instruments. Free rinsing, does not leave a residue. Saves money by restoring instruments instead of replacing or repairing them. | metrishine-1-gallon-each-dc6.jpg
SKU: CRSTXJEZG | Crosstex Detergent Citrus Scent 20:1 Concentrate Gal - Each | A biodegradable, phosphate free, chloride free component to enhance the removal of blood and proteinaceous body fluids. Promotes effective cleaning and easy rinsing over a wide range of concentrations and temperatures. | detergent-citrus-scent-201-concentrate-gal-each-140.jpg
SKU: CRSTXJETG | Crosstex Cleaning Tablets Spearmint Scent 2 Tablets per Gal - 52 tabs per Box | A biodegradable, non-chlorine formulation in a convenient tablet form. Contains fast acting protease enzymes. Enhances removal of blood and other soils which may be resistant to chemical detergents. | cleaning-tablets-spearmint-scent-2-tablets-per-gal-52-tabs-per-box-8bf.jpg
SKU: CRSTXJETG-1 | Crosstex Cleaning Tablets Spearmint Scent 2 Tablets per Gal - 6 Boxes per Carton | A biodegradable, non-chlorine formulation in a convenient tablet form. Contains fast acting protease enzymes. Enhances removal of blood and other soils which may be resistant to chemical detergents. | cleaning-tablets-spearmint-scent-2-tablets-per-gal-6-boxes-per-carton-8bf.jpg
SKU: CRSTXJEZNAG | Crosstex Cleaner 10:1 Concentrate Gal - Each | Especially formulated for the removal of buffing compounds, pumice, rouge, tripoli, food particles, foreign matter and soils of all types. Safe for use on dentures, burs, bridges, crowns, orthodontic appliances, instruments, reamers, diamonds, aspirator tips and glass slides. | cleaner-101-concentrate-gal-each-020.jpg
SKU: CRSTXSW12G | Crosstex Wrap 12" x 12" - 100 per Package | Manufactured from environmentally friendly cellulose material made from wood pulp, NOT petroleum. Eliminates skin sensitivity issues associated with oily residues inherent in plastic based wrappers. Bacterial barrier to both airborne and waterborne contamination. Outstanding liquid repellency - water, alcohol, iodine. Exceptional Tensile Strength - wet or dry. Use with EtO, steam, gamma irradiation or E-Beam sterilization methodology. Even texture to permit immediate visual detection of small pinholes/tears. Meets FFA (Flammable Fabrics Act) requirements. | wrap-12-x-12-100-per-package-f1f.jpg
SKU: CRSTXSW15G | Crosstex Wrap 15" x 15" - 100 per Package | Manufactured from environmentally friendly cellulose material made from wood pulp, NOT petroleum. Eliminates skin sensitivity issues associated with oily residues inherent in plastic based wrappers. Bacterial barrier to both airborne and waterborne contamination. Outstanding liquid repellency - water, alcohol, iodine. Exceptional Tensile Strength - wet or dry. Use with EtO, steam, gamma irradiation or E-Beam sterilization methodology. Even texture to permit immediate visual detection of small pinholes/tears. Meets FFA (Flammable Fabrics Act) requirements. | wrap-15-x-15-100-per-package-f1f.jpg
SKU: CRSTXSW20G | Crosstex Wrap 20" x 20" - 100 per Package | Manufactured from environmentally friendly cellulose material made from wood pulp, NOT petroleum. Eliminates skin sensitivity issues associated with oily residues inherent in plastic based wrappers. Bacterial barrier to both airborne and waterborne contamination. Outstanding liquid repellency - water, alcohol, iodine. Exceptional Tensile Strength - wet or dry. Use with EtO, steam, gamma irradiation or E-Beam sterilization methodology. Even texture to permit immediate visual detection of small pinholes/tears. Meets FFA (Flammable Fabrics Act) requirements. | wrap-20-x-20-100-per-package-f1f.jpg
SKU: CRSTXSW24G | Crosstex Wrap 24" x 24" - 100 per Package | Manufactured from environmentally friendly cellulose material made from wood pulp, NOT petroleum. Eliminates skin sensitivity issues associated with oily residues inherent in plastic based wrappers. Bacterial barrier to both airborne and waterborne contamination. Outstanding liquid repellency - water, alcohol, iodine. Exceptional Tensile Strength - wet or dry. Use with EtO, steam, gamma irradiation or E-Beam sterilization methodology. Even texture to permit immediate visual detection of small pinholes/tears. Meets FFA (Flammable Fabrics Act) requirements. | wrap-24-x-24-100-per-package-f1f.jpg
SKU: CRSTXSCT2G | Crosstex Tubing 2" Paper/ Plastic 100 ft Roll - Roll | An economical, convenient way to package instruments, swabs and other items for sterilization. Sani-Rolls have easy to read color process indicators to signal exposure to sterilization conditions. Blue tinted plastic aids in the detection of puncture holes caused by pointed/sharp instruments. Available in 4 convenient widths, use only the width and length required. For use in steam, chemical vapor and EtO sterilizers. Made in USA. | tubing-2-paper-plastic-100-ft-roll-roll-c12.jpg
SKU: CRSTXSCT3G | Crosstex Tubing 3" Paper/ Plastic 100 ft Roll - Roll | An economical, convenient way to package instruments, swabs and other items for sterilization. Sani-Rolls have easy to read color process indicators to signal exposure to sterilization conditions. Blue tinted plastic aids in the detection of puncture holes caused by pointed/sharp instruments. Available in 4 convenient widths, use only the width and length required. For use in steam, chemical vapor and EtO sterilizers. Made in USA. | tubing-3-paper-plastic-100-ft-roll-roll-c12.jpg
SKU: CRSTXSCT4G | Crosstex Tubing 4" Paper/ Plastic 100 ft Roll - Roll | An economical, convenient way to package instruments, swabs and other items for sterilization. Sani-Rolls have easy to read color process indicators to signal exposure to sterilization conditions. Blue tinted plastic aids in the detection of puncture holes caused by pointed/sharp instruments. Available in 4 convenient widths, use only the width and length required. For use in steam, chemical vapor and EtO sterilizers. Made in USA. | tubing-4-paper-plastic-100-ft-roll-roll-c12.jpg
SKU: CRSTXSCT6G | Crosstex Tubing 6" Paper/ Plastic 100 ft Roll - Roll | An economical, convenient way to package instruments, swabs and other items for sterilization. Sani-Rolls have easy to read color process indicators to signal exposure to sterilization conditions. Blue tinted plastic aids in the detection of puncture holes caused by pointed/sharp instruments. Available in 4 convenient widths, use only the width and length required. For use in steam, chemical vapor and EtO sterilizers. Made in USA. | tubing-6-paper-plastic-100-ft-roll-roll-c12.jpg
SKU: CRSTXSN2G | Crosstex Tubing 2" 100 ft Roll - Roll | Manufactured from clear, puncture resistant, 1.5ml nylon. Easily sealed with a heat sealer or process indicator tape, Sani-Tubes are an economical and convenient way to package items for sterilization. Can be used in steam, chemical vapor or dry heat (up to 425Â°F/ 218Â°C). Available with or without process indicators. Made in USA | tubing-2-100-ft-roll-roll-545.jpg
SKU: CRSTXSN3G | Crosstex Tubing 3" 100 ft Roll - Roll | Manufactured from clear, puncture resistant, 1.5ml nylon. Easily sealed with a heat sealer or process indicator tape, Sani-Tubes are an economical and convenient way to package items for sterilization. Can be used in steam, chemical vapor or dry heat (up to 425Â°F/ 218Â°C). Available with or without process indicators. Made in USA | tubing-3-100-ft-roll-roll-545.jpg
SKU: CRSTXSN6G | Crosstex Tubing 6" 100 ft Roll - Roll | Manufactured from clear, puncture resistant, 1.5ml nylon. Easily sealed with a heat sealer or process indicator tape, Sani-Tubes are an economical and convenient way to package items for sterilization. Can be used in steam, chemical vapor or dry heat (up to 425Â°F/ 218Â°C). Available with or without process indicators. Made in USA | tubing-6-100-ft-roll-roll-545.jpg
SKU: CRSTXSI2G | Crosstex Tubing 2" Process Indicators 100 ft Roll - Roll | Manufactured from clear, puncture resistant, 1.5ml nylon. Easily sealed with a heat sealer or process indicator tape, Sani-Tubes are an economical and convenient way to package items for sterilization. Can be used in steam, chemical vapor or dry heat (up to 425Â°F/ 218Â°C). Available with or without process indicators. Made in USA | tubing-2-process-indicators-100-ft-roll-roll-545.jpg
SKU: CRSTXOCG | Crosstex Bag 2 1/2" x 1 1/2" x 10 1/2" - 1000 per Carton | Unique hospital double-fold seal and pull-off adhesive tab offer a true seal of integrity. Available in two convenient lengths, 8.75" / 122cm and 10.5" / 127cm. Gusset feature provides 50% more inner space than a 3.5" x 9" / 9 x 23cm sterilization pouch. Color process indicators for use in steam, chemical vapor and EtO. Made in USA. | bag-2-1-2-x-1-1-2-x-10-1-2-1000-per-carton-7c7.jpg
SKU: CRSTXOCSG | Crosstex Bag 2 1/2" x 1 1/2" x 8 3/4" - 1000 per Carton | Unique hospital double-fold seal and pull-off adhesive tab offer a true seal of integrity. Available in two convenient lengths, 8.75" / 122cm and 10.5" / 127cm. Gusset feature provides 50% more inner space than a 3.5" x 9" / 9 x 23cm sterilization pouch. Color process indicators for use in steam, chemical vapor and EtO. Made in USA. | bag-2-1-2-x-1-1-2-x-8-3-4-1000-per-carton-7c7.jpg
SKU: 3M41382G | 3M Health Care Test Pack Includes: 16 Test Packs + 16 Controls 3 Hr Readout Brown Cap Consists of 1292 BI + Complyâ„¢ Steam Chemical Integrator - 16 per Box | Fast, easy to use to steam test packs containing a 3-hour 3M Attestâ„¢ Rapid Readout Biological Indicator (BI) plus a moving front 3M (SteriGageâ„¢) Class 5 Integrating Indicator. | test-pack-includes-16-test-packs-16-controls-3-hr-readout-brown-cap-consists-of-1292-bi-complytrade-steam-chemical-integrator-16-per-box-fe7.jpg
SKU: PROP012790G | Pro Advantage Pouch 2 3/4" x 9" - 200 per Box | Featuring dual steam and EtO process indicator arrows that change color after processing. Pouches are constructed from medical grade paper and blue tinted transparent film. Triple sealed edges prevent separation or tearing. | pouch-2-3-4-x-9-200-per-box-06e.jpg
SKU: PROP013554G | Pro Advantage Pouch 3 1/2" x 5 1/4" - 200 per Box | Featuring dual steam and EtO process indicator arrows that change color after processing. Pouches are constructed from medical grade paper and blue tinted transparent film. Triple sealed edges prevent separation or tearing. | pouch-3-1-2-x-5-1-4-200-per-box-06e.jpg
SKU: PROP013590G | Pro Advantage Pouch 3 1/2" x 9" - 200 per Box | Featuring dual steam and EtO process indicator arrows that change color after processing. Pouches are constructed from medical grade paper and blue tinted transparent film. Triple sealed edges prevent separation or tearing. | pouch-3-1-2-x-9-200-per-box-06e.jpg
SKU: PROP015410G | Pro Advantage Pouch 5 1/4" x 10" | Featuring dual steam and EtO process indicator arrows that change color after processing. | pouch-5-1-4-x-10-06e.jpg
SKU: PROP017513G | Pro Advantage Pouch 7 1/2" x 13" - 200 per Box | Featuring dual steam and EtO process indicator arrows that change color after processing. Pouches are constructed from medical grade paper and blue tinted transparent film. Triple sealed edges prevent separation or tearing. | pouch-7-1-2-x-13-200-per-box-06e.jpg
SKU: CRSTXSTSG | Crosstex Tape 1/2" x 60 yds - Roll | Seals autoclave bags, tubing, CSR wraps and other sterilization packaging. Used to indicate sterilizing conditions have been achieved during the sterilization cycle. Used to indicate sterilizing conditions have been achieved in steam sterilizers during the sterilization cycle. | tape-1-2-x-60-yds-roll-099.jpg
SKU: CRSTXSTLG | Crosstex Tape 1" x 60 yds - Roll | Seals autoclave bags, tubing, CSR wraps and other sterilization packaging. Used to indicate sterilizing conditions have been achieved during the sterilization cycle. Used to indicate sterilizing conditions have been achieved in steam sterilizers during the sterilization cycle. | tape-1-x-60-yds-roll-099.jpg
SKU: CRSTXSTMG | Crosstex Tape 3/4" x 60 yds - Roll | Seals autoclave bags, tubing, CSR wraps and other sterilization packaging. Used to indicate sterilizing conditions have been achieved during the sterilization cycle. Used to indicate sterilizing conditions have been achieved in steam sterilizers during the sterilization cycle. | tape-3-4-x-60-yds-roll-099.jpg
SKU: CRSTXSCKG | Crosstex Strip White 3 3/4" x 6 1/4" - 100 per Box | Use regularly inside sterilization packaging such as pouches, tubing, autoclave bags, CSR wraps. Process indicator strip turns color in both steam and chemical vapor sterilizers when all conditions for sterilization have been achieved. | strip-white-3-3-4-x-6-1-4-100-per-box-486.jpg
SKU: CRSTXSCL_1015G | Crosstex Pouch 10" x 15" - 100 per Box | Three separate heat sealed rails secure edges from separation or tearing by instruments. Seals are heated and cooled three times for ultimate strength. â€¢ Secure Seal - Extra wide chevron seal protects against instrument breaching. â€¢ Medical Grade Paper - Wet strength treated, virgin medical grade paper that meets or exceeds medical pouch standards. â€¢ Blue Tinted Transparent Film - Facilitates both easy instrument viewing and identification of punctures or tears in film. â€¢ Wide Self-Seal Adhesive Strip - Easily and securely seals pouch, providing reliable seal until pouch is opened. â€¢ Perforated Fold - Facilitates easy, accurate folding of adhesive strip to form airtight seal until pouch is opened. â€¢ Complete Paper-Film Separation - Consistently clean separation (peeling) of paper and film is due to high grade materials and adhesives. â€¢ Thumb Notch - Assures easy opening of pouch. â€¢ Six Corner Tack Seals - Prevents corners from curling after sterilization. Tacks resist collection of dust and contaminants near seal. â€¢ Process Indicator Arrows - Arrows change color with sterilization heat, are easily visible, and are compatible with steam and EtO sterilization agents. | pouch-10-x-15-100-per-box-195.jpg
SKU: CRSTXSCL 1215G | Crosstex Pouch 12" x 15" - 100 per Box | Three separate heat sealed rails secure edges from separation or tearing by instruments. Seals are heated and cooled three times for ultimate strength. â€¢ Secure Seal - Extra wide chevron seal protects against instrument breaching. â€¢ Medical Grade Paper - Wet strength treated, virgin medical grade paper that meets or exceeds medical pouch standards. â€¢ Blue Tinted Transparent Film - Facilitates both easy instrument viewing and identification of punctures or tears in film. â€¢ Wide Self-Seal Adhesive Strip - Easily and securely seals pouch, providing reliable seal until pouch is opened. â€¢ Perforated Fold - Facilitates easy, accurate folding of adhesive strip to form airtight seal until pouch is opened. â€¢ Complete Paper-Film Separation - Consistently clean separation (peeling) of paper and film is due to high grade materials and adhesives. â€¢ Thumb Notch - Assures easy opening of pouch. â€¢ Six Corner Tack Seals - Prevents corners from curling after sterilization. Tacks resist collection of dust and contaminants near seal. â€¢ Process Indicator Arrows - Arrows change color with sterilization heat, are easily visible, and are compatible with steam and EtO sterilization agents. | pouch-12-x-15-100-per-box-195.jpg
SKU: CRSTXSCL 1218G | Crosstex Pouch 12" x 18" - 100 per Box | Three separate heat sealed rails secure edges from separation or tearing by instruments. Seals are heated and cooled three times for ultimate strength. â€¢ Secure Seal - Extra wide chevron seal protects against instrument breaching. â€¢ Medical Grade Paper - Wet strength treated, virgin medical grade paper that meets or exceeds medical pouch standards. â€¢ Blue Tinted Transparent Film - Facilitates both easy instrument viewing and identification of punctures or tears in film. â€¢ Wide Self-Seal Adhesive Strip - Easily and securely seals pouch, providing reliable seal until pouch is opened. â€¢ Perforated Fold - Facilitates easy, accurate folding of adhesive strip to form airtight seal until pouch is opened. â€¢ Complete Paper-Film Separation - Consistently clean separation (peeling) of paper and film is due to high grade materials and adhesives. â€¢ Thumb Notch - Assures easy opening of pouch. â€¢ Six Corner Tack Seals - Prevents corners from curling after sterilization. Tacks resist collection of dust and contaminants near seal. â€¢ Process Indicator Arrows - Arrows change color with sterilization heat, are easily visible, and are compatible with steam and EtO sterilization agents. | pouch-12-x-18-100-per-box-195.jpg
SKU: CRSTXSCSPPG | Crosstex Pouch 3 1/2" x 9" Pink With A Purpose - 200 per Box | Three separate heat sealed rails secure edges from separation or tearing by instruments. Seals are heated and cooled three times for ultimate strength. â€¢ Secure Seal - Extra wide chevron seal protects against instrument breaching. â€¢ Medical Grade Paper - Wet strength treated, virgin medical grade paper that meets or exceeds medical pouch standards. â€¢ Blue Tinted Transparent Film - Facilitates both easy instrument viewing and identification of punctures or tears in film. â€¢ Wide Self-Seal Adhesive Strip - Easily and securely seals pouch, providing reliable seal until pouch is opened. â€¢ Perforated Fold - Facilitates easy, accurate folding of adhesive strip to form airtight seal until pouch is opened. â€¢ Complete Paper-Film Separation - Consistently clean separation (peeling) of paper and film is due to high grade materials and adhesives. â€¢ Thumb Notch - Assures easy opening of pouch. â€¢ Six Corner Tack Seals - Prevents corners from curling after sterilization. Tacks resist collection of dust and contaminants near seal. â€¢ Process Indicator Arrows - Arrows change color with sterilization heat, are easily visible, and are compatible with steam and EtO sterilization agents. | pouch-3-1-2-x-9-pink-with-a-purpose-200-per-box-48f.jpg
SKU: SNHI83005G | Sultan Healthcare Sterilization Pouch 3 1/2" x 10" - 200 per Box | Unique peel-off indicator. Confirms heat penetration inside the pouch. No need to purchase secondary indicator strips. Affixes to patient file for permanent record of sterilization. Meets CDC requirements for placement of an internal indictor in each package. Dual external heat and gas sterilization indicators. Certified for a minimum 5 year, post-sterilization life! Aqua tinted, see through, four ply film allows to identify instrument set up and determine if sterility is compromised. Strong, medical grade paper that allows steam and gas penetration. Quality seals for added strength and a clean, fiber free peel. Easy to open overlap design. Wide range of sizes for all indications. | sterilization-pouch-3-1-2-x-10-200-per-box-aa6.jpg
SKU: SNHI83010G | Sultan Healthcare Sterilization Pouch 5 1/2" x 11" - 200 per Box | Unique peel-off indicator. Confirms heat penetration inside the pouch. No need to purchase secondary indicator strips. Affixes to patient file for permanent record of sterilization. Meets CDC requirements for placement of an internal indictor in each package. Dual external heat and gas sterilization indicators. Certified for a minimum 5 year, post-sterilization life! Aqua tinted, see through, four ply film allows to identify instrument set up and determine if sterility is compromised. Strong, medical grade paper that allows steam and gas penetration. Quality seals for added strength and a clean, fiber free peel. Easy to open overlap design. Wide range of sizes for all indications. | sterilization-pouch-5-1-2-x-11-200-per-box-aa6.jpg
SKU: SNHI83025G | Sultan Healthcare Sterilization Pouch 12" x 18" - 100 per Box | Unique peel-off indicator. Confirms heat penetration inside the pouch. No need to purchase secondary indicator strips. Affixes to patient file for permanent record of sterilization. Meets CDC requirements for placement of an internal indictor in each package. Dual external heat and gas sterilization indicators. Certified for a minimum 5 year, post-sterilization life! Aqua tinted, see through, four ply film allows to identify instrument set up and determine if sterility is compromised. Strong, medical grade paper that allows steam and gas penetration. Quality seals for added strength and a clean, fiber free peel. Easy to open overlap design. Wide range of sizes for all indications. | sterilization-pouch-12-x-18-100-per-box-aa6.jpg
SKU: KCC10824G | Halyard Regular Sterilization Wrap 24â€ x 24â€ - 250 per Pack | KC300 is the third of six strength levels in the KIMGUARD* line and is made of our newest SMS sterilization fabric. It's medium blue, softer and stronger than ever and still delivers the barrier protection you expect from the leader in sterilization packaging. Often used for basin SPUNGUARD* Heavy Duty Sterilization Wrap. | regular-sterilization-wrap-24rdquo-x-24rdquo-250-per-pack-d7d.jpg
SKU: CRTLPIT120G | Certol Steam Indicator Tape White Stripe 1/2" x 60 yds - Each | Economical tape with chemical indicator. Used to seal sterilization packaging and verify steam sterilization processing. | steam-indicator-tape-white-stripe-1-2-x-60-yds-each-204.jpg
SKU: CRTLPIT340G | Certol Steam Indicator Tape White Stripe 3/4" x 60 yds - Each | Economical tape with chemical indicator. Used to seal sterilization packaging and verify steam sterilization processing. | steam-indicator-tape-white-stripe-3-4-x-60-yds-each-82b.jpg
SKU: CRTLSM4340G | Certol Steam Process Indicator Strip 4" x 3/4" - 250 per Box | For use inside pouches, cassettes and packs. Chemical ink turns dark upon exposure to heat and steam. Use as part of sterilization quality assurance and meets CDC guideline for internal indicator. | steam-process-indicator-strip-4-x-3-4-250-per-box-a30.jpg
SKU: PRO6198-NDCG | Pro Advantage Enzymatic Detergent Concentrate Gallon - Gallon | Unique dual-enzyme formula assists in reducing Gram-negative, Gram-postiive bacteria and viruses. This product can be used as a presoak, manual detergent, ultrasonic cleaning solution and evacuation system cleaner. Concentrated formula makes 128 treatments of evac system cleaner; or 512 treatments for ultrasonic cleaning solution/presoak. Biodegradable; spearmint scent. | enzymatic-detergent-concentrate-gallon-gallon-3dc.jpg
SKU: CRSTXSCL2G | Crosstex Pouch 7 1/2" x 13" - 200 per Box | The first and only pouches with built-in internal and external steam sterilization indicators. Gives you the assurance of confirming all three sterilization parameters: time, temperature and sterilant contact with an internal multi-parameter steam indicator printed directly on the pouch. Eliminate the extra step of adding separate multi-parameter indicators to each pouch. | pouch-7-1-2-x-13-200-per-box-645.jpg
SKU: CRSTXSCL12182G | Crosstex Pouch 12" x 18" - 100 per Box | The first and only pouches with built-in internal and external steam sterilization indicators. Gives you the assurance of confirming all three sterilization parameters: time, temperature and sterilant contact with an internal multi-parameter steam indicator printed directly on the pouch. Eliminate the extra step of adding separate multi-parameter indicators to each pouch. | pouch-12-x-18-100-per-box-930.jpg
SKU: CRSTXSCM2G | Crosstex Pouch 5 1/4" x 10" - 200 per Box | The first and only pouches with built-in internal and external steam sterilization indicators. Gives you the assurance of confirming all three sterilization parameters: time, temperature and sterilant contact with an internal multi-parameter steam indicator printed directly on the pouch. Eliminate the extra step of adding separate multi-parameter indicators to each pouch. | pouch-5-1-4-x-10-200-per-box-645.jpg
SKU: CRSTXSCS2G | Crosstex Pouch 3 1/2" x 9" - 200 per Box | The first and only pouches with built-in internal and external steam sterilization indicators. Gives you the assurance of confirming all three sterilization parameters: time, temperature and sterilant contact with an internal multi-parameter steam indicator printed directly on the pouch. Eliminate the extra step of adding separate multi-parameter indicators to each pouch. | pouch-3-1-2-x-9-200-per-box-83f.jpg
SKU: CRSTXSCXS2G | Crosstex Pouch 3 1/2" x 5 1/4" | The first and only pouches with built-in internal and external steam sterilization indicators. | pouch-3-1-2-x-5-1-4--645.jpg
SKU: CRSTXSCL12152G | Crosstex Pouch 12" x 15" - 100 per Box | The first and only pouches with built-in internal and external steam sterilization indicators. Gives you the assurance of confirming all three sterilization parameters: time, temperature and sterilant contact with an internal multi-parameter steam indicator printed directly on the pouch. Eliminate the extra step of adding separate multi-parameter indicators to each pouch. | pouch-12-x-15-100-per-box-930.jpg
SKU: CRSTXSCX2G | Crosstex Pouch 2 3/4" x 9" - 200 per Box | The first and only pouches with built-in internal and external steam sterilization indicators. Gives you the assurance of confirming all three sterilization parameters: time, temperature and sterilant contact with an internal multi-parameter steam indicator printed directly on the pouch. Eliminate the extra step of adding separate multi-parameter indicators to each pouch. | pouch-2-3-4-x-9-200-per-box-645.jpg
SKU: CRSTXSCXX2G | Crosstex Pouch 2 1/4" x 4" - 200 per Box | The first and only pouches with built-in internal and external steam sterilization indicators. Gives you the assurance of confirming all three sterilization parameters: time, temperature and sterilant contact with an internal multi-parameter steam indicator printed directly on the pouch. Eliminate the extra step of adding separate multi-parameter indicators to each pouch. | pouch-2-1-4-x-4-200-per-box-645.jpg
SKU: CRSTXSCW2G | Crosstex Pouch 5 1/4" x 6 1/2" - 200 per Box | The first and only pouches with built-in internal and external steam sterilization indicators. Gives you the assurance of confirming all three sterilization parameters: time, temperature and sterilant contact with an internal multi-parameter steam indicator printed directly on the pouch. Eliminate the extra step of adding separate multi-parameter indicators to each pouch. | pouch-5-1-4-x-6-1-2-200-per-box-645.jpg
SKU: WNPSEBL1G | Weiman Enzyclean Protease Enzyme Low Suds Detergent Gallon | Specially formulated for use in washing equipment and for safe manual use. Used for effectively and safely cleaning glass, plastic, rubber and metal surgical instruments and equipment. Provides one step cleaning of delicate fiberoptic equipment. It leaves instruments moving freely and spot-free. | enzyclean-protease-enzyme-low-suds-detergent-gallon--230.jpg
SKU: WNPST-5G | Weiman Cool Soak Stain & Rust Remover Gallon - Each | Cool Soak Rust & Stain Remover removes rust, stains and mineral deposits from stainless steel instruments and helps restore original luster to metal. Cool Soak can also be used to clean and descale autoclaves. Stain-Away Wipes are convenient, ready to use wipes for removing stains from stainless steel instruments.Adhesive Remover eliminates adhesive residue from surfaces and skin. | cool-soak-stain-amp-rust-remover-gallon-each-599.jpg
SKU: WNPSR6AG | Weiman Adhesive Remover - 16 Ounces | Cool Soak Rust & Stain Remover removes rust, stains and mineral deposits from stainless steel instruments and helps restore original luster to metal. Cool Soak can also be used to clean and descale autoclaves. Stain-Away Wipes are convenient, ready to use wipes for removing stains from stainless steel instruments.Adhesive Remover eliminates adhesive residue from surfaces and skin. | adhesive-remover-16-ounces-e65.jpg
SKU: WNPSB1G | Weiman Low Suds Neutral Liquid Detergent Gallon | Specially formulated for use in washing equipment and for safe manual use. | low-suds-neutral-liquid-detergent-gallon-a3c.jpg
SKU: WNPSB2G | Weiman High-Suds Neutral Liquid Detergent Gallon For Manual & Automatic Wash - Each | WEIMAN HIGH SUDS NEUTRAL LIQUID & POWDER DETERGENTS | high-suds-neutral-liquid-detergent-gallon-for-manual-amp-automatic-wash-each-e95.jpg
SKU: WNPSB3G | Weiman High Suds Neutral Powder Detergent 5 lb | High Suds Neutral Powder | high-suds-neutral-powder-detergent-5-lb-be9.jpg
SKU: CRTLICL128G | Certol Instrument Detergent 1 Gallon | Powerful multipurpose detergent for cleaning and lubricating stainless steel surgical instruments in one step. | instrument-detergent-1-gallon-913.jpg
SKU: CRTLPREZU24G | Certol Enzymatic Detergent Concentrate 1 oz Unit Dose Tubes - 24 per Box | ProEZ 2 is a low foaming, neutral pH, dual enzymatic detergent for cleaning medical and dental instruments. ProEZ 2 is especially useful for cleaning complex organic soils in box locks, serrations and endoscopes. May be used as a presoak or in manual, ultrasonic and automated cleaning systems. | enzymatic-detergent-concentrate-1-oz-unit-dose-tubes-24-per-box-e02.jpg
SKU: CRTLPREZ128G | Certol Enzymatic Detergent 1 Gal - Each | ProEZ 2 is a low foaming, neutral pH, dual enzymatic detergent for cleaning medical and dental instruments. ProEZ 2 is especially useful for cleaning complex organic soils in box locks, serrations and endoscopes. May be used as a presoak or in manual, ultrasonic and automated cleaning systems. | enzymatic-detergent-1-gal-each-382.jpg
SKU: 3M1264-S | 3M Health Care Ethylene Oxide 48 Hour Readout Green Cap Sterile | The 3M Attest self-contained BI for all EO cycles consists of a Bacillus atrophaeus spore strip; sealed glass ampule with growth medium and bromothymol blue pH indicator dye system; green color-coded cap with holes for sterilant penetration and a filter as a bacterial barrier, and a chemical indicator on the label that changes to green when processed. After sterilization, the vial is "crushed" to join the growth media with the processed spore strip. The BI is incubated for 48 hours for a visual color change readout. A color change to yellow indicates surviving spores and a positive result. | ethylene-oxide-48-hour-readout-green-cap-sterile-f8b.jpg
SKU: SNHI83045G | Sultan Healthcare Sterilization Pouch 5 1/2" x 13" - 200 per Box | Unique peel-off indicator. Confirms heat penetration inside the pouch. No need to purchase secondary indicator strips. Affixes to patient file for permanent record of sterilization. Meets CDC requirements for placement of an internal indictor in each package. Dual external heat and gas sterilization indicators. Certified for a minimum 5 year, post-sterilization life! Aqua tinted, see through, four ply film allows to identify instrument set up and determine if sterility is compromised. Strong, medical grade paper that allows steam and gas penetration. Quality seals for added strength and a clean, fiber free peel. Easy to open overlap design. Wide range of sizes for all indications. | sterilization-pouch-5-1-2-x-13-200-per-box-aa6.jpg
SKU: CRTLPLR32G | Certol Instrument Lubricant Ready to Use 32 oz Pump Spray Bottle | A ready to use instrument lubricant spray. It will easily penetrate difficult to reach hinges and metal-to-metal surfaces and help prevent spotting, staining, and rusting. | instrument-lubricant-ready-to-use-32-oz-pump-spray-bottle-7ad.jpg
SKU: MID9A298001 | Midmark Enzymatic Cleaner | Enzymatic Cleaner, 32 oz | enzymatic-cleaner-c44.jpg
SKU: MID9A296001 | Midmark General Purpose Cleaner | General Purpose Cleaner, 32 oz | general-purpose-cleaner-408.jpg
SKU: MID9A285001 | Midmark M150 Accessory Kit Includes: Safety Basket Beakers Beaker Positioning Cover with Rings & Beaker Caps | M150 Accessory Kit Includes: Safety Basket, Beakers, Beaker Positioning Cover with Rings & Beaker Caps | m150-accessory-kit-includes-safety-basket-beakers-beaker-positioning-cover-with-rings-amp-beaker-caps-ccd.jpg
SKU: MID9A288001 | Midmark M250 Accessory Kit Includes: Half Safety Basket Beakers Beaker Positioning Cover with Rings & Beaker Caps | M250 Accessory Kit Includes: Half Safety Basket, Beakers, Beaker Positioning Cover with Rings & Beaker Caps | m250-accessory-kit-includes-half-safety-basket-beakers-beaker-positioning-cover-with-rings-amp-beaker-caps-a9f.jpg
SKU: MID9A292001 | Midmark Safety Basket For M250 | Safety Basket For M250 | safety-basket-for-m250-687.jpg
SKU: MID9A287001 | Midmark M250 Accessory Kit Includes: Safety Basket Beakers Beaker Positioning Cover with Rings & Beaker Caps | M250 Accessory Kit Includes: Safety Basket, Beakers, Beaker Positioning Cover with Rings & Beaker Caps | m250-accessory-kit-includes-safety-basket-beakers-beaker-positioning-cover-with-rings-amp-beaker-caps-c4f.jpg
SKU: MID9A289001 | Midmark M550 Accessory Kit Includes: Safety Basket Beakers Beaker Positioning Cover with Rings & Beaker Caps | M550 Accessory Kit Includes: Safety Basket, Beakers, Beaker Positioning Cover with Rings & Beaker Caps | m550-accessory-kit-includes-safety-basket-beakers-beaker-positioning-cover-with-rings-amp-beaker-caps-e2a.jpg
SKU: MID9A294001 | Midmark Safety Basket For M550 | Safety Basket For M550 | safety-basket-for-m550-39b.jpg
SKU: MID9A290001 | Midmark Safety Basket For M150 | Safety Basket For M150 | safety-basket-for-m150-86e.jpg
SKU: SNHI60100 | Sultan Healthcare Ultrasonic Instrument Cleaning Machine 0.8 Gal | The Power of ResurgeThe Resurge Ultrasonic Cleaner delivers better, safer, faster instrument reprocessingLow profile design with lid holder it makes it easy to see into and remove instrumentsOptimum volume for low capacity dental practicesOptimum flexibility with the options of a deep basket, low profile tray or cassettes all controlled by a universal stainless steel rackTouch control panel with countdown timer and simple degas function.A New Confidence in Instrument CleaningCoupled with the proven power of Resurge Instrument Cleaning Solution, our new ultrasonic cleaner is more effective than the leading system on the market* (data on file)Tests show that the combined system of Resurge Instrument Cleaning Solution and Resurge Ultrasonic Cleaner is more powerful at removing protein. | ultrasonic-instrument-cleaning-machine-08-gal-06e.png
SKU: CSTLCST-402S-22 | Complete Solutions Enzymatic Foam Spray 22 oz Bottle | Stops dried on blood. Eliminates messy spills. Neutral pH. Bacteriostatic. Saves time. Multi-enzymatic. Non-aerosol. | enzymatic-foam-spray-22-oz-bottle-d7d.jpg
SKU: CSTLCST-404CN-1 | Complete Solutions Multi-Enzymatic Cleaner 1 Gal | Multi-Enzymatic Cleaner, 1 Gal, 4/cs | multi-enzymatic-cleaner-1-gal-26b.jpg
SKU: CSTLCST-404-1TIO | Complete Solutions Cleaner & Lube 1 Gal | Cleaner & Lube, 1 Gal, 4/cs | cleaner-amp-lube-1-gal-ce1.jpg
SKU: CAH4018 | Cardinal Health Sterilization Wrap Regular Paper 18 x 18 | Ideal for lighter specialty trays, pitchers, small basins and huck towels. | image.jpg
SKU: CAH8515- | Cardinal Health Holder For 2 & 5 Qt In-Roomâ„¢ Containers | Provides stability by maintaining the sharps container upright throughout use. Ideal for sharps containers used on counter tops or medical carts. Adhesive tape is provided on the bottom of each tray holder to prevent movement of container. | holder-for-2-amp-5-qt-in-roomtrade-containers-cf7.jpg
SKU: CAH8910- | Cardinal Health Holder For 1 Qt Phlebotomy Containers | Provides stability by maintaining the sharps container upright throughout use. Ideal for sharps containers used on counter tops or medical carts. Adhesive tape is provided on the bottom of each tray holder to prevent movement of container. | holder-for-1-qt-phlebotomy-containers-28e.jpg
SKU: CAH4008 | Cardinal Health Sterilization Wrap Regular Paper 8 x 8 | Ideal for lighter specialty trays, pitchers, small basins and huck towels. | sterilization-wrap-regular-paper-8-x-8-b9d.jpg
SKU: TUT2540MK | Tuttnauer Manual Autoclaves Kwiklave | The Tuttnauer M Series is also available in a quick cycle model, the Kwiklave (MK). This sterilizer offers all the proven, dependable features of our manual autoclave, with the added benefit of reducing the total heat up time. This autoclave is the perfect choice for quick instrument turn-around or a high volume office. Speed and reliability are accomplished without sacrificing load size. 1 year parts and labor warranty.Model 2540MK requires a voltage between 220V and 235V for proper operation. When applicable a buck/boost transformer (0.5kVA) may be required. | manual-autoclaves-kwiklave-23e.jpg
SKU: TUTCB0010 | Tuttnauer Chamber Brite | One of the most effective and easy to use autoclave cleaners. Chamber Brite effectively cleans and descales the chamber, reservoir and tubing of most steam autoclaves. For best results, clean autoclave every 20 cycles or once per week as needed. It is essential to follow the equipment manufacturerâ€™s directions for cleaning and maintenance. | chamber-brite-0ee.jpg
SKU: 3M1261P | 3M Health Care Indicator For Steam 270Â°F/ 132Â°C Gravity Displacement Steam Sterilizers 24 Hour Readout Blue Cap | Biological indicators that monitor the effectiveness of the steam sterilization process and provide results within 24 hours. Biological indicators provide the best assurance of sterility by challenging the sterilizer with quantifiable, highly resistant spores. Biological indicators are used for load control monitoring which is the process by which a load is monitored and released based on the result of a biological indicator (BI). 3M Attest 1261 Biological Indicators for 270Â°F/132Â°C gravity steam cycles Self-contained BI for 270Â°F/132Â°C gravity steam cycles consists of a Geobacillus stearothermophilus spore strip; sealed glass ampule with growth medium and a bromocresol purple pH indicator dye system; blue color-coded cap with holes for sterilant penetration and a filter as a bacterial barrier; and a chemical indicator on the label that changes from rose to brown when processed. After sterilization, the vial is "crushed" to join the growth media with the processed spore strip. The BI is incubated for 24 hours for a visual color change readout. A color change to yellow indicates surviving spores and a positive result. | indicator-for-steam-270degf-132degc-gravity-displacement-steam-sterilizers-24-hour-readout-blue-cap-612.jpg
SKU: 3M1262P | 3M Health Care Indicator For Steam 270Â°F/ 132Â°C Vacuum Assisted or 250Â°F/ 121Â°C Gravity Sterilizers 48 Hour Readout Brown Cap | 3M Attest Biological indicators that monitor the effectiveness of the steam sterilization process and provide results within 48 hours. The self-contained BI for 250Â°F/121Â°C gravity and 270Â°F /132Â°C vacuum-assisted steam cycles consist of a Geobacillus stearothermophilus spore strip; sealed glass ampule with growth medium and a bromocresol purple pH indicator system; brown color-coded cap with holes for sterilant penetration and a filter as a bacterial barrier, and a chemical indicator on the label that changes from rose to brown when processed. After sterilization, the vial is "crushed" to join the growth media with the processed spore strip. The BI is incubated for 48 hours for a visual color change readout. A color change to yellow indicates surviving spores and a positive result. | indicator-for-steam-270degf-132degc-vacuum-assisted-or-250degf-121degc-gravity-sterilizers-48-hour-readout-brown-cap-b0c.jpg
SKU: CRTLPM2440 | Certol ProView plus, Burs/R. D. Clamps, 2-1/4â€ x 4â€ | Proview Plus Sterilization Pouches Are Convenient Self-Sealing Sterilization Packaging Constructed With Medical Grade Paper On One Side And Blue Tinted Transparent Film On The Other." | proview-plus-burs-r-d-clamps-2-1-4-x-4-5ed.jpg
SKU: TUT9000F | Tuttnauer Carbon Filters for Distillers | Provides pure water using the oldest and most effective method of water treatment. Removes up to 99% of most tap water contaminants. Eliminates the inconvenience and expense of buying bottled water. | carbon-filters-for-distillers-099.jpg
SKU: 3M1291 | 3M Health Care Rapid Readout For Steam 270Â°F/ 132Â°C Gravity Displacement Sterilizers 1 Hour Readout Blue Cap | Biological indicators provide the best assurance of sterility by challenging the steam sterilizer with quantifiable, highly resistant Geobacillus stearothermophilus spores. The system includes Rapid Readout biological indicators, disposable test packs, an auto-reader and log books. Biological indicators are used for load control monitoring which is the process by which a load is monitored and released based on the result of a biological indicator (BI) in a test pack.3M Attest 1291 Rapid Readout Biological Indicators for 132Â°C/270Â°F gravity displacement cyclesSelf-contained BI for gravity displacement cycles consisting of a Geobacillus stearothermophilus spore strip; sealed glass ampule with growth medium and dual indicator system; blue color-coded cap with holes for sterilant penetration and a filter as a bacterial barrier; and a chemical indicator on the label that changes from rose to brown when processed. After sterilization, the vial is "crushed" to join the growth media with the processed spore strip. The BI is incubated for one hour in the 3Mâ„¢ Attestâ„¢ 290 Series Auto-reader for a fluorescent reading. | rapid-readout-for-steam-270degf-132degc-gravity-displacement-sterilizers-1-hour-readout-blue-cap-0c7.jpg
SKU: TUTAR910 | Tuttnauer Instrument Pouch Racks For 9â€ and 10â€ chambers | All pouched instruments should be placed in a rack for proper sterilization and drying. Our stainless steel pouch rack is convenient for the loading and unloading of bagged instruments. | instrument-pouch-racks-for-9-and-10-chambers-a89.jpg
SKU: TUTAR920 | Tuttnauer Instrument Pouch Racks, 15â€ chambers | All pouched instruments should be placed in a rack for proper sterilization and drying. Our stainless steel pouch rack is convenient for the loading and unloading of bagged instruments. | instrument-pouch-racks-15-chambers-d34.jpg
SKU: CRTLVC338 | Certol V Cide Chemical Vapor Sterilant Solution 1 Liter | Liquid chemical sterilant solution designed for use in unsaturated chemical vapor sterilizers. Improved formula reduces odor-causing agents. Does not corrode, rust or dull instruments. Cost-effective alternative for your chemical vapor sterilizer. Equivalent in performance and efficacy to Vapo-Steril solution. Compatible with most materials used in the construction of medical and dental instruments. | v-cide-chemical-vapor-sterilant-solution-1-liter-539.jpg
SKU: CHATMED0001 | DJO Global Cellex Dry Heat Media 10 lb Container | CellexÂ® Dry Heat Media is designed for use in all Chattanooga FluidotherapyÂ® units. | cellex-dry-heat-media-10-lb-container-d73.jpg
SKU: CLO1137 | Clorox Sabouraud Dextrose Agar 100mm Plate | Sabouraud Dextrose Agar, 100mm Plate, 10/pk (Continental US Only) (Drop Ship Only-Item Requires Refrigeration) | sabouraud-dextrose-agar-100mm-plate-831.jpg
SKU: CLO1106 | Clorox Mueller Hinton 150m Plate | Mueller Hinton, 150m Plate, 8/pk (Continental US Only) (Drop Ship Only-Item Requires Refrigeration) | mueller-hinton-150m-plate-a1f.jpg
SKU: CLO1763 | Clorox Saline 5mL | Saline, 5mL, Tube 10/bx (Continental US Only) (Drop Ship Only-Item Requires Refrigeration) | saline-5ml-c78.jpg
SKU: CLO2081 | Clorox B-10 Bacitracin Sensi-Disc | B-10 Bacitracin Sensi-Disc (Continental US Only) (Drop Ship Only-Item Requires Refrigeration) | b-10-bacitracin-sensi-disc--727.jpg
SKU: CLO1714 | Clorox Biggy Tubes | Biggy Tubes, 10/bx (Continental US Only) (Drop Ship Only-Item Requires Refrigeration) | biggy-tubes-a10.jpg
SKU: CLO2801 | Clorox SXT Sulfa/Trimethoprin Sensi-Disc | SXT Sulfa/Trimethoprin Sensi-Disc (Continental US Only) (Drop Ship Only-Item Requires Refrigeration) | sxt-sulfa-trimethoprin-sensi-disc--48d.jpg
SKU: CLO2211 | Clorox CIP-5 Ciprofloxacin Sensi-Disc | CIP-5 Ciprofloxacin Sensi-Disc (Continental US Only) (Drop Ship Only-Item Requires Refrigeration) | cip-5-ciprofloxacin-sensi-disc--32a.jpg
SKU: CLO3070 | Clorox Petri Dish 100x15mm Mono | Petri Dish, 100x15mm, Mono, 28/slv (Continental US Only) (Drop Ship Only-Item Requires Refrigeration) | petri-dish-100x15mm-mono-8ba.jpg
SKU: CLO1043 | Clorox EMB Agar 100mm Plate | EMB Agar, 100mm Plate, 10/pk (Continental US Only) (Drop Ship Only-Item Requires Refrigeration) | emb-agar-100mm-plate-b48.jpg
SKU: CLO3187 | Clorox S. Pyogenes QC Microorganism | S. Pyogenes (A) QC Microorganism (Continental US Only) (Drop Ship Only-Item Requires Refrigeration - Item is considered HAZMAT and cannot ship via Air) | s-pyogenes-qc-microorganism--8dc.jpg
SKU: CLO1026 | Clorox CNA with 5% 100mm Plate | CNA with 5%, 100mm Plate, 10/pk (Continental US Only) (Drop Ship Only-Item Requires Refrigeration) | cna-with-5-100mm-plate-bef.jpg
SKU: CLO3431 | Clorox S. Aureus QC Microorganism | S. Aureus QC Microorganism (Continental US Only) (Drop Ship Only-Item Requires Refrigeration - Item is considered HAZMAT and cannot ship via Air) | s-aureus-qc-microorganism--5a4.jpg
SKU: CLO3471 | Clorox Prospore Autoclave Ampule 10/bx | Prospore Autoclave Ampule 10/bx (Continental US Only) (Drop Ship Only-Item Requires Refrigeration) | prospore-autoclave-ampule-10-bx--d44.jpg
SKU: CLO2600 | Clorox LVX-5 Levofloxacin Sensi-Disc | LVX-5 Levofloxacin Sensi-Disc (Continental US Only) (Drop Ship Only-Item Requires Refrigeration) | lvx-5-levofloxacin-sensi-disc--ab0.jpg
SKU: CLO1776 | Clorox Thioglycollate 10mL with IND Tube | Thioglycollate, 10mL with IND Tube, 10/bx (Continental US Only) (Drop Ship Only-Item Requires Refrigeration) | thioglycollate-10ml-with-ind-tube-0c7.jpg
SKU: CLO1729 | Clorox DTM Wide Mouth Vial | DTM Wide Mouth Vial, 10/bx (Continental US Only) (Drop Ship Only-Item Requires Refrigeration) | dtm-wide-mouth-vial-1c9.jpg
SKU: CLO3137 | Clorox Strep QC Kit | Strep QC Kit (Bacitracin 0.04) (Continental US Only) (Drop Ship Only-Item Requires Refrigeration - Item is considered HAZMAT and cannot ship via Air) | strep-qc-kit--693.jpg
SKU: CLO2901 | Clorox TE-30 Tetracycline Sensi-Disc | TE-30 Tetracycline Sensi-Disc (Continental US Only) (Drop Ship Only-Item Requires Refrigeration) | te-30-tetracycline-sensi-disc--afa.jpg
SKU: CLO2621 | Clorox F/M-300 Nitrofurantoin Sensi-Disc | F/M-300 Nitrofurantoin Sensi-Disc (Continental US Only) (Drop Ship Only-Item Requires Refrigeration) | f-m-300-nitrofurantoin-sensi-disc--48c.jpg
SKU: CLO1087 | Clorox Macconkey 100mm Plate | Macconkey, 100mm Plate, 10/pk (Continental US Only) (Drop Ship Only-Item Requires Refrigeration) | macconkey-100mm-plate-926.jpg
SKU: CLO1146 | Clorox Strep Select Agar 100mm Plate | Strep Select Agar, 100mm Plate, 10/pk (Continental US Only) (Drop Ship Only-Item Requires Refrigeration) | strep-select-agar-100mm-plate-34c.jpg
SKU: CLO3163 | Clorox E. Faecalis QC Microorganism | E. Faecalis QC Microorganism (Continental US Only) (Drop Ship Only-Item Requires Refrigeration - Item is considered HAZMAT and cannot ship via Air) | e-faecalis-qc-microorganism--720.jpg
SKU: CLO3431 | Clorox S. Aureus QC Microorganism | S. Aureus QC Microorganism (Continental US Only) (Drop Ship Only-Item Requires Refrigeration - Item is considered HAZMAT and cannot ship via Air) | s-aureus-qc-microorganism--5a4.jpg
SKU: CLO2951 | Clorox TMP-5 Trimethoprim Sensi-Disc | TMP-5 Trimethoprim Sensi-Disc (Continental US Only) (Drop Ship Only-Item Requires Refrigeration) | tmp-5-trimethoprim-sensi-disc--d36.jpg
SKU: CLO2851 | Clorox TAXO A/Cart 231552 Sensi-Disc | TAXO A/Cart 231552 Sensi-Disc (Continental US Only) (Drop Ship Only-Item Requires Refrigeration) | taxo-a-cart-231552-sensi-disc--c1f.jpg
SKU: CLO2021 | Clorox AN-30 Amikacin Sensi-Disc | AN-30 Amikacin Sensi-Disc (Continental US Only) (Drop Ship Only-Item Requires Refrigeration) | an-30-amikacin-sensi-disc--538.jpg
SKU: CLO1272 | Clorox TSA 5%/E.M.B. 100mm Bi-Plate | TSA 5%/E.M.B., 100mm Bi-Plate, 10/pk (Continental US Only) (Driop Ship Only-Item Requires Refrigeration) | tsa-5-emb-100mm-bi-plate-209.jpg
SKU: CLO1020 | Clorox Chocolate Agar 100mm Plate | Chocolate Agar, 100mm Plate, 10/pk (Continental US Only) (Drop Ship Only-Item Requires Refrigeration) | chocolate-agar-100mm-plate-dd0.jpg
SKU: CLO1103 | Clorox Mueller Hinton 100mm Plate | Mueller Hinton, 100mm Plate, 10/pk (Continental US Only) (Drop Ship Only-Item Requires Refrigeration) | mueller-hinton-100mm-plate-eb6.jpg
SKU: CLO3210 | Clorox Dispenser Single PL Sensi-Disc | Dispenser Single PL Sensi-Disc (Continental US Only) (Drop Ship Only-Item Requires Refrigeration - Item is considered HAZMAT and cannot ship via Air) | dispenser-single-pl-sensi-disc--c40.jpg
SKU: CLO3195 | Clorox McFarland Standard 0.5 | McFarland Standard 0.5 (Continental US Only) (Drop Ship Only-Item Requires Refrigeration - Item is considered HAZMAT and cannot ship via Air) | mcfarland-standard-05--a97.jpg
SKU: CLO1280 | Clorox TSA 5%/Macconkey 100mm Bi-Plate | TSA 5%/Macconkey, 100mm Bi-Plate, 10/pk (Continental US Only) (Drop Ship Only-Item Requires Refrigeration) | tsa-5-macconkey-100mm-bi-plate-0bd.jpg
SKU: CLO1728 | Clorox DTM Wide Mouth Vial | DTM Wide Mouth Vial, 20/bx (Continental US Only) (Drop Ship Only-Item Requires Refrigeration) | dtm-wide-mouth-vial-c97.jpg
SKU: CLO1685 | Clorox URI-I.D. CLED/E.M.B. Paddle 10/pk | URI-I.D. CLED/E.M.B. Paddle 10/pk (Continental US Only) (Drop Ship Only-Item Requires Refrigeration) | uri-id-cled-emb-paddle-10-pk--011.jpg
SKU: CLO3184 | Clorox S. Agalactiae QC Microorganism | S. Agalactiae (B) QC Microorganism (Continental US Only) (Drop Ship Only-Item Requires Refrigeration - Item is considered HAZMAT and cannot ship via Air) | s-agalactiae-qc-microorganism--1c4.jpg
SKU: CLO2031 | Clorox AM-10 Ampicillin Sensi-Disc | AM-10 Ampicillin Sensi-Disc (Continental US Only) (Drop Ship Only-Item Requires Refrigeration) | am-10-ampicillin-sensi-disc--752.jpg
SKU: CLO3281 | Clorox E. Coli QC Microorganism | E. Coli QC Microorganism (Continental US Only) (Drop Ship Only-Item Requires Refrigeration - Item is considered HAZMAT and cannot ship via Air) | e-coli-qc-microorganism--72a.jpg
SKU: CLO1740 | Clorox JEMBEC Strep Select | JEMBEC Strep Select, Jembec Plate 10/pk (Continental US Only) (Drop Ship Only-Item Requires Refrigeration) | jembec-strep-select-48d.jpg
SKU: CLO3176 | Clorox P. Aeruginosa QC Microorganism | P. Aeruginosa QC Microorganism (Continental US Only) (Drop Ship Only-Item Requires Refrigeration - Item is considered HAZMAT and cannot ship via Air) | p-aeruginosa-qc-microorganism--26a.jpg
SKU: CLO3168 | Clorox K. Pneumoniae QC Microorganism | K. Pneumoniae QC Microorganism (Continental US Only) (Drop Ship Only-Item Requires Refrigeration - Item is considered HAZMAT and cannot ship via Air) | k-pneumoniae-qc-microorganism--643.jpg
SKU: CLO0646P | Clorox N. Lactamica 49142 C 2/pk | N. Lactamica 49142 C 2/pk (Continental US Only) (Drop Ship Only-Item Requires Refrigeration - Item is considered HAZMAT and cannot ship via Air) | n-lactamica-49142-c-2-pk--2d0.jpg
SKU: CLO3164 | Clorox E. Coli QC Microorganism | E. Coli QC Microorganism (Continental US Only) (Drop Ship Only-Item Requires Refrigeration - Item is considered HAZMAT and cannot ship via Air) | e-coli-qc-microorganism--c81.jpg
SKU: CLO3211 | Clorox Dispenser Single PL Sensi-Disc 6/pk | Dispenser Single PL Sensi-Disc 6/pk (Continental US Only) (Drop Ship Only-Item Requires Refrigeration - Item is considered HAZMAT and cannot ship via Air) | dispenser-single-pl-sensi-disc-6-pk--3a3.jpg
SKU: CLO1160 | Clorox TSA 5% Trypticase Soy Agar 100mm Plate | TSA 5% Trypticase Soy Agar, 100mm Plate, 10/pk (Continental US Only) (Drop Ship Only-Item Requires Refrigeration) | tsa-5-trypticase-soy-agar-100mm-plate-30a.jpg
SKU: MKS39971100 | McKesson Biohazard Specimen Transport Bags | Mckesson biohazard specimen bags measure 6 inches by 9 inches and feature an outside pouch for labels and a sturdy adhesive closure to guarantee safety and eliminate contamination. These specimen transport bags are latex free, and each package contains 100 packs with 10 packs per case.Â 4MD Medical is committed to giving you the tools and accessories you need from the most trusted brands in the medical industry. We're here to help you save with greatly reduced prices and free shipping on all qualifying orders over $250. If you have questions or need recommendations for biohazard specimen transport bags, feel free to give us a call or fill out our contact form. Shop now to save on medical equipment. | biohazard-specimen-transport-bags-76d.jpg
SKU: DKLPB01C | Dukal Dawnmist Plastic Handle Patient Belonging Bags 1.3 Mil | Durable for holding patientâ€™s clothing and belongings | dawnmist-plastic-handle-patient-belonging-bags-13-mil--b4c.jpg
SKU: RDPQ204 | Rd Plastics Amber Open End Reclosable Zip Bags 8 x 8 | 3 mil reclosable amber bags protect light-sensitive contents from ultraviolet damage. | amber-open-end-reclosable-zip-bags-8-x-8--d7f.png
SKU: DKLBB3305 | Dukal DawnMist Bedside Bags, 6.5â€ x 12â€ x 3â€ | DawnMist Bedside Bags, 6.5â€ x 12â€ x 3â€, Latex Free - 1.5 mil | dawnmist-bedside-bags-65-x-12-x-3--c9c.jpg
SKU: RDPQ203 | Rd Plastics Amber Open End / Reclosable Zip Bags 6x8 | 3 mil reclosable amber bags protect light-sensitive contents from ultraviolet damage. | amber-open-end-reclosable-zip-bags-6x8-f07.png
SKU: RDPQ134 | Rd Plastics Chemotherapy Transport Reclosable Zip Bag 6" x 9" | Chemotherapy Transport Bag. | chemotherapy-transport-reclosable-zip-bag-6-x-9-445.png
SKU: RDPG108 | Rd Plastics Cash Cart Drug Tray Security Bag 14" x 22" | 2 mil clear tamper evident adhesive closure bag. Perforated for easy opeining | cash-cart-drug-tray-security-bag-14-x-22-e54.png
SKU: RDPG109 | Rd Plastics Cash Cart Drug Tray Security Bag 20" x 29" | 2 mil clear tamper evident adhesive closure bag. Perforated for easy opeining | cash-cart-drug-tray-security-bag-20-x-29-fd3.png
SKU: RDPG235 | Rd Plastics Labtite II Adhesive Tape Closure Bags 6x10 | 2 mil clear specimen transport bag featuring liquid-tite adhesive closure system in 3 wall style. Both requisition and specimen pouch are leak resistant and tamper evident with a score line for easy opening. | labtite-ii-adhesive-tape-closure-bags-6x10-478.png
SKU: RDPG135 | Rd Plastics Labtite Standard Adhesive Tape Closure Bags 6 x 10 | 2 mil clear specimen transport bag featuring liquid-tite adhesive closure system. 3 wall construction with front pouch for requisition slip. Easy to open bag with tear-line. Patent # 6575627. (Dispensing stand sold separately). | labtite-standard-adhesive-tape-closure-bags-6-x-10-61d.jpg
SKU: GE1001-020 | GE Healthcare Filter Circles 20mm Dia Grade 1 | A widely used standard grade filter paper for routine applications with medium retention and flow rate. It covers a wide range of laboratory applications and is frequently used for clarifying liquids.These cellulose filters are used in qualitative analytical techniques to determine and identify materials. Prepleated qualitative filters are also available, which give improved flow rate and increased loading capacity compared to equivalent flat filters. | filter-circles-20mm-dia-grade-1-99f.jpg
SKU: GE1827-028 | GE Healthcare Filter Circles 28mm Diameter Binder Free Grade 934-AH | Whatman offers two types of glass microfiber filters manufactured from 100% borosilicate glass: binder free that is chemically inert and with binder. | filter-circles-28mm-diameter-binder-free-grade-934-ah--408.png
SKU: MAIM1226664 | Maine Manufacturing Filter Roll, Polysulfone Membrane 0.22 microns, 30cm x 3m | GE PES Membrane .22 micron 300x3000mm | filter-roll-polysulfone-membrane-022-microns-30cm-x-3m-2f1.jpg
SKU: MAIM3013415 | Maine Manufacturing Filter PVPF 20 microns 47mm | Maine Manufacturing Filter PVPF 20 microns 47mm. | filter-pvpf-20-microns-47mm-896.jpg
SKU: LWSMXL-TMV7-7RC1 | LW Scientific Turbo Mixer Cup | Ideal for the quick and complete mixing of samples, the LW Scientific Turbo Mixer Cup will bring convenience and efficiency to your lab. With a variable speed control of up to 3000 RPM and can be activated to vibrate continuously or by pressure to the head. The high quality motor comes with a one year warranty and has been designed to offer quiet and vibration free vortex mixing action. | turbo-mixer-cup-7cc.jpg
SKU: CASCXC-1000 | C and A Scientific Centrifuge with Timer | Designed for general laboratory. Timer can be set for 1 â€“ 60 minutes and includes a hold function for longer spins. Memory function remembers last operation settings. | centrifuge-with-timer-452.jpg
SKU: CASCXC-2000 | C and A Scientific Centrifuge with Timer and Speed Control | Designed for general laboratory. | centrifuge-with-timer-and-speed-control-92e.jpg
SKU: SPPSS207 | Simport Polyethylene Scintillation Vial Polypropylene Cap | This general purpose vial can be used for liquid scintillation counting, gamma counting, chromatography, sample storage and culturing. It will fit very nicely into the LKB and Packard Varisette counters. The shoulderless vial features a full width opening of 12.5 mm and the overall dimensions are 16 x 57 mm. The exclusive SNAPTWISTÂ® closures are made of high-flow polypropylene and are a true time saver. | polyethylene-scintillation-vial-polypropylene-cap-d8c.jpg
SKU: SPPSB350-4L | Simport Urisafe 24 Hour Collection Container 4 Liters | The unique snap valve pour spout is easily popped open and offers dripless pouring. Specially designed leakproof screw cap with liner for safer transport. Large centrally located handle for good balance and ease of manipulation. Metal free and resistant to hydrochloric acid. Large 79mm opening for ease of sample collection. | urisafe-24-hour-collection-container-4-liters-ced.jpg
SKU: BHDI405 | Busse Hospital Disposables Sterile Mucus Specimen Traps 40cc Transport Cap | A simple yet efficient way to collect specimens using any suction pump or device, disposable adaptor prevents contamination from non-sterile suction tube. | sterile-mucus-specimen-traps-40cc-transport-cap-a7d.jpg
SKU: ULTM61200 | UltiMed Control Solution 4mL | Specifically calibrated for dogs and cats and delivers the latest in blood glucose monitoring technology to the veterinary market. | control-solution-4ml-061.jpg
SKU: AIIAS409G | Amsino Collection Bag 200mL with Safe Adhesive Sterile Latex Free - Each | AMSINO AMSUREÂ® INFANT URINE COLLECTION BAG | collection-bag-200ml-with-safe-adhesive-sterile-latex-free-each-268.jpg
SKU: LWSUNC-06SD-15T3 | LW Scientific Universal Centrifuge | With the choice of either an 8 place fixed-angle rotor or a 6 place swing-out rotor, the Universal Centrifuge from LW Scientific is the perfect solution for both laboratories and doctorsâ€™ offices. This newest member of our USA centrifuge initiative features a ZERO-RPM locking lid for safety and digital programming of time and speed ranging from 800-3400rpm. Achieve up to 1450g with the fixed angle rotor and 1809g with the swing-out rotor resulting in clean, easy to read lines of separation. The LW Scientific Universal centrifuge has a 110-220v auto-switching power adapter. | universal-centrifuge-f86.png
SKU: CASXC-2500 | C and A Scientific Low-Speed Desktop Centrifuge | This low-speed centrifuge is designed to save on diagnostic time, equipment cost, and countertop space! With the versatile power of 2 centrifuges in one, the XC-2500 can spin 15mL and 50mL tubes and features a large, one touch button panel for quick and easy timer and speed settings, plus a bright LCD display. Great for general lab use.With the versatile power of 2 centrifuges in one, the XC-2500 can spin 15ML and 50ML tubes and features a large, one touch button panel for quick and easy timer and speed settings, plus a bright LCD display. Great for general lab use.HOW IS THIS USED? Used in clinical settings for urine spinning, whole cell separation, cell washing, whole blood separation, pharmaceuticals, Platelet Rich Plasma (PRP), and Platelet Rich Fibrin (PRF).WHERE IS THIS USED? Veterinary, blood bank (hematology), cosmetic surgery, toxicology, general lab. | low-speed-desktop-centrifuge-e03.jpg
SKU: CASXC40A1 | C and A Scientific Low Speed Desktop Centrifuge a Fixed Angle Rotor 10mL x 24 | This all purpose low speed centrifuge is quiet, compact, and convenient which makes it ideal for any lab. The auto-balancing system extends the centrifuge life and reduces noise and vibration. With a fixed angle rotor option this versatile centrifuge gives you quality and affordability. | low-speed-desktop-centrifuge-a-fixed-angle-rotor-10ml-x-24-778.jpg
SKU: CASXC60A16 | C and A Scientific Low Speed Desktop Centrifuge a Fixed Angle Rotor 15mL x 12 | This low speed centrifuge was specifically engineered for clinical laboratories. It is compact, quiet, and efficient, which makes it an industry leading choice. The auto-balancing system extends the centrifuge life by reducing noise and vibration. With a fixed angle rotor option, this versatile centrifuge gives you quality and affordability. The one touch button feature is used for setting speed, time and other set up parameters. | low-speed-desktop-centrifuge-a-fixed-angle-rotor-15ml-x-12-f69.jpg
SKU: CASXC50S1 | C and A Scientific Low Speed Desktop Centrifuge a Swing Rotor 50mL x 4 | This all purpose low speed centrifuge is quiet, compact, and convenient which makes it ideal for any lab. With swing bucket rotors that can accommodate up to 50mL tubes, this versatile centrifuge can be used in applications from clinical to biochemical for qualitative analysis of serum, plasma, blood, and urine. | low-speed-desktop-centrifuge-a-swing-rotor-50ml-x-4-538.jpg
SKU: LWSZiC-06AD-15T3 | LW Scientific Zip IQ Test Tube | Serum separations in as little as 5 minutesThe LW Scientific Zip-IQ TT centrifuge is an impressive 6-place test tube centrifuge for spinning blood, urine, and other fluids in 1.0ml to 15ml test tubes and microtubes. This attractive unit is very small, conserving valuable counter space in the lab, but also sturdy and heavy with suction-cupped feet for stability. The digital controls allow speed and time to be adjusted with the touch of a finger and will show real-time speed and time remaining. Â This centrifuge is surprisingly quiet making the lab environment much more peaceful...you wonâ€™t even realize this unit is running. The powerful, maintenance-free, brushless motor spins at 5,000rpm (2,500g) producing serum in as little as 5 minutes. Slow the speed to 2,000rpm (400g) to spin urines in 5 minutes. The auto-brake stops the rotor in 10 seconds, and the lid pops open automatically upon completion. The Zip-IQ TT is the smart choice for any clinic or laboratory. | zip-iq-test-tube-756.jpg
SKU: SPPST325-4B | Simport Reaction Tube 500ul Blue Flat Top | Designed for oil-free operation, these tubes are made of transparent superior quality grade polypropylene for better viewing of the contents. Their ultrathin wall design will ensure rapid thermal transfer and a significant reduction in cycle and PCR reaction time. Attached hinged caps and can be used with heated lids used by thermal cycler manufacturers. They provide positive sealing during thermal cycling and will prevent evaporation while being easily opened and closed with one hand. | reaction-tube-500ul-blue-flat-top--f55.jpg
SKU: SPPSS207-5 | Simport Polypropylene Scintillation Vial Polyethylene Cap | Can be used for liquid scintillation counting, gamma counting, chromatography, sample storage and culturing. | polypropylene-scintillation-vial-polyethylene-cap-81c.jpg
SKU: ACTB72-0200 | Personna Blade | A disposable double edge pathology blade which is individually wrapped for safer dispensing. | blade--9a8.jpg
SKU: ADI41001 | ADI Medical Specimen Bag Ziplock 6" x 9" | Specimen Transport Bags w/ Document Pouch Ziplock 6" x 9" | specimen-bag-ziplock-6-x-9-7a5.jpg
SKU: CVN3505SA | Covidien Precision Tissue Grinder, 15 ml | Precision large and small disposable tissue grinder systems are ready to use in a sterile peel pouch and completely disposable after grinding. | precision-tissue-grinder-15-ml-1fc.jpg
SKU: CVNCP3002A | Covidien ChemoPlus IVA Seals for Bottles and Vials | ChemoPlus IVA seals for bottles and vials are sterile seals that protect point of entry of IV admixtures from contamination and accidental double dosing. Packaging is USP 797 compliant. Liner, dispenser and core are non-linting and can easily be wiped down. They have a dual warning system in which seals self-destruct upon attempted removal, and needle punctures are highly visible in laminated foil. Latex Free. | chemoplus-iva-seals-for-bottles-and-vials-9ce.jpg
SKU: RDPSB22 | Rd Plastics Specimen Transport Bag Printed BIOHAZARD 6" x 9" | 2 mil reclosable available in both 2 wall or 3 wall construction. The 3 wall bag has reclosable bag for specimen and separate pouch for paperwork. The pouch has a flap cover to insure that paperwork stays in place | specimen-transport-bag-printed-biohazard-6-x-9-f90.jpg
SKU: SPPST312-1 | Simport White Capinsertâ„¢, 500/bg | Made of polypropylene. Color coded inserts fitting precisely in the Cryovial cap for color identification. | white-capinserttrade-500-bg-c80.jpg
SKU: SPPST312-2 | Simport Blue Capinsertâ„¢, 500/bg | Made of polypropylene. Color coded inserts fitting precisely in the Cryovial cap for color identification. | blue-capinserttrade-500-bg-c7b.jpg
SKU: SPPST312-3 | Simport Red Capinsertâ„¢, 500/bg | Made of polypropylene. Color coded inserts fitting precisely in the Cryovial cap for color identification. | red-capinserttrade-500-bg-dd1.jpg
SKU: SPPST312-7 | Simport Assorted Color Capinsertâ„¢, 100/bg, 5 bg/cs | Made of polypropylene. Color coded inserts fitting precisely in the Cryovial cap for color identification. | assorted-color-capinserttrade-100-bg-5-bg-cs-7aa.jpg
SKU: SPPST312-11 | Simport Burnt Orange Capinsertâ„¢, 500/bg | Made of polypropylene. Color coded inserts fitting precisely in the Cryovial cap for color identification. | burnt-orange-capinserttrade-500-bg-577.jpg
SKU: SPPST312-14 | Simport Pink Capinsertâ„¢, 500/bg | Made of polypropylene. Color coded inserts fitting precisely in the Cryovial cap for color identification. | pink-capinserttrade-500-bg-be4.jpg
SKU: SPPST311-1 | Simport Vial O-ring Internal Thread 1.2mL Volume Self-Standing | Made of polypropylene. Designed for storing biological material, human or animal cells, at temperatures as low as -196Ã‚Â°C but should be used only in the gas phase of liquid nitrogen. The cap features a long skirt for one hand aseptic methods, a super fast thread design that allows tightening or removal with a mere 1 1/4 turn, and an inside thread design that will not contribute to possible contamination. Tubes are provided with a white marking area for sample identification. | vial-o-ring-internal-thread-12ml-volume-self-standing-887.jpg
SKU: SPPST325-2VY | Simport Reaction Tube 200ul Yellow Flat Top And No Contamination Shield | Designed for oil-free operation, these tubes are made of transparent superior quality grade polypropylene for better viewing of the contents. | reaction-tube-200ul-yellow-flat-top-and-no-contamination-shield--f26.jpg
SKU: SPPST312-4 | Simport Green Capinsertâ„¢, 500/bg | Made of polypropylene. Color coded inserts fitting precisely in the Cryovial cap for color identification. | green-capinserttrade-500-bg-232.jpg
SKU: SPPST312-5 | Simport Yellow Capinsertâ„¢, 500/bg | Made of polypropylene. Color coded inserts fitting precisely in the Cryovial cap for color identification. | yellow-capinserttrade-500-bg-4ea.jpg
SKU: SPPST312-8 | Simport Tan Capinsertâ„¢, 500/bg | Made of polypropylene. Color coded inserts fitting precisely in the Cryovial cap for color identification. | tan-capinserttrade-500-bg-263.jpg
SKU: SPPST312-9 | Simport Gray Capinsertâ„¢, 500/bg | Made of polypropylene. Color coded inserts fitting precisely in the Cryovial cap for color identification. | gray-capinserttrade-500-bg-6e0.jpg
SKU: SPPST312-10 | Simport Lilac Capinsertâ„¢, 500/bg | Made of polypropylene. Color coded inserts fitting precisely in the Cryovial cap for color identification. | lilac-capinserttrade-500-bg-d48.jpg
SKU: SPPST312-13 | Simport Violet Capinsertâ„¢, 500/bg | Made of polypropylene. Color coded inserts fitting precisely in the Cryovial cap for color identification. | violet-capinserttrade-500-bg-d80.jpg
SKU: SPPST309-2 | Simport Vial Lip Seal External Thread 2mL Volume Round Bottom | Made of polypropylene. Designed for storing biological material, human or animal cells, at temperatures as low as -196Ã‚Â°C but should be used only in the gas phase of liquid nitrogen. The cap features a long skirt for one hand aseptic methods, a super fast thread design that allows tightening or removal with a mere 1 1/4 turn, and an inside thread design that will not contribute to possible contamination. Tubes are provided with a white marking area for sample identification. | vial-lip-seal-external-thread-2ml-volume-round-bottom-6e9.jpg
SKU: SPPSL200-2 | Simport 10Î¼l Yellow Loop, 25/pk, 40 pk/cs | Made of high impact polystyrene. Smooth and flexible to facilitate uniform streaking without damaging the gel surface. Needle is straight and suitable for removal of specimens of single colonies. Packed sterile in safe, tamperproof, zip-seal resealable bags. Does not require flaming and thus eliminate the risk of infection due to aerosol formation of pathogenic substances. Cross contamination due to improper sterilization is eliminated. They can be used under hoods without danger, and are color-coded for ease of size identification. 22.7cm length. | 10mul-yellow-loop-25-pk-40-pk-cs-d6c.jpg
SKU: SPPSS220 | Simport 20mL Scintillation Vial Bulk | This shoulderless vial features a full width opening of 23mm for ease of access, a high degree of resistance to organic solvents, and sufficient translucence so that reagent levels or the presence of filter paper can be easily detected. | 20ml-scintillation-vial-bulk--ad3.jpg
SKU: SPPSM492-18 | Simport Tissue Cassette Fluorescent Yellow | Disposable plastic cassettes that hold tissue specimens during processing and embedding, as well as in storage. Molded from a special high-density polymer, these patented cassettes keep specimens safely submerged in liquid and are totally resistant to the chemical action of histological solvents. | tissue-cassette-fluorescent-yellow--949.jpg
SKU: ADI41003 | ADI Medical Specimen Transport Bags with Document Pouch and Absorbent Pad | Specimen Transport Bags with Document Pouch, 6" x 9" Biohazard Print, With Absorbent Pad. | specimen-transport-bags-with-document-pouch-and-absorbent-pad-382.jpg
SKU: LWSUNC-08AD-15T3 | LW Scientific Universal Centrifuge 8-place Angeled Rotor Digital | With the choice of either an 8 place fixed-angle rotor or a 6 place swing-out rotor, the Universal Centrifuge from LW Scientific is the perfect solution for both laboratories and doctors' offices. This newest member of our USA centrifuge initiative features a ZERO-RPM locking lid for safety and digital programming of time and speed ranging from 800-3600rpm. Achieve up to 1350g with the fixed angle rotor and 1840g with the swing out rotor resulting in clean, easy to read lines of separation. The LWS Universal centrifuge has a 12v 6amp motor and comes with a 110-220v auto-switching motor. | universal-centrifuge-8-place-angeled-rotor-digital-f1e.jpg
SKU: CVNCT0575 | Covidien ChemoPlus Chemo Drug Transport Bag | ChemoPlus drug transport bags are designed to safely transport chemotherapy drugs. | chemoplus-chemo-drug-transport-bag-f9e.jpg
SKU: CVNCT0575 | Covidien ChemoPlus Chemo Drug Transport Bag | ChemoPlus drug transport bags are designed to safely transport chemotherapy drugs. | chemoplus-chemo-drug-transport-bag-f9e.jpg
SKU: ELKPF20507 | Elkay Plastics Seal Top Bag Clear Line Single Track 5" x 7" | Provides outstanding protection, convenience and economy. | seal-top-bag-clear-line-single-track-5-x-7-552.png
SKU: ELKPFSL30807 | Elkay Plastics Slide Seal Bag Polyethylene 8" x 7" | Elkay Slide Seal Bags are excellent for storing, displaying and protecting all types of products, especially those that need to be accessed multiple times. | slide-seal-bag-polyethylene-8-x-7-1fe.png
SKU: ELKPFSL30912 | Elkay Plastics Slide Seal Bag, Polyethylene 9" x 12" | Elkay Slide Seal Bags are excellent for storing, displaying and protecting all types of products, especially those that need to be accessed multiple times. The slide seal closure is easy to use, even with gloved hands. The bags meet FDA requirements for use with food products. | slide-seal-bag-polyethylene-9-x-12--efa.png
SKU: ELKPLAB20606 | Elkay Plastics 3-Wall Specimen Transfer Bag, Reclosable, Biohazard, 2 mil, 6" x 6", 1000/cs | Provides an excellent means for transferring specimens in hospital and medical environments. Three wall construction provides a handy outer pouch to contain accompanying paperwork during specimen transfer. They are available in a variety of sizes, colors and printed messages for various types of specimens. Bags are inner packed in 100s. | 3-wall-specimen-transfer-bag-reclosable-biohazard-2-mil-6-x-6-1000-cs-9f1.png
SKU: ELKPLAB20606NP | Elkay Plastics 3-Wall Specimen Transfer Bag, Reclosable, 2 mil, No Print, 6" x 6", 1000/cs | Provides an excellent means for transferring specimens in hospital and medical environments. Three wall construction provides a handy outer pouch to contain accompanying paperwork during specimen transfer. They are available in a variety of sizes, colors and printed messages for various types of specimens. Bags are inner packed in 100s. | 3-wall-specimen-transfer-bag-reclosable-2-mil-no-print-6-x-6-1000-cs-127.png
SKU: ELKPLAB20606STAT | Elkay Plastics 3-Wall Specimen Transfer Bag, Reclosable, Biohazard STAT, 2 mil, 6" x 6", 1000/cs | Provides an excellent means for transferring specimens in hospital and medical environments. Three wall construction provides a handy outer pouch to contain accompanying paperwork during specimen transfer. They are available in a variety of sizes, colors and printed messages for various types of specimens. Bags are inner packed in 100s. | 3-wall-specimen-transfer-bag-reclosable-biohazard-stat-2-mil-6-x-6-1000-cs-5aa.png
SKU: MMPL4653 | Medegen Medical Products Specimen Containers Turquoise LiquaGuard 4 Ounce | Specimen Containers Turquoise LiquaGuard 4 Ounce. | specimen-containers-turquoise-liquaguard-4-ounce-557.jpg
SKU: PIPS1055 | PlastiProducts Plasti-Pan II Commode Type Specimen Collector | Made of virtually unbreakable polypropylene. Graduations clearly engraved in large numbers in both oz and cc. Back wall angled at 30Ã‚Â°. Commode type specimen collector may be placed back to back in toilet bowl. Functional pour spout. | plasti-pan-ii-commode-type-specimen-collector-3cb.jpg
SKU: PIPS1050 | PlastiProducts Plasti-Pan Commode Type Specimen Collector | Made of virtually unbreakable polypropylene. Graduations clearly printed in large numbers in both oz and cc. Back wall angled at 30?Ã¯Â¿Â½. Commode type specimen collector may be placed back to back in toilet bowl. Functional pour spout. | plasti-pan-commode-type-specimen-collector-22a.jpg
SKU: PIPS1070 | PlastiProducts Uri-Pan Commode Type Specimen Collector | Made of virtually unbreakable polypropylene. Convex bottom. Graduations clearly printed in large numbers in oz and cc. Commode type specimen collector my be placed back to back in toilet bowl. Functional pour spout. | uri-pan-commode-type-specimen-collector-c73.jpg
SKU: ACGCFH-1510 | AcuGuard 10 Place Plastic ESR Stand | Acuguard Erythrocyte Sedimentation Rate Products. The 10 Place Rack accommodates Dispette 2, Dispette, Micro Dispette, Winpette | 10-place-plastic-esr-stand-af7.jpg
SKU: ACGCFH-1531M | AcuGuard MicroSed | The micro systems designed by Guest Scientific offer the facility to make an estimation of the ESR value on very small samples of blood â€“ i.e. 240 Âµl minimum. The Micro-Dispette tube is manufactured with a 1mm diameter bore but still includes the full 200 mm length of printed graduations. The micro method has been shown to correlate well with the full Westergren method, particularly in the normal range.Where supplied, the uncapped white filling reservoir does not contain citrate or saline diluent; hence operators are able to select their own preferred anticoagulant and or diluent, which must be in accordance with the classic Westergren method of 4 parts blood sample added to 1 part diluent. | microsed-c79.jpg
SKU: MMPLPC8830-500S | Medegen Medical Products Snap Cap For PC8835-500S & PC8838-500S Containers Translucent | These containers are available in both polystyrene and polypropylene. Polystyrene enhances clarity while polypropylene improves durability. Both options come with a convenient pour spout for simplified specimen retrieval. Printed lids can be purchased separately. Lids have lines for patient name, doctor, date, time, am/pm, room number and case number. | snap-cap-for-pc8835-500s-pc8838-500s-containers-translucent-703.jpeg
SKU: MMPLPC8838-500S | Medegen Medical Products Specimen Container Base 8 oz Translucent | Translucent Specimen Container. | specimen-container-base-8-oz-translucent-dd0.jpeg
SKU: LWSUNC06SD15T3 | LW Scientific USA Universal Centrifuge 6 place swing-out rotor | The Universal Centrifuge from LW Scientific is the perfect solution for both laboratories and doctors' offices. | usa-universal-centrifuge-6-place-swing-out-rotor-4af.jpg
SKU: LSWUNC-04AD-50T3 | LW Scientific USA Universal Four Place Angled 50ml Unit | The Universal Centrifuge from LW Scientific is the perfect solution for both laboratories and doctors' offices. | usa-universal-four-place-angled-50ml-unit--e4b.jpg
SKU: INVIRC1140 | Invacare Disposable Collection Jar | The Disposable Collection Jar features an 800 cc capacity and six feet of suction tubing.For use only with Invacare Aspirator IRC1135. | disposable-collection-jar-90d.gif
SKU: AIIMKAS340 | Amsino Urine Specimen Containers 4 Ounce with Lid | 4 Oz. Specimen container with screw on lid and label. | urine-specimen-containers-4-ounce-with-lid--158.jpg
SKU: CM1068 | Complete Medical Sure Suction Tub Bar 16 1/2 |  | sure-suction-tub-bar-16-1-2-22e.jpg
SKU: LWSCMC-24AV-1501 | LW Scientific Combo V24 Centrifuge Box | Accomplish both test tube and microhematocrit separations with the new Combo centrifuge. Simply choose a box (with or without a digital tachometer) and choose your rotors. The Combo spins either test tubes, capillary tubes or microtubes by simply changing rotors â€” no tools required! Achieve hematocrit separations in less than five minutes at 12,000 rpm; then accurately determine results with the included reader disc. Other features include variable speed control, 30-minute timer, rubber feet, and all-metal body construction.One unit for all centrifuge needs. Fast spin, fast stop, fast read. Variable speed. Optional tachometer. Quiet vibration-free operation. | combo-v24-centrifuge-box-14d.jpg
SKU: MDGN022721 | MedGyn Products Pipette 3.1mm O.D. | The MedGyn Pipette and Pipette IV allow for a simple and quick way to obtain reliable endometrial tissue samples in an outpatient or office setting. Available in the standard single hole, Mini version or new 4-Hole design. | pipette-31mm-od-a32.jpg
SKU: MDGN022730 | MedGyn Products Pipette IV 4-Hole Pipette, 3.1mm O.D. | The MedGyn Pipette and Pipette IV allow for a simple and quick way to obtain reliable endometrial tissue samples in an outpatient or office setting. Available in the standard single hole, Mini version or new 4-Hole design. | pipette-iv-4-hole-pipette-31mm-od-36a.jpg
SKU: UNCC824 | Unico Centrifuge HXV Variable Speed 500-3500 RPM 6 Place Horizontal Rotor 99min. Digital Timer 6 x 10mL Capacity | Centrifuge, HXV, Variable Speed 500-3500 RPM, 6 Place Horizontal Rotor, 99min. Digital Timer, 6 x 10mL Capacity | centrifuge-hxv-variable-speed-500-3500-rpm-6-place-horizontal-rotor-99min-digital-timer-6-x-10ml-capacity-e2c.jpg
SKU: MMPL02071G | Medegen Medical Products White MeasuRiteâ„¢ Specimen Pan Graduated in oz & cc - Each | Securely fits standard toilets and commodes. The winged edges facilitate application, handling and removal. Easy-to-read graduations in 50 cc and 2 oz increments up to 800 cc's. A handy pour spout permits specimens to be discarded quickly and safely. White. | white-measuritetrade-specimen-pan-graduated-in-oz-amp-cc-each-426.jpg
SKU: MMPL02072G | Medegen Medical Products Commode Specimen Collection Container - Each | Securely fits standard toilets and commodes. The winged edges facilitate application, handling and removal. Easy-to-read graduations in 50 cc and 2 oz increments up to 800 cc's. A handy pour spout permits specimens to be discarded quickly and safely. White. | commode-specimen-collection-container-each-ea3.jpg
SKU: MMPLM4937G | Medegen Medical Products Gent-L-KareÂ® Wide Mouth Specimen Container 3 oz Lid White Sterility Seal & Label Graduated In 20 40 - 100 per Bag | Ideal for pneumatic tube systems. The polypropylene container allows quick visualization while the polyethylene lid ensures a tight-seal for maximum leak resistance. | gent-l-karereg-wide-mouth-specimen-container-3-oz-lid-white-sterility-seal-amp-label-graduated-in-20-40-100-per-bag-c3f.jpg
SKU: BD364992G | BD Urinalysis Tube 16 x 100mm UA Preservative Plus Plastic Conical Bottom 8mL Draw - 100 per Pack | Provides a wide array of urine collection products to meet your everyday urine testing needs. The BD proprietary mercury-free urinalysis preservative maintains sample integrity for up to 72 hours at room temperature, while our microbiology preservative maintains bacterial viability for up to 48 hours at room temperature. Products help you handle urine specimens from time of collection through preservation and transport. | urinalysis-tube-16-x-100mm-ua-preservative-plus-plastic-conical-bottom-8ml-draw-100-per-pack-6fe.jpg
SKU: BD364953G | BD C&S Transfer Straw Kit: 4mL Draw 13 x 75mm C&S Preservative Plus Plastic Tube & Urine Transfer Straw | The BD proprietary mercury-free urinalysis preservative maintains sample integrity for up to 72 hours at room temperature, while our microbiology preservative maintains bacterial viability for up to 48 hours at room temperature. | camps-transfer-straw-kit-4ml-draw-13-x-75mm-camps-preservative-plus-plastic-tube-amp-urine-transfer-straw--ce0.jpg
SKU: BD364954G | BD C&S Cup Kit: Sterile Screw-Cap Collection Cups Integrated Transfer Device 4mL Draw 13 x 75mm C&S Preservative Plus Plastic Tube & Castille Soap Towelettes - Each | Provides a wide array of urine collection products to meet your everyday urine testing needs. The BD proprietary mercury-free urinalysis preservative maintains sample integrity for up to 72 hours at room temperature, while our microbiology preservative maintains bacterial viability for up to 48 hours at room temperature. Products help you handle urine specimens from time of collection through preservation and transport. | camps-cup-kit-sterile-screw-cap-collection-cups-integrated-transfer-device-4ml-draw-13-x-75mm-camps-preservative-plus-plastic-tube-amp-castille-soap-t-918.jpg
SKU: TCMD9035G | Tech-Med Cytology Brush - 100 per Bag | Effective in collecting specimens from the endocervical region. The unique tiny bristles and soft brush head measures 1 1/2". | cytology-brush-100-per-bag-2a9.jpg
SKU: SPPSB350G | Simport UrisafeÂ® Collection Container 3L - Each | The unique snap valve pour spout is easily popped open and offers dripless pouring. Specially designed leakproof screw cap with liner for safer transport. Large centrally located handle for good balance and ease of manipulation. Metal free and resistant to hydrochloric acid. Large 79mm opening for ease of sample collection. | urisafereg-collection-container-3l-each-f04.jpg
SKU: SPPSL200-1G | Simport 1ul Blue Loop - 25 per Pack | Made of high impact polystyrene. Smooth and flexible to facilitate uniform streaking without damaging the gel surface. Needle is straight and suitable for removal of specimens of single colonies. Packed sterile in safe, tamperproof, zip-seal resealable bags. Does not require flaming and thus eliminate the risk of infection due to aerosol formation of pathogenic substances. Cross contamination due to improper sterilization is eliminated. They can be used under hoods without danger, and are color-coded for ease of size identification. 22.7cm length. | 1ul-blue-loop-25-per-pack-4dc.jpg
SKU: SPPSP200-14G | Simport Graduated Pipet 11.4cm Length 1.5mL Capacity Non-Sterile - 500 per Pack | These unbreakable all-in-one pipets eliminate the hazard of broken glass and exposure to infectious materials. Put an end to matching rubber bulbs with glass pipets. Molded from see-through low density polyethylene. Insert to biological fluids and most acids. The low-affinity surface reduces the loss of cells and valuable proteins due to binding. Can be sealed and refrigerated. Temperature resistant down to -196Â°C. Can be gas (EtO) sterilized. | graduated-pipet-114cm-length-15ml-capacity-non-sterile-500-per-pack-c21.jpg
SKU: SPPSP200-30G | Simport Graduated Pipet 13.8cm Length 3ml Capacity Non-Sterile - 500 per Pack | These unbreakable all-in-one pipets eliminate the hazard of broken glass and exposure to infectious materials. Put an end to matching rubber bulbs with glass pipets. Molded from see-through low density polyethylene. Insert to biological fluids and most acids. The low-affinity surface reduces the loss of cells and valuable proteins due to binding. Can be sealed and refrigerated. Temperature resistant down to -196Â°C. Can be gas (EtO) sterilized. | graduated-pipet-138cm-length-3ml-capacity-non-sterile-500-per-pack-4fd.jpg
SKU: SPPSP200-52G | Simport Graduated Pipet 15cm Length 5mL Capacity Non-Sterile - 500 per Pack | These unbreakable all-in-one pipets eliminate the hazard of broken glass and exposure to infectious materials. Put an end to matching rubber bulbs with glass pipets. Molded from see-through low density polyethylene. Insert to biological fluids and most acids. The low-affinity surface reduces the loss of cells and valuable proteins due to binding. Can be sealed and refrigerated. Temperature resistant down to -196Â°C. Can be gas (EtO) sterilized. | graduated-pipet-15cm-length-5ml-capacity-non-sterile-500-per-pack-3f0.jpg
SKU: SPPSP200-5220SG | Simport Pipet 15cm Length 5mL Capacity Sterile - 20 per Bag, 20 Bags per Pack | These unbreakable all-in-one pipets eliminate the hazard of broken glass and exposure to infectious materials. Put an end to matching rubber bulbs with glass pipets. Molded from see-through low density polyethylene. Insert to biological fluids and most acids. The low-affinity surface reduces the loss of cells and valuable proteins due to binding. Can be sealed and refrigerated. Temperature resistant down to -196Â°C. Can be gas (EtO) sterilized. | pipet-15cm-length-5ml-capacity-sterile-20-per-bag-20-bags-per-pack-7eb.jpg
SKU: SPPSP200-72G | Simport Graduated Pipet 15.5cm Length 7mL Capacity Non-Sterile - 500 per Pack | These unbreakable all-in-one pipets eliminate the hazard of broken glass and exposure to infectious materials. Put an end to matching rubber bulbs with glass pipets. Molded from see-through low density polyethylene. Insert to biological fluids and most acids. The low-affinity surface reduces the loss of cells and valuable proteins due to binding. Can be sealed and refrigerated. Temperature resistant down to -196Â°C. Can be gas (EtO) sterilized. | graduated-pipet-155cm-length-7ml-capacity-non-sterile-500-per-pack-074.jpg
SKU: SPPST100-4GG | Simport Rack with 12 strips of 8 tubes Sterile Green - Each | Made of polypropylene. Standard 96-well on center spacing of tubes offers a color coding system using colored interchangeable plastic grids. These are used as a support for the 1.2ml tubes. This unique grid stands on four legs and can be removed from the base of the box and placed on a lab counter as a self-standing support. It can also be placed in a refrigerator or freezer shelf for improved air circulation around tubes, or in a water bath to allow controlled warming of the tubes and their contents. Easy to read numbers and letters used on the box cover for sample identification are also shown on the support grids. | rack-with-12-strips-of-8-tubes-sterile-green-each-f3a.jpg
SKU: SPPST100-35G | Simport Strips of 8 Plug Caps Sterile - 120 per Bag | Made of autoclavable polypropylene. Caps are made of polyethylene and are not autoclavable. Tubes have a gross volume of 1.2ml but with a cap in place, they will hold 1.1ml. Ideal for HTLV-III testing, bacterial and hybridoma cell uptake studies, cell harvesting, pharmaceutical quality control, receptor binding assays, RIA and EIA. | strips-of-8-plug-caps-sterile-120-per-bag-a02.jpg
SKU: SPPST314-581BG | Simport Storage Box 3-5mL 81 Places Blue - Each | Made of polycarbonate. Designed to be used at temperatures between -196Â°C and +121Â°C and are autoclavable at 120Â°C, 15 psig (1 bar) for 20 minutes. A transparent cover allows the user to see the contents of the box, and is keyed to the base to prevent misalignment. Printed with a series of squares (numbered from 1 to 25, 1 to 81, or 1 to 100), the surface accepts writing with markers, facilitating inventory control. Removal of vials facilitated by an innovative vial picker supplied with each storage box. | storage-box-3-5ml-81-places-blue-each-840.jpg
SKU: SPPST334-6SPRG | Simport 2.0mL Tube Self-Standing Sterile Printed - 50 per Pack | Made of polypropylene. The O-Ring secured in the top of the cap ensures a positive leakproof seal, time after time, keeping the integrity of small samples under even the most adverse conditions. The caps do not have the attachment loops for users who prefer to remove the caps completely from the tubes when filling or sampling. Perfect for cryogenic work. Non Skirted tube can be centrifuged. Can be centrifuged up to 17,000g. Will withstand temperatures from -196Â°C to +121Â°C. | 20ml-tube-self-standing-sterile-printed-50-per-pack-656.jpg
SKU: SPPSS220-1G | Simport 20mL Scintillation Vial - 100 per Tray | Made of polypropylene. This shoulderless vial features a full width opening of 23mm for ease of access, a high degree of resistance to organic solvents, and sufficient translucence so that reagent levels or the presence of filter paper can be easily detected. The unique thread design of the closure allows the vial to be sealed, and opened with an easy 1/4 turn. The quality of the sealing system is such that it is not necessary to tighten the closure with a lost of pressure to achieve a leakproof seal. Polyethylene closure. | 20ml-scintillation-vial-100-per-tray-093.jpg
SKU: SPPST405-6G | Simport Culture Tube 12mm x 75mm No Cap Polystyrene - 125 per Pack | For users who prefer a more compact packaging with tubes oriented horizontally. Tubes are placed in a convenient space saving plastic tray. State-of-the-art packaging keeps your tubes neatly aligned for easing manipulation. | culture-tube-12mm-x-75mm-no-cap-polystyrene-125-per-pack-18b.jpg
SKU: SPPST408G | Simport Tube 15mL Conical 17 x 120 Polystyrene 100/pk. 10pk/cs - Pack | SIMPORT CENTRIFUGE TUBES | tube-15ml-conical-17-x-120-polystyrene-100-pk-10pk-cs-pack-9a3.jpg
SKU: MMPLM4630G | Medegen Medical Products Specimen Container 6 1/2 oz Pour Spout without CID Polystyrene Latex Free Disposable Single Patient Use - 25 per Bag | MEDEGEN NON-STERILE SPECIMEN CONTAINERS | specimen-container-6-1-2-oz-pour-spout-without-cid-polystyrene-latex-free-disposable-single-patient-use-25-per-bag-38c.jpg
SKU: CVN2200SAG | Covidien Specimen Container 5 oz Sterile - 50 per Box | Clear plastic construction with graduations offers easy observation and measurement of contents. Highly visible "positive seal" indicator clearly shows container is sealed when red bars are lined up. Exclusive metal lid with plastic lining provides a leak-resistant seal to minimize leakage of specimen during transportation. | specimen-container-5-oz-sterile-50-per-box-819.jpg
SKU: ACTB72-0200G | AccuTec Blades Accutec Personna Pathology Blade | A disposable double edge pathology blade which is individually wrapped for safer dispensing. | accutec-personna-pathology-blade-7f6.jpg
SKU: CILS352070G | Corning Life Sciences Tube Centrifuge Polypropylene 50mL High-Clarity 16000 RCF Rating Sterile 25/sp - Box | CORNING FALCONâ„¢ CONICAL CENTRIFUGE TUBES | tube-centrifuge-polypropylene-50ml-high-clarity-16000-rcf-rating-sterile-25-sp-box-0c3.jpg
SKU: MMPL4653G | Medegen Medical Products Specimen Containers Turquoise LiquaGuardÂ® Lid - Each | Unbreakable, leak-resistant specimen containers. | specimen-containers-turquoise-liquaguardreg-lid-each-3f0.jpg
SKU: MMPL4647G | Medegen Medical Products Specimen Container Pour Spout & Paper Lid Polystyrene Latex Free Disposable Single Use - 25 per Bag | These containers are available in both polystyrene and polypropylene. Polystyrene enhances clarity while polypropylene improves durability. Both options come with a convenient pour spout for simplified specimen retrieval. Printed lids can be purchased separately. Lids have lines for patient name, doctor, date, time, am/pm, room number and case number. | specimen-container-pour-spout-amp-paper-lid-polystyrene-latex-free-disposable-single-use-25-per-bag-e10.jpg
SKU: MMPL4629G | Medegen Medical Products Specimen Container Pour Spout No CID Polypropylene Latex Free - 25 per Bag | These containers are available in both polystyrene and polypropylene. Polystyrene enhances clarity while polypropylene improves durability. Both options come with a convenient pour spout for simplified specimen retrieval. Printed lids can be purchased separately. Lids have lines for patient name, doctor, date, time, am/pm, room number and case number. | specimen-container-pour-spout-no-cid-polypropylene-latex-free-25-per-bag-e10.jpg
SKU: MMPL02090G | Medegen Medical Products Specimen Container Amber - Each | Ideal for collecting specimens over a 24 hour period. These wide mouth bottles facilitate the addition and retrieval of specimens. A special gasketed liquid enhances the container's leak resistance and ensures safety during transport. Labels are provided for proper specimen identification. Containers are graduated in 100 ml increments up to 3000 ml's. | specimen-container-amber-each-35e.jpg
SKU: HMCLCP1 | HemoCue LipoClear Plus Reagent 30 ml Bottle | LipoClear Plus Reagent, 30 ml Bottle | lipoclear-plus-reagent-30-ml-bottle--b65.jpg
SKU: GMAXGS210 | GMAX Industries Specimen Pan Slant Graduated 1000 ml White | Specimen Pan, Slant, Graduated, 1000 ml, White, 100/cs | specimen-pan-slant-graduated-1000-ml-white-7bf.png
SKU: CASCXC-2415 | C and A Scientific Centrifuge With Timer Low Speed 15ml x 12 Rotor | Our newest addition to the PremiereÂ® low cost alternative centrifuge line is designed for the general lab. The sturdy design has large touch buttons for both speed (500 rpm increments) and timer (1 â€“ 60 min.) settings. The bright and easy-to-read LCD display gives you the ability to see the speed and duration from further away. Capable of spinning specimens between 1,000 â€“ 4,000 rpm, the sturdy base has a built-in safety feature that will not allow the lid to open while the rotor is in motion, and a beeping noise to indicate when spinning stops. Available in your choice of the two most popular rotor options to meet the needs of most common applications. Please order by model number based on the desired rotor. | centrifuge-with-timer-low-speed-15ml-x-12-rotor-8e8.jpg
SKU: CASCXC-3012 | C and A Scientific Microhematocrit Centrifuge | Our new Microhematocrit quickly determines the packed cell volume by high-speed centrifugation of blood by using capillary tubes. This Microhematocrit has a top speed of 12,000 rpm and will spin 24 (75mm) or shorter capillary tubes at once. It has a timer that can run for a continuous 99 minutes and has safety features that include automatic shut off and a locking lid. The rotor is brushless and built to last for high use labs. | microhematocrit-centrifuge-a42.jpg
SKU: BD220099 | BD CultureSwabâ„¢ Liquid Stuart Single Swabs | Products used for the collection and transport of specimens to the laboratory for recovery of organisms present in the specimens. | cultureswabtrade-liquid-stuart-single-swabs-32f.jpg
SKU: CASXCM10 | C and A Scientific Multi Speed Mini Centrifuge | Our mini centrifuge is perfect for quick spinning of small samples. It comes standard with AC or DC power options, this centrifuge is great for mobile laboratories as well as stationary labs. It is small and compact but powerful, which makes this centrifuge great for your laboratory needs. Itâ€™s convenient design allows for users to quickly change rotor.This centrifuge adopts international advanced design and manufacturing technology, with features of smooth and beautiful appearance, compact structure, strong versatility, easy operation, itâ€™s really a good instrument for scientific experiments. | multi-speed-mini-centrifuge-3fb.jpg
SKU: GSI3467 | Globe Scientific Sedi-Rate ESR System Starter Kit | Sedi-Rateâ„¢ offers a simple, safe, economical and highly accurate method for performing Westergren determinations.The polystyrene (PS) Sedi-RateÂ­â„¢ pipette is graduated from 0 to 180mm and features a unique fibrous plug located at the zero mark. The plug is specifically designed to be a self-sealing aerosol barrier that stops hazardous substances from escaping through the top of the pipette.The polypropylene (PP) Sedi-Rateâ„¢ vial features a patented self-sealing stopper that is easily pierced with a transfer pipette or piercing funnel. The vial is supplied pre-filled with 0.25mL of 3.8% trisodium citrate diluent. Simply add 1mL of EDTA-treated blood to complete the 1 to 4 ratio as required by the Westergren method.Sedi-Rateâ„¢ and other Globe Scientific E.S.R. products are the only systems that are completely closed, thereby offering the highest degree of safety. The use of Sedi-Rateâ„¢ eliminates splashing, spraying and aerosol hazards, making it an optimum choice for ESR testing in the laboratory. | sedi-rate-esr-system-starter-kit--807.jpg
SKU: GSI3479 | Globe Scientific EZ-Rate Pipettes | EZ-Rate Pipettes, 100/bx | ez-rate-pipettes-a57.jpg
SKU: GF3345 | Grafco Nuns Cap Specimen Container White | Nuns cap specimen container - white | nuns-cap-specimen-container-white-dec.jpg
SKU: MKS47362900 | McKesson Triangular Graduated Container Medi-Pak Polypropylene Without Lid 32 oz. | Triangular Graduated Container Medi-Pak Polypropylene Without Lid 32 oz. | triangular-graduated-container-medi-pak-polypropylene-without-lid-32-oz-37b.jpg
SKU: RDPQ455 | Rd Plastics Chemotherapy Transport Reclosable Zip Bag 9 x 12 | 4 mil clear heavy duty reclosable transport bag with yellow and black print chemotherapy safety warning. | chemotherapy-transport-reclosable-zip-bag-9-x-12-972.png
SKU: LWSCMP-RT12-15TT | LW Scientific 12-Place Test-Tube Rotor | To be used with our Combination centrifuge. 12 place test-tube rotor | 12-place-test-tube-rotor-515.jpg
SKU: LWSCMP-RT24-02MT | LW Scientific 24-Place Microtube Rotor | To be used with Combination centrifuge. 24-place microtube rotor. | 24-place-microtube-rotor-cd6.jpg
SKU: LWSHEC-24HF-7501 | LW Scientific 24-place Hematocrit Centrifuge | This unit is designed for flexibility and ease of use in the laboratory or â€¨elsewhere. It spins 24 standard 75mm capillary tubes at 12,000 rpms.â€¨ A handy microhematocrit reader is provided with each unit. The readerâ€¨disk allows for reading the tubes directly on the rotor withoutâ€¨ picking them up. | 24-place-hematocrit-centrifuge-6d8.jpg
SKU: MAI4928 | Medical Action Industries Gent-L-Kare Specimen Container with Screw Cap, 4 Oz | Gent-L-Kare specimen containers are individually packaged in polybag. Graduations labeled in ounces and cc's, 4 oz / 120 cc capacity. Sterile containers have many uses in hospital and clinical settings. | gent-l-kare-specimen-container-with-screw-cap-4-oz-8ea.jpg
SKU: CGS06F23-03 | Coag-Sense PT/INR System 3 Box Promo Kit | The Coag-Sense PT/INR Monitoring System is a medical device for quantitative Prothrombin Time (PT) and International Normalized Ratio (INR) testing using Coag-Sense Test Strips. The Coag-Sense system can be used for self-testing of clotting times by patients at home. However, results obtained should not be used to adjust your medication without talking with your doctor or health care professional. | pt-inr-system-3-box-promo-kit-ee3.png
SKU: RCHE08126771001 | Roche Diagnostics CoaguChek XS System 5 Box Transition Kit | CoaguChek XS System 5 Box Transition Kit, Includes: (1) CoaguChek XS System Meter, (5) CoaguChekÂ® XS PT Test Strips, 48 ct (New CoaguChek Customer Only) (Available through March 31, 2017) | coaguchek-xs-system-5-box-transition-kit-b7e.jpg
SKU: RCHE08468745001 | Roche Diagnostics CoaguChek Extra Small Bundle Kit | The CoaguChek XS System is intended for use by professional healthcare providers for quantitative prothrombin time testing for monitoring warfarin therapy. The system uses exclusive technology to help ensure accurate results, and offers the flexibility and control that healthcare professionals need to confidently manage a wide range of anticoagulated patients | coaguchek-extra-small-bundle-kit-441.jpg
SKU: RCHE08468753001 | Roche Diagnostics CoaguChek XS Bundle Kit | The CoaguChek XS System is intended for use by professional healthcare providers for quantitative prothrombin time testing for monitoring warfarin therapy. The system uses exclusive technology to help ensure accurate results, and offers the flexibility and control that healthcare professionals need to confidently manage a wide range of anticoagulated patients | coaguchek-xs-bundle-kit-de5.jpg
SKU: RCHE04837975001 | Roche Diagnostics CoaguChek XS Professional Meter Kit | The new CoaguChek XS System uses exclusive smart technology to help ensure accurate results offering the flexibility and control you need to confidently manage a wide range of anticoagulated patients.The CoaguChekÂ® XS system is a convenient, portable and user-friendly instrument for monitoring oral anticoagulation therapy. It determines the INR value (International Normalized Ratio) from a drop of capillary whole blood â€“itâ€™s simple, precise and reliable. | coaguchek-xs-professional-meter-kit-f64.jpg
SKU: CGS03P56-50 | Coag-Sense PT INR Test Strips | Coag-Sense PT/INR Test Strips do not require a large amount of blood to work (10 Âµl minimum). Each strip is barcoded so no calibration code or chip is required. | pt-inr-test-strips-80c.jpg
SKU: RCHE04625315160 | Roche Diagnostics CoaguChek XS PT Test Strips | The CoaguChek XS PT/INR System has revolutionized the monitoring world for PT/INR testing and it is easy to see why more CoaguChek strips are used for point-of-care anticoagulation testing than all other brands combined.This system is easy and convenient to use as the strips allow for dosing from the top, right, or left for simpler blood application. The dosing size is very small, at only 8Âµl, and the CoaguChek system uses the fingerstick test. Most patients prefer this method because it ensures that they will have the most comfortable testing experience possible with a non-invasive finger test.Consistent monitoring of patient allows doctors to make proper adjustments when necessary and to ensure that PT/INR levels remain within the target range. By doing so, medical professionals are able to lower the risk of serious health complications such as bleeding or clots. At the end of the day, frequent testing is the best way to monitor the way patients are reacting to medication and make changes when needed.Your team will love using CoaguChek test strips. The results are accurate and precise, and load within approximately one minute. The system also performs on board quality control, so no outside QC is needed. These test strips, sold in 48 test boxes, can be used to manage a large variety of patients with only one simple, accessible device. The device is small, battery powered, and easy to use in even the most chaotic environments. The automatic controls turn the device on with strip insertion and off with time, so you do not have to worry about a thing. Your testing process will be simplified for you and your patients with the CoaguChek XS System and test strips.Please keep in mind that these strips have up to a 21-month shelf life for strips from the date of manufacture. No refrigeration during this time period is required.At 4MD Medical, our top priority is providing medical professionals and patients with the highest quality equipment available at some of the lowest prices. If you have any questions about your order or this product, in particular, give us a call at 877-463-5818, and we will be happy to assist you. CoaguChek Test Strips have become a staple int he space due to their reliability and the convenience for patients who are frequently tested . Plus, shipping is free on select order over $250 making it easy to get up and running in a number of days. Shop 4MD Medical today and save! | coaguchek-xs-pt-test-strips-af4.jpg
SKU: AHI902009 | Alere Lancets Unistik 21G | Lancets Unistik 21G Single Use Needles for INRatio2 and INRatio PT/INR Monitoring Systems | lancets-unistik-21g-80c.jpg
SKU: RCHE05021537001 | Roche Diagnostics CoaguChek XS Plus Meter System | CoaguChek XS Plus Meter Care Kit, CLIA Waived Built-in QC and data management for POC anticoagulation testing | coaguchek-xs-plus-meter-system-812.jpg
SKU: AHI100260 | Alere INRatio Power Supply | On board quality controls. High and low control tests are performed in real time, side by side with the PT test, using the same drop of blood, ensuring the reliability of each and every test. No additional costly, time consuming external control tests or materials are recommended. Easy to use simple fingerstick test procedure. Self-maintaining system requires only routine cleaning, 3-button interface to change time, date, and access test memory. Unlike some other systems, use any lancet device to collect blood, and apply the one drop sample directly onto a test strip. Rapid test results in less than 2 minutes. Consistent, reliable results comparable to a central laboratory. Stores up to 60 results in memory. Powered by AC adapter or 4 AA batteries. Built in communication port for a printer. (PHYSICIAN SALE ONLY) | inratio-power-supply-2cd.jpg
SKU: CGS03P69-10 | Coag-Sense Control Strip Kit | 5 high-control strips, 5 low-control strips, 2 control-activation solution vials and sample transfer tubes. | control-strip-kit-a26.jpg
SKU: RCHE12032155001 | Roche Diagnostics CoaguChek PT Quality Control Device, Level 1 & Level 2, 1 EQC | CoaguChek PT Quality Control Device, Level 1 & Level 2, 1 EQC | coaguchek-pt-quality-control-device-level-1-level-2-1-eqc-bd2.jpg
SKU: RCHE04805640001 | Roche Diagnostics CoaguChek XS Plus Rechargeable Battery Pack | CoaguChek XS Plus Rechargeable Battery Pack | coaguchek-xs-plus-rechargeable-battery-pack-7c4.jpg
SKU: RCHE05530199160 | Roche Diagnostics CoaguChek XS Pro Care Meter Kit | The CoaguChekÂ® XS Plus System is an innovative point of care PT/INR monitoring system. It provides immediate access to test results, enabling healthcare professionals to make real-time treatment decisions. This system offers the flexibility and control needed to confidently manage a wide range of anticoagulated patients. | coaguchek-xs-pro-care-meter-kit-c8d.png
SKU: RCHE04805658160 | Roche Diagnostics Coaguchek XS Plus Base Unit | The CoaguChekXS Plus System is an innovative, CLIA-waived, point-of-care PT/INR monitoring system. It provides immediate access to test results enabling healthcare professionals to make real-time treatment decisions. This system offers the flexibility and control needed to confidently manage a wide range of anticoagulated patients. | coaguchek-xs-plus-base-unit-156.jpg
SKU: CGS03P60-01 | Coag-Sense PT INR Coagulation Meter Kit | PT/INR Monitoring System, the first PT/INR system to directly detect clot formation representing a breakthrough in PT/INR testing design simplicity! Coag-Sense Meter Includes: professional user's manual, professional quick reference guide, auto single use lancets - starter bag of 12, 4 AA alkaline batteries, AC power supply. | pt-inr-coagulation-meter-kit-bff.jpg
SKU: CGS06F23-64 | Coag-Sense PT/INR System 5 Box Promo Kit | The Coag-Sense PT/INR Monitoring System is a medical device for quantitative Prothrombin Time (PT) and International Normalized Ratio (INR) testing using Coag-Sense Test Strips. The Coag-Sense system can be used for self-testing of clotting times by patients at home. However, results obtained should not be used to adjust your medication without talking with your doctor or health care professional. | pt-inr-system-5-box-promo-kit-09f.jpg
SKU: IMMS200-202 | Immunostics Microcuvettes | The Immunostics Microcuvettes are packaged 200 per case and designed for use with the Hemochroma Plus. | microcuvettes-359.png
SKU: CDSS501-067 | Clinical Diagnostic Solutions Diluent (Cell-Dyn 1400, 1600, & 1700) 20 Liters | FeatureSize 20 Liters | diluent-cell-dyn-1400-1600-1700-20-liters-f0b.jpg
SKU: CDSS501-077 | Clinical Diagnostic Solutions CDS NextGeneration Reagent System for Lytic Reagent Cyanide Free 1 Liter | CDS NextGenerationâ„¢ reagent systems are designed for use on Abbott Cell-DynÂ® Analyzers. | cds-nextgeneration-reagent-system-for-lytic-reagent-cyanide-free-1-liter-d33.jpg
SKU: CDSS501-056 | Clinical Diagnostic Solutions CDS NextGeneration Reagent System for Abbott Cell Dyn 1800 20 Liters | CDS NextGenerationâ„¢ reagent systems are designed for use on Abbott Cell-DynÂ® Analyzers. | cds-nextgeneration-reagent-system-for-abbott-cell-dyn-1800-20-liters-812.jpg
SKU: ATXAL7000F-KIT | Alere Toxicology Alere AlcoMate Breathalyzer Kit | The Alere AlcoMate Breathalyzer Kit is a reliable and quick breath testing system which you can activate via the 1-button operation feature. No calibration required.The installed PRISM Calibration Sensor gives you the best sample of blood alcohol concentration. This breathalyzer also comes with a modular sensor techonology to guarantee the user will exhale the required duration and force. The sensor also features low battery indicator, audible alerts and automatically shuts fown. | alere-alcomate-breathalyzer-kit-c82.jpg
SKU: DDS0-DD-CARELYTE | DiaSys Diagnostic Systems Xâ€¢pediteâ„¢ ISE VET Electrolyte Analyzer | Stand-alone Electrolyte analyzer for Veterinary use. Sample volume of only 90ÂµL. Throughput of 60 tests /hr. Utilizes Ion Electrode Electrode technology for determination of Na?, K?, ClÂ¯ or Ca??.Multi-species capabilities to include Feline, Canine, Bovine, Swine, Ovine and open. Approximately 14 lbs. | xbullpeditetrade-ise-vet-electrolyte-analyzer--d48.jpg
SKU: SMNS11065645 | Siemens Diagnostics Xprecia Stride PT INR Test Strips | Siemens Test Strips for use with the Siemens Xprecia Stride PT INR Analyzer. | xprecia-stride-pt-inr-test-strips-4e8.jpg
SKU: SMNS11065584 | Siemens Diagnostics Xprecia Stride POC Coagulation Analyzer for PT INR Testing | With the Xprecia Stride analyzer, healthcare professionals can feel confident that they are getting the usability, safety, efficiency, and accuracy they need. The Xprecia Stride analyzer is designed specifically to meet the needs of todayâ€™s healthcare professionals and address the key areas of importance in POC testing. | xprecia-stride-poc-coagulation-analyzer-for-pt-inr-testing-7a8.jpg
SKU: SMNSSTARTPT3EXP3 | Siemens Diagnostics Xprecia Stride Analyzer Kit PT/INR Reagent Kit | Program Specifics: (1) Xprecia Stride Analyzer Kit (#11065584), (3) Xprecia Stride PT/INR Reagent Kit: Each kit includes 100 Strips (4 vials of 25 strips each) (#11065645), (6) PT Liquid Quality Control Kit (#10873633), 36 Month Warranty with Accidental Coverage, and Expanded Warranty (Covering Accidental Damage) (Expanded warranty needs to be purchased along with new analyzer) - Effective 4/1/17 - 12/31/17 | xprecia-stride-analyzer-kit-pt-inr-reagent-kit-384.jpg
SKU: SMNSSTARTPT3EXP | Siemens Diagnostics Xprecia Stride Analyzer Kit | Program Specifics: (1) Xprecia Stride Analyzer Kit (#11065584), (3) Xprecia Stride PT/INR Reagent Kit: Each kit includes 100 Strips (4 vials of 25 strips each) (#11065645), (6) PT Liquid Quality Control Kit (#10873633), 12 Month Warranty with Accidental Coverage (Covering Accidental Damage) (This option needs to be purchased along with new analyzer) - Effective 4/1/17 - 12/31/17 | xprecia-stride-analyzer-kit-154.jpg
SKU: SMNSSTARTPT5EXP3 | Siemens Diagnostics Program Specifics: Xprecia Stride Analyzer Kit Xprecia Stride PT/INR Reagent Kit: Each kit includes 100 Strips PT Liquid Quality Control Kit 12 Month Warranty with Accidental Coverage - Effective 4/1/17 - 12/31/17 | Program Specifics: (1) Xprecia Stride Analyzer Kit (#11065584), (5) Xprecia Stride PT/INR Reagent Kit: Each kit includes 100 Strips (4 vials of 25 strips each) (#11065645), (6) PT Liquid Quality Control Kit (#10873633), 12 Month Warranty with Accidental Coverage (Covering Accidental Damage) (This option needs to be purchased along with new analyzer) - Effective 4/1/17 - 12/31/17 | program-specifics-xprecia-stride-analyzer-kit-xprecia-stride-pt-inr-reagent-kit-each-kit-includes-100-strips-pt-liquid-quality-control-kit-12-month-wa-ce8.jpg
SKU: SMNSSTARTPT5EXP5 | Siemens Diagnostics Program Specifics: Xprecia Stride Analyzer Kit Xprecia Stride PT/INR Reagent Kit: Each kit includes 100 Strips PT Liquid Quality Control Kit 36 Month Warranty with Accidental Coverage and Expanded Warranty - Effective 4/1/17 - 12/31/17 | Program Specifics: (1) Xprecia Stride Analyzer Kit (#11065584), (5) Xprecia Stride PT/INR Reagent Kit: Each kit includes 100 Strips (4 vials of 25 strips each) (#11065645), (6) PT Liquid Quality Control Kit (#10873633), 36 Month Warranty with Accidental Coverage, and Expanded Warranty (Covering Accidental Damage) (Expanded warranty needs to be purchased along with new analyzer) - Effective 4/1/17 - 12/31/17 | program-specifics-xprecia-stride-analyzer-kit-xprecia-stride-pt-inr-reagent-kit-each-kit-includes-100-strips-pt-liquid-quality-control-kit-36-month-wa-12e.jpg
SKU: BKM6605486 | Beckman Coulter AcT Coulter diff with AcT Pak Reagent Kit | The AcT diff is an affordable, compact system that features the power of our proven histogram differential technology. Ideal for labs performing up to 50 CBCs a day, the AcT diff is a popular choice for the low-Â­volume needs of todayâ€™s physician office labs and smaller laboratories. | act-coulter-diff-with-act-pak-reagent-kit-b01.jpg
SKU: JANTMD550 | Jant Pharmacal The LipidPlus Total Cholesterol and Glucose Measuring System | The LipidPlus Total Cholesterol and Glucose Measuring System offers a convenient, accurate and cost-effective way to test for total cholesterol, triglyceride and glucose levels. The LipidPlus system's ease of use and reliability will provide the rapid lipid and glucose results you need in your practice for immediate counseling and timely intervention. | the-lipidplus-total-cholesterol-and-glucose-measuring-system-a73.jpg
SKU: JANTMD551 | Jant Pharmacal LipidPlus Printer | Mobile printer enables immediate or later retrieval and printing of your patient's lab results. Includes rechargeable battery, power adapter, interface cable and paper roll. | lipidplus-printer-690.jpg
SKU: JANTMD540 | Jant Pharmacal LipidPlus Glucose Test Strips | LipidPlus glucose test strips provide a quantitative measurement of glucose concentration from capillary whole blood. Samples can be taken from the fingertip, ventral palm, dorsal hand, upper arm, forearm, calf, or thigh | lipidplus-glucose-test-strips-1e3.jpg
SKU: AUI760001 | Arkray Glucocard Vital Blood Glucose Meter Black & 10-Test Strips | Everything a blood glucose meter should be â€“ fast, accurate and easy to use. A small 0.5mL sample size in our GO-based test strip platform gives accurate results in as little as 7 seconds. And the auto coded meter has a 250 test-memory to help you keep track of your "Vitals." | glucocard-vital-blood-glucose-meter-black-10-test-strips--018.jpg
SKU: MKS30142400 | McKesson Blood Glucose Test Strips TRUEtrack 50 Test Strips per Box | Blood Glucose Test Strips TRUEtrack 50 Test Strips per Box. | blood-glucose-test-strips-truetrack-50-test-strips-per-box-3c0.jpg
SKU: LWSURS-02PR-GLPR | LW Scientific Urine Reagent Test Strips, 2 Parameter | Tests for: Glucose, Protein | urine-reagent-test-strips-2-parameter-5e9.jpg
SKU: OMNH02AB0310 | Omnis Health Embrace Control Solution, Low | Hi/Low control solution for use only with Omnis Embrace Meter. | embrace-control-solution-low-d39.jpg
SKU: PRDC53310 | Prodigy Diabetes Care Control Solution Low | The Prodigy Glucose Control Solution provides a quick, easy way to ensure accurate blood glucose testing. | control-solution-low-f22.jpg
SKU: RCHE4528638001 | Roche Diagnostics ACCU-CHEK Aviva 2 Level Glucose Control Solution, High / Low, 2.5ml | For use with ACCU-CHEK Aviva System. Two 2.5ml bottles of control solution, one for high-level test and one for low-level test. | accu-chek-aviva-2-level-glucose-control-solution-high-low-25ml-4f9.jpg
SKU: ISG1723941 | Health Care Wholesalers TRUEbalance Blood Glucose Monitoring System, 1.0 ml | Features no coding technology for fast and easy testing. Measures and corrects for environmental variations with results delivered in just 10 seconds with a small 1.0 ml blood sample. Includes date and time stamp, 365 test result memory, and 14- and 30-day test averaging. Test strips feature patented quad-electrode technology that enables accurate and precise measurements. TRUEfill tip design on test strips allow for precise entry of blood. Lifetime warranty. | truebalance-blood-glucose-monitoring-system-10-ml-f41.jpg
SKU: ISG172200 | Health Care Wholesalers TRUEtrack Blood Glucose Monitoring System, 1.0 ml | Biosensor technology delivers results in only 10 seconds. Easy, two-step operation. Approved for alternate site forearm or fingertip testing. Capillary action requires only 1.0 ml of blood for more comfortable testing. Features 365-test result memory, date and time, and 14- and 30-day averaging. Data port for internet upload. Lifetime warranty. Use with TRUEtrack Test Strips only.Contents include: TRUEtrack meter Blood Glucose Monitor with 3V battery installed, 10 TRUEtrack Smart System test strips, code chip, check strip, lancing device with optional clear cap for alternate site, 10 lancets, TRUEcontrol Control Solution, owner's booklet, quick reference guide, self test log book, compact carrying case. | truetrack-blood-glucose-monitoring-system-10-ml-ee6.jpg
SKU: LFCN21208 | Lifescan OneTouch UltraMini Blood Glucose Meter System, Silver | The OneTouch UltraMini is a small, fast and simple way to test your blood sugar. It is small enough to fit in a purse or pocket. The OneTouch UltraMini works with OneTouchUltra Blue Test Strips, the only brand with DoubleSure Technology which automatically checks each blood sample twice. 3-year warranty. | onetouch-ultramini-blood-glucose-meter-system-silver-5f8.jpg
SKU: LWSURS-01PR-GL77 | LW Scientific Urine Reagent Test Strips 1 Parameter Glucose | Urine Reagent Test Strips, 1 Parameter, Glucose. | urine-reagent-test-strips-1-parameter-glucose-71c.jpg
SKU: IMMSHSSPENV-20 | Immunostics Immunostics Hema-Screen SPECIFIC Mailing Envelope Box | Use this immunochemical fecal occult bood collection mailing envelope in conjunction with an iFOBT cassette and buffer tube to detect human hemoglobin [Hb (globin)] in stool. | immunostics-hema-screen-specific-mailing-envelope-box-67f.jpg
SKU: MKS12112400 | McKesson Urine Reagent Strip 100 Strips | Urine Reagent Strip McKesson 100 Strips For use with the McKesson 120 Urine Analyzer (MFR # 121-120). Firm plastic strips featuring 10 parameter reagent testing pads. Test results may provide information about carbohydrate metabolism, kidney and liver function, acid-base balance and bacteriuria. These strips provide test results for the following reagents: Leukocytes, Nitrite, Urobilinogen, Protein, pH, Blood, Specific Gravity, Ketone (Acetoacetic Acid), Bilirubin, and Glucose. | urine-reagent-strip-100-strips--03a.jpg
SKU: OTSI1001-0078 | Orasure Technologies Oraquick Advance Rapid HIV Test CLIA Waived | The OraQuick ADVANCEÂ® HIV-1/2 Antibody Test is a single-use, qualitative immunoassay to detect antibodies to Human Immunodeficiency Virus Type 1 (HIV-1) and Type 2 (HIV-2) in oral fluid, fingerstick, whole blood, venipuncture whole blood and plasma specimens. The kit is intended for use as a point of care test to aid in the diagnosis of infection with HIV-1 and HIV-2. | oraquick-advance-rapid-hiv-test-clia-waived-150.jpg
SKU: SMNS10313436 | Siemens Diagnostics Hema Check with Controls Slide Test For Fecal Occult Blood | Hema Check with Controls Slide Test For Fecal Occult Blood. | hema-check-with-controls-slide-test-for-fecal-occult-blood--57b.jpg
SKU: QLCN20229 | Quidel Sofia Hcg FIA | Sofia hCG Fluorescent Immunoassay (FIA), with Kinetic CheckTM technology uses advanced immunofluorescence-based lateral-flow technology to detect human Chorionic Gonadotropin (hCG) in urine specimens. Sofia hCG FIA uses monoclonal antibodies specific to the beta subunit of hCG to capture and detect hCG, which enhances specificity as the alpha subunit of hCG is nearly identical to the alpha subunit found in LH, FSH and TSH.To perform the Sofia hCG FIA, a urine specimen is collected and dispensed into the Sample Well on the Test Cassette. The Cassette is placed inside Sofia for an automatically defined development time.The Kinetic Check technology gives the user greater flexibility, up to 5 minutes, before placing the Cassette into Sofia for analysis.Sofia will scan the test strip and measure the immunofluorescent signal by processing the results using method-specific algorithms. The test results can also be automatically printed on an integrated printer if this option is selected.An internal control line helps ensure that the rapid hCG test has been executed properly, that the kit reagents are performing appropriately, and that adequate flow has occurred through the test strip. Another fluorescent line should form at the Control position on the test strip each time a specimen or control is tested. If no control line is detected, the test will be reported as invalid by Sofia. The enhanced sensitivity of the Sofia hCG FIA gives you accuracy and confidence in rapid testing.Sofia hCG FIA is one in a growing menu of the fluorescent antibody tests available for use on Sofia. This easy-to-use qualitative fluorescent test can be used as an aid in the early detection of pregnancy. | sofia-hcg-fia-3bd.png
SKU: SEKD190 | Sekisui Diagnostics OSOM Influenza A & B Test | Due to FDA Reclassification of "Rapid Influenza" the OSOM 190 will no longer be available for sale after Jan 12, 2018 and has been replaced with OSOM Ultra Flu Influenza A & B Test SKU # SEKD1006Â whichÂ can beÂ purchasedÂ HERE.An immunochromatographic assay intended for the qualitative detection of Influenza A and Influenza B viral nucleoprotein antigens from nasal swab specimens. | osom-influenza-a-b-test-ae8.jpg
SKU: BKM395067A | Beckman Coulter Hemoccult ICT Test Device | Hemoccult ICT is the latest and most advanced fecal occult blood test (FOBT) in the Hemoccult product line. Hemoccult ICT is a fecal immunochemical Test (FIT), which is clinically proven to detect bleeding associated with more cancers and polyps than traditional guaiac-based FOBTs. Because of its superior specificity for lower GI bleeding, Hemoccult ICT is an ideal screening tool for colorectal cancer (CRC). This specificity also reduces the number of false positive test results. Safe and non-invasive, Hemoccult ICT is very patient-friendly. There are no diet or drug restrictions for patients to follow while they are using it, which helps increase patient compliance. | hemoccult-ict-test-device-5fa.jpg
SKU: QLCN20121 | Quidel Quickvue Mono Test | The QuickVue+ Mononucleosis Test detects IgM heterophile antibodies in acute phase infections using serum, plasma or whole blood. The QuickVue+ Mononucleosis Test utilizes an extract of bovine erythrocytes which give a greater sensitivity and specificity than similar extracts prepared from sheep and horse erythrocytes. Clearly distinguishable +/â€“ result, flexible specimen collection options, and a test complete indicator make rapid mono testing easy. | quickvue-mono-test-f26.jpg
SKU: APOC430-100 | Alere BinaxNOW RSV Card | Alere BinaxNOWÂ® RSV Card is an in vitro rapid immunochromatographic assay used to detect respiratory syncytial virus (RSV) fusion protein antigen in nasal wash and nasopharyngeal (NP) swab specimens from symptomatic patients. It is intended to aid in the diagnosis of RSV infections in patients under the age of 5. RSV is the most common cause of severe respiratory illness in young children. The Alere BinaxNOWÂ® RSV Card is one of the easiest tests to run on the market today and helps reduce the spread of infection. | binaxnow-rsv-card-83c.jpg
SKU: SEKD145 | Sekisui Diagnostics OSOM Mono Test Kit | For the qualitative detection of infectious mononucleosis heterophilic antibodies in serum, plasma or whole blood. | osom-mono-test-kit-246.jpg
SKU: OTSI1001-0079 | Orasure Technologies OraQuick Advanc HIV 1/2 Antibody Test | The OraQuick ADVANCEÂ® HIV-1/2 Antibody Test is a single-use, qualitative immunoassay to detect antibodies to Human Immunodeficiency Virus Type 1 (HIV-1) and Type 2 (HIV-2) in oral fluid, fingerstick, whole blood, venipuncture whole blood and plasma specimens. The kit is intended for use as a point of care test to aid in the diagnosis of infection with HIV-1 and HIV-2. | oraquick-advanc-hiv-1-2-antibody-test-e48.jpg
SKU: QLCN20109 | Quidel QuickVue One Step hCG Urine Test | The QuickVue One-Step hCG Urine test is a sensitive immunoassay for the qualitative detection of human chorionic gonadotropin (hCG) in urine for the early detection of pregnancy. | quickvue-one-step-hcg-urine-test-8da.png
SKU: QLCN20193 | Quidel QuickVue RSV Test Kit | The QuickVue RSV test is a dipstick immunoassay which allows for the rapid, qualitative detection of respiratory syncytial virus (RSV) antigen (viral fusion protein) directly from nasopharyngeal swab, nasopharyngeal aspirate, or nasal/nasopharyngeal wash specimens for symptomatic pediatric patients (eighteen years of age and younger). A single sample can be used to run both the QuickVue RSV test and QuickVue brand Influenza tests. Diagnosing and managing respiratory syncytial virus (RSV) is serious business. In the U.S., RSV is estimated to be responsible for 73,400 to 126,300 hospitalizations annually for bronchiolitis and pneumonia alone among children younger than one year.1 In children hospitalized with an RSV infection, it is believed to be the most common viral cause of death in children younger than five years, particularly in children younger than one year.Due to potentially serious complications that may result from RSV, prompt detection and management are critical. The QuickVue RSV test is a simple and accurate test that can aid in diagnosing RSV quickly and confidently, giving the results you need. Right. Now. | quickvue-rsv-test-kit-fad.jpg
SKU: SEKD181 | Sekisui Diagnostics OSOM Trichomonas Rapid Test | A rapid test for the detection of Trichomonas vaginalis. | osom-trichomonas-rapid-test-637.jpg
SKU: QLCN0347 | Quidel Strep A Swab Pack | A truly one-step test via unique patented in-line extraction method reduces hands-on time and provides quick results in 5 minutes or less. Two-color results give you clear readability, and the proven accuracy of QuickVue provides dependable results. | strep-a-swab-pack-be0.jpg
SKU: BKM66040A | Beckman Coulter Gastroccult Tests and Instructions | The only rapid test designed specifically for detecting gastric occult blood and determining gastric pH in one device. This CLIA Waived test gives results in 30 seconds for pH, and 60 seconds for occult blood, and includes a convenient pH comparison chart for the clinically relevant range. With an on-slide Performance Monitor, it can detect low levels of blood in samples containing bile, eliminating subjective visual judgments. Results within 1 minute. | gastroccult-tests-and-instructions-c4c.jpg
SKU: APOC4581225020 | Alere Point of Care Strep A Dipstick Test Kit | Alere Point of Care Clearview Strep A Exact II Dipstick, Dipstick Test Kit, Results in 1 Minute. Provides highly sensitive and specific tests for Group A Strep. | point-of-care-strep-a-dipstick-test-kit-319.jpg
SKU: APOC4581255020 | Alere hCG Urine Cassette Test Kit CLIA Waived Results in 1 Minute | Provides highly sensitive and specific tests for pregnancy. | hcg-urine-cassette-test-kit-clia-waived-results-in-1-minute-6c3.jpg
SKU: ATXI-DUA-147-012 | Alere iCup Drug Screen 4 AD | Drug Test iCup A.D. (OX, SG, Ph) Tests For COC THC OPI and mAMP CLIA Waived. | icup-drug-screen-4-ad-a76.jpg
SKU: BD256040 | BD Veritor System Strep A Test Kit | The BD Veritorâ„¢ System for Rapid Detection of Group A Strep is a rapid chromatographic immunoassay for the direct and qualitative detection of Group A Streptococcus antigen from throat swab of symptomatic patients. It is intended to be used in conjunction with the BD Veritor System Reader as an aid in the diagnosis of Group A Strep. All negative test results should be confirmed by bacterial culture because negative results do not preclude Group A Strep infection and should not be used as the sole basis for treatment. | veritor-system-strep-a-test-kit-dd4.png
SKU: APOC92001 | Alere Acceave Strep A Rapid Test | The AcceavaÂ® Strep A test is a rapid chromatographic immunoassay for the qualitative detection of Strep A antigen from throat swab specimens to aid in the diagnosis of Group A Streptococcal pharyngitis. Acceava Strep A test is a CLIA-waived rapid Strep A test. | acceave-strep-a-rapid-test-784.jpg
SKU: ULTM61200 | UltiMed Control Solution 4mL | Specifically calibrated for dogs and cats and delivers the latest in blood glucose monitoring technology to the veterinary market. | control-solution-4ml-061.jpg
SKU: APOC730-025 | Alere Strep A Test Kit Results in 5 Minutes | The BinaxNOWÂ® Strep A Test is a rapid immunochromatographic assay for the qualitative detection of Streptococcus pyogenes Group A antigen from throat swab specimens to aid in the diagnosis of Group A pharyngitis. BinaxNOWÂ® Strep A Test utilizes a simple to use on board extraction system.Effective enables prompt and appropriate antibiotic therapy, thus reducing the course of the illness, lessening the severity of symptoms, and reducing the chances of further spread or complications. | strep-a-test-kit-results-in-5-minutes-26f.jpg
SKU: QLCN20264 | Quidel Sofia 2 RSV FIA Starter Kit Includes: Leased Sofia 1 Install Pack and 3 RSV Kits | The Sofia RSV Fluorescent Immunoassay (FIA) uses advanced immunofluorescence-based lateral-flow technology to detect respiratory syncytial virus (RSV) nucleoprotein antigen directly from nasopharyngeal swab and nasopharyngeal aspirate/wash specimens from symptomatic patients. The high sensitivity of the Sofia RSV FIA offers confidence in rapid RSV testing.Sofia 2 with Advance Result Technology (ART) delivers accurate, objective and automated results in as few as three minutes. | sofia-2-rsv-fia-starter-kit-includes-leased-sofia-1-install-pack-and-3-rsv-kits-b4f.png
SKU: MKS50322400 | McKesson Rapid Diagnostic Consult hCG Pregnancy Test Urine Sample CLIA Waived | McKesson Consultâ„¢ hCG Urine Dipstick Test, A rapid test for the qualitative detection of human chorionic gonadotropin (hCG) in urine. | rapid-diagnostic-consult-hcg-pregnancy-test-urine-sample-clia-waived-4dc.jpg
SKU: JANTID392 | Jant Pharmacal Accutest H. pylori Test Whole Blood, Serum | The Accutest H. pylori Whole Blood/Serum Cassette Test is a rapid lateral flow, qualitative immunoassay. It is intended for use at point of care facilities to detect the presence of IgG antibodies specific to Helicobacter pylori (H. pylori) in human blood or serum. It provides an aid in the diagnosis of infection by H. pylori.Helicobacter pylori has been associated with a variety of gastrointestinal diseases including gastritis, duodenal and gastric ulcer, non-ulcer dyspepsia, gastric adenocarcinoma and lymphoma. The exact role that H. pylori plays in gastrointentinal disease still needs to be precisely defined and is the subject of ongoing research. However, the prevalence rates for H. pylori infection, as demonstrated by histological and bacteriological methods, can approach 90% in patients who present clinical symptoms of the gastrointestinal diseases listed above. H. pylori does not appear to invade the bloodstream since no isolates yet have been detected using commercial blood culture methods. H. pylori infections occur in human populations throughout the world. In developed countries, about 50% of the population may have H. pylori infection by the age of 60 years, while only 10-20% of adults in the third decade of life have it.In patients who present clinical symptoms relating to the gastrointestinal tract there are two major methods of investigation: invasive and noninvasive. Invasive methods include culture of gastric biopsy samples, histologic examination of stained biopsy specimens, or direct detection of the urease activity in the biopsy. These methods require a biopsy sample by endoscopy, which is expensive, and usually results in discomfort and risk to the patient. Noninvasive techniques include urea breath tests and serological methods. Urea breath tests require the use of a small amount of radioactivity and a mass spectrometer. Serologic tests are employed to detect antibodies as human immune system response to H. pylori. Two methods appear to be of great interest regarding their use in H. pylori routine serology, namely the ELISA and the Western immunoblot because they offer the most versatility in regards to immunoglobulin specificity and relative ease of use.This H. pylori whole blood/Serum Cassette Test detects lgG antibodies specific to H. pylori infection in patients blood or serum. It is a noninvasive method and does not use radioactive isotopes; the assay procedures are easy and do not require professional training; it provides a rapid result. It is a useful on-site aid in the diagnosis of H. pylori infection. | accutest-h-pylori-test-whole-blood-serum-178.jpg
SKU: JANTID750 | Jant Pharmacal Accutest H. pylori Test Urease Test | H. pylori is a major cause of diseases of the gastrointestinal tract. Eradication of the infection in individuals will improve symptoms including dyspepsia, gastritus and gastric ulcers, and may prevent gastric cancer. While there are several methods of detecting H. pylori, biopsy testing using rapid urease is considered to be the Gold Standard for detecting active H. pylori infections. | accutest-h-pylori-test-urease-test-f12.jpg
SKU: JANTCS612 | Jant Pharmacal Accutest iFOBT - Dual Sample Test | A unique immunological Fecal Occult Blood test that allows for two samples to be tested - economically - on the same test card.The Accutest Immunological Fecal Occult Blood Test is a rapid, qualitative, sandwich immunoassay for the determination of fecal occult blood in human stool sample by laboratories or physician offices. It is useful to determine gastrointestinal (GI) bleeding found in a number of gastrointestinal (GI) disorders, e.g diverticulitis, colitis, polyps, and colorectal cancer. This test is recommended for use in 1) routine physical examinations, when hospital patients are first admitted, 2) hospitals monitoring for bleeding in patients, 3) Screening for colorectal cancer or gastrointestinal bleeding from any source. | accutest-ifobt-dual-sample-test-adb.jpg
SKU: JANTCS632 | Jant Pharmacal Accutest iFOBT Dual Sample Test | A unique immunological Fecal Occult Blood test that allows for two samples to be tested - economically - on the same test card.The Accutest Immunological Fecal Occult Blood Test is a rapid, qualitative, sandwich immunoassay for the determination of fecal occult blood in human stool sample by laboratories or physician offices. It is useful to determine gastrointestinal (GI) bleeding found in a number of gastrointestinal (GI) disorders, e.g diverticulitis, colitis, polyps, and colorectal cancer. This test is recommended for use in 1) routine physical examinations, when hospital patients are first admitted, 2) hospitals monitoring for bleeding in patients, 3) Screening for colorectal cancer or gastrointestinal bleeding from any source. | accutest-ifobt-dual-sample-test-880.jpg
SKU: JANTCS605 | Jant Pharmacal Accutest iFOBT - Single Sample Test | The Accutest Immunological Fecal Occult Blood Test is a rapid, qualitative, sandwich immunoassay for the determination of fecal occult blood in human stool sample by laboratories or physician offices. It is useful to determine gastrointestinal (GI) bleeding found in a number of gastrointestinal (GI) disorders, e.g., diverticulitis, colitis, polyps, and colorectal cancer. This test is recommended for use in 1) routine physical examinations, when hospital patients are first admitted, 2) hospitals monitoring for bleeding in patients, 3) Screening for colorectal cancer or gastrointestinal bleeding from any source. | accutest-ifobt-single-sample-test-4d4.jpg
SKU: JANTCS605 | Jant Pharmacal Accutest iFOBT - Single Sample Test | The Accutest Immunological Fecal Occult Blood Test is a rapid, qualitative, sandwich immunoassay for the determination of fecal occult blood in human stool sample by laboratories or physician offices. It is useful to determine gastrointestinal (GI) bleeding found in a number of gastrointestinal (GI) disorders, e.g., diverticulitis, colitis, polyps, and colorectal cancer. This test is recommended for use in 1) routine physical examinations, when hospital patients are first admitted, 2) hospitals monitoring for bleeding in patients, 3) Screening for colorectal cancer or gastrointestinal bleeding from any source. | accutest-ifobt-single-sample-test-4d4.jpg
SKU: JANTCS605 | Jant Pharmacal Accutest iFOBT - Single Sample Test | The Accutest Immunological Fecal Occult Blood Test is a rapid, qualitative, sandwich immunoassay for the determination of fecal occult blood in human stool sample by laboratories or physician offices. It is useful to determine gastrointestinal (GI) bleeding found in a number of gastrointestinal (GI) disorders, e.g., diverticulitis, colitis, polyps, and colorectal cancer. This test is recommended for use in 1) routine physical examinations, when hospital patients are first admitted, 2) hospitals monitoring for bleeding in patients, 3) Screening for colorectal cancer or gastrointestinal bleeding from any source. | accutest-ifobt-single-sample-test-4d4.jpg
SKU: JANTCS605 | Jant Pharmacal Accutest iFOBT - Single Sample Test | The Accutest Immunological Fecal Occult Blood Test is a rapid, qualitative, sandwich immunoassay for the determination of fecal occult blood in human stool sample by laboratories or physician offices. It is useful to determine gastrointestinal (GI) bleeding found in a number of gastrointestinal (GI) disorders, e.g., diverticulitis, colitis, polyps, and colorectal cancer. This test is recommended for use in 1) routine physical examinations, when hospital patients are first admitted, 2) hospitals monitoring for bleeding in patients, 3) Screening for colorectal cancer or gastrointestinal bleeding from any source. | accutest-ifobt-single-sample-test-4d4.jpg
SKU: JANTID516 | Jant Pharmacal Accutest Mononucleosis Rapid Test | Accutest Rapid Mono test is an immunoassay for the Qualitative Detection of Infectious Mononucleosis Heterophile Antibodies in Whole Blood, Serum or Plasma. This test is intended for use as an aid in the diagnosis of infectious mononucleosis.Infectious mononucleosis (IM) is an acute, self-limited, lymphoproliferative disease caused by the Epstein-Barr virus (EBV). Infection with EBV usually occurs early in life with no recognizable disease. When primary infection is delayed until young adulthood and adolescence, there is about a 50% chance that it will occur with the classic clinical manifestations associated with IM. The diagnosis of IM is usually based on the evaluation of characteristic clinical, hematological, and serological changes. In most cases of IM, clinical diagnosis can be made from the characteristic triad of fever, pharyngitis, and cervical lymphadenopathy, lasting for 1 to 4 weeks. IM may be complicated by splenomegaly, hepatitis, pericarditis, or central nervous system involvement. Rare fatal primary infections occur in patients with histiocytic hemophagocytic syndrome or with a genetic X-linked lymphoproliferative syndrome. Hematologic features of IM include lymphocytosis with prominent atypical lymphocytes. Because other diseases may mimic the clinical and hematological symptoms of IM, serological testing is essential for the most accurate diagnosis. Serological diagnosis of IM is demonstrated by the presence of heterophile and EBV antibodies in the sera of patients. It has been well established that most individuals exposed to EBV develop a heterophile antibody response. Heterophile antibodies make up a broad class of antibodies which are characterized by the ability to react with surface antigens present on erythrocytes of different mammalian species. It is not known which specic antigen stimulates their production. It has been a common practice for physicians to use the detection of IM heterophile antibodies in the blood of patients as an aid in the diagnosis of IM. Accutest Rapid Mono assay utilizes an extract of bovine erythrocytes which gives a greater sensitivity and specicity than similar extracts prepared from sheep and horse erythrocytes. The Forssman antibody interference has been known to be minimized by using the bovine erythrocyte extract. | accutest-mononucleosis-rapid-test-a3c.jpg
SKU: JANTID513 | Jant Pharmacal ACCUSTRIP Strep A Value+ Test Strip CLIA Waived | The AccustripÂ® Strep A Value+ Test Strip is a lateral flow, one-step immunoassay for the rapid,qualitative detection of Group A Streptococcal antigen from throat swabs. The test is intended for use as an aid in the diagnosis of Group A Streptococcal infection.Group A streptococcus is one of the most significant human pathogens causing acute pharyngitis, tonsillitis, impetigo, and scarlet fever. It is very important to differentiate streptococcal infection from other etiologic agents (e.g., viral, mycoplasmal, or chlamydial) so that appropriate therapy may be initiated. Classical methods for identification require 18â€“48 hours culture time for throat swab specimens or other exudates to produce results showing bacitracin susceptible beta-hemolytic streptococci. Rapid diagnosis and timely treatment of group A streptococcal pharyngitis infections will reduce the severity of symptoms and further complications such as rheumatic fever and glomerulonephritis.AccustripÂ® Strep Aâ€”Value+ Group A Streptococcus Antigen Test Strip is a rapid immunochromatographic assay for the qualitative detection of group A streptococcal antigen directly from throat swab specimens. The test is intended for use in the physicianâ€™s offices, hospitals, and clinical laboratories as an aid in the clinical diagnosis of group A streptococcal infection. | accustrip-strep-a-value-test-strip-clia-waived-67c.jpg
SKU: JANTDS823 | Jant Pharmacal ACCUTEST 13 Panel Multi Drug Test Cup CLIA Waived | The ACCUTEST 13 panel multi drug screen is an easy, fast, qualitative, visually read competitive binding immunoassay method for screening without the need of instrumentation. The cup is FDA (510) K Cleared and CLIA Waived.The 13 panel CLIA Waived drug test cup screens for the presence of Methadone, Oxycodone, Phencyclidine, Barbiturate, Buprenorphine, Benzodiazepine, Methamphetamine, Marijuana, Tricyclic, Cocaine, Opiates, Amphetamine and Ecstasy in human urine, which is qualitativly analzyed to indicate a positive or negative test result. | accutest-13-panel-multi-drug-test-cup-clia-waived-40f.jpg
SKU: QLCN20311 | Quidel Sofia 2 Influenza A+B FIA Starter Kit Includes: Leased Sofia Install Pack and Flu Kits | The Sofia Influenza A+B Fluorescent Immunoassay (FIA) uses advanced immunofluorescence-based lateral-flow technology to detect influenza A and influenza B viral nucleoprotein antigens.Sofia 2 with Advance Result Technology (ART) delivers accurate, objective and automated results in as few as three minutes. | sofia-2-influenza-ab-fia-starter-kit-includes-leased-sofia-install-pack-and-flu-kits-fd9.png
SKU: QLCN20310 | Quidel Sofia 2 Influenza A+B FIA Starter Kit Includes: Leased Sofia Install Pack and Flu Kit | The Sofia Influenza A+B Fluorescent Immunoassay (FIA) uses advanced immunofluorescence-based lateral-flow technology to detect influenza A and influenza B viral nucleoprotein antigens. Sofia 2 with Advance Result Technology (ART) delivers accurate, objective and automated results in as few as three minutes. | sofia-2-influenza-ab-fia-starter-kit-includes-leased-sofia-install-pack-and-flu-kit-76b.png
SKU: JANTPF453 | Jant Pharmacal ACCUTEST ValuPak Urine Pregnancy Test Device | Introducing our new Pregnancy ValuPak test kit for the early detection of pregnancy. You get the same quality, more value and convenience for less. Rapid test for the detection of human chorionic gonadotropin (hCG) in urine specimens. This test is used to obtain a visual, qualitative result and is intended for professional and laboratory use. | accutest-valupak-urine-pregnancy-test-device-72a.jpg
SKU: JANTCS450 | Jant Pharmacal Accutest ValuPak Immunological Fecal Occult Blood iFOBT Test | The AccutestÂ® ValuPakâ„¢ Immunological Fecal Occult Blood Test is a rapid, qualitative, sandwich immunoassay for the determination of fecal occult blood in human stool sample by laboratories or physician offices. It is useful to determine gastrointestinal (GI) bleeding found in a number of gastrointestinal (GI) disorders, e.g., diverticulitis, colitis, polyps, and colorectal cancer. This test is recommended for use in 1) routine physical examinations, when hospital patients are first admitted, 2) hospitals monitoring for bleeding in patients, 3) Screening for colorectal cancer or gastrointestinal bleeding from any source. | accutest-valupak-immunological-fecal-occult-blood-ifobt-test-a08.jpg
SKU: MKS18152400 | McKennsie Rapid Diagnostic Test Kit Consult Influenza A & B Tests | McKesson ConsultÂ® Influenza A & B Tests Rapid qualitative test that detects Influenza type A and type B antigens directly from nasal swab, nasopharyngeal swab, and nasal aspirate/wash specimens. | rapid-diagnostic-test-kit-consult-influenza-a-b-tests-57b.jpg
SKU: LFSG36025 | LIfeSign Status Flu A and B Tests | LifeSign's line of Status Flu A & B tests are CLIA waived and packaged 25 in a kit. The product is an in vitro rapid qualitative test that detects influenza type A and type B antigens directly from nasal swabs, nasopharyngeal swabs and nasal aspirate/wash specimens. | status-flu-a-and-b-tests-d4c.jpg
SKU: LFSG36022CS | LIfeSign Status Flu A and B Control Swabs | LifeSign's line of Status Flu A and B Control Swab Kit with 5 Negative and 5 Positive swabs are high quality and reliable Status Flu A and B testing kits | status-flu-a-and-b-control-swabs-db1.jpg
SKU: LFSG510AS | LIfeSign Status Flu A and B Nasal Aspirate Samples | The LifeSign Status Flu A and B Nasal Aspirate Samples are high quality and reliable samples designed for use with LifeSign Status Flu A and B tests and control swabs.This product contains aspirate samples only and does not include otherÂ Flu A and B testing kit parts. | status-flu-a-and-b-nasal-aspirate-samples-d06.png
SKU: APOC7D2648 | Alere Determine HIV 1/2Ag/Ab Combo 25 Tests | Introducing the first FDA approved rapid point-of-care test that detects both HIV-1/2 antibodies and free HIV-1 p24 antigen. This 4th generation test has the ability to identify HIV earlier than 2nd and 3rd generation antibody-only tests.1 It enables health care providers to diagnose HIV infection earlier allowing individuals to seek medical care sooner. | determine-hiv-1-2ag-ab-combo-25-tests-d19.jpg
SKU: APOC7D2628 | Alere External Controls for HIV-1/2 Ag/Ab Combo Test | Introducing the first FDA approved rapid point-of-care test that detects both HIV-1/2 antibodies and free HIV-1 p24 antigen. This 4th generation test has the ability to identify HIV earlier than 2nd and 3rd generation antibody-only tests.1 It enables health care providers to diagnose HIV infection earlier allowing individuals to seek medical care sooner. | external-controls-for-hiv-1-2-ag-ab-combo-test-326.png
SKU: SEKD149 | Sekisui Diagnostics OSOM Ultra Strep A Test - 50 Tests | Studies have shown that the sensitivity of Ultra Strep A and the standard single swab culture are not statistically different. Easy-to-read two color results within 5 minutes. 15 month room temperature storage. | osom-ultra-strep-a-test-50-tests-d78.jpg
SKU: SEKD182 | Sekisui Diagnostics OSOM Trichomonas Positive Control Kit For #181 | OSOM Trichomonas Positive Control Kit for #181, CLIA Waived, 10 tests/kt | osom-trichomonas-positive-control-kit-for-181-b2d.jpg
SKU: APOC92112 | Alere Controls HIV | The Clearview HIV Reactive/Nonreactive Controls are quality control reagents for use with the Clearview HIV 1/2 STATPAK Assay and/or the COMPLETE HIV 1/2 Assay only. | controls-hiv-d1a.jpg
SKU: ATX7875 | Alere Toxicology Instant Bluing Tablets | Alere offers all the supplies needed for drug testing. | instant-bluing-tablets-09c.jpg
SKU: HLNL5072 | Helena Laboratories ColoScreen Occult Blood Tests | The single slide design allows convenient testing in batches or as a single specimen submitted to the laboratory. Each slide has two test areas in order that two sites from each specimen may be tested, increasing accuracy. | coloscreen-occult-blood-tests--005.jpg
SKU: HLNL5086 | Helena Laboratories ColoScreen ES 100 Singles Lab Pack | Guaiac paper test for fecal occult blood. Available in triple and single slide configurations, as well as tape form for in-clinic digital exams. All tests have positive and negative quality assurance monitors to ensure proper test performance. Same type of test as the original ColoCheck except extra sensitive.ColoScreen-ESÂ is a lower cost, highest quality alternative to BeckmanÂ®Â Coulter HemoccultÂ®Â SensaÂ®. ES meansÂ extra sensitiveÂ and it provides a brighter blue color development that makes interpretation easy. ColoScreen and ColoScreen-ES slides are available as singles for laboratory use or in convenient triple slides for outpatient use. Each ColoScreen slide has two sample sites to allow testing from two different sites of the stool sample. Multiple sampling sites improve the chance of detecting a true positive. ColoCheck Monitors are impregnated into the guaiac paper of every slide to ensure proper performance of the slide and developer. Simply add a drop of developer to each ColoCheck Monitor and watch for a reaction. | coloscreen-es-100-singles-lab-pack-227.jpg
SKU: PROP080018 | Pro Advantage Fecal Occult Blood Lab Pack | Rapid, convenient, and qualitative methods for asymptomatic occult bleeding. Available in guaiac slide â€“ with both color enhanced.sensitivity and readability. | fecal-occult-blood-lab-pack-0b4.jpeg
SKU: ATXIS10BUP-DX | Alere Toxicology iScreen Dx Dip Card 10 Panel Urine Drug Screening Device | On-site testing. Saves time and money. Simple dip and read procedure. Laboratory accurate. Room temperature storage. Results in minutes. Detects 1-10 drugs. 24-month shelf life. CLIA Waived | iscreen-dx-dip-card-10-panel-urine-drug-screening-device-71c.jpg
SKU: SEKD102 | Sekisui Diagnostics OSOM hCG Card Pregnancy Test | A rapid immunoassay for the qualitative detection of human chorionic gonadotropin (hCG) in urine as an aid in the early determination of pregnancy. Sekisui Diagnostic's line of OSOM hCG Card Pregnancy Tests are designed with increased sensitivity of 20mlU/mL. Fast results in three minutes. Easy-to-read black and white results. 24-month room temperature storage. | osom-hcg-card-pregnancy-test-6fc.jpg
SKU: APOC92217 | Alere hCG Cassette 25 mIU/mL | The Alereâ„¢ hCG Cassette (25 mIU/mL) is a one-step test for the early detection of human chorionic gonadotropin (hCG), a hormone produced during pregnancy. The test uses a patented, innovative technology to provide highly sensitive and specific results for pregnancy. | hcg-cassette-25-miu-ml--35e.jpg
SKU: ATXI-DXA-187-016 | Alere Toxicology iCup Dx COC THC OPI AMP mAMP BZO OXY MTD (CR, NI, PH, BL, SG) | The iCup Dx is a CLIA-Waived tilt and read urine drug screen that tests for up to 12 drugs at once.Tests For AMP, mAMP, BZO, COC, MTD, OPI, OXY, THC + SVT. | icup-dx-coc-thc-opi-amp-mamp-bzo-oxy-mtd-cr-ni-ph-bl-sg-ccb.jpg
SKU: SEKD176 | Sekisui Diagnostics OSOM H Pylori Control Kit 2mL Positive Control and 2mL Negative Control | The H. pylori Control Set is intended for in vitro diagnostic use as an unassayed quality control for the determination of Immunoglobulin G (IgG) antibodies to Helicobacter pylori. | osom-h-pylori-control-kit-2ml-positive-control-and-2ml-negative-control-28a.jpg
SKU: SEKD138 | Sekisui Diagnostics OSOM hCG Serum Control Set | The OSOM Ultra hCG Combo Test 138 is a simple immunoassay for the qualitative detection of human chorionic gonadotropin (hCG) in serum for the early confirmation of pregnancy.Kit contents include: 1 vial hCG Negative Serum Control (5mL/vial) and 1 vial hCG Positive Serum Control (5mL/vial). | osom-hcg-serum-control-set-bc5.jpg
SKU: SEKD184 | Sekisui Diagnostics Osom Bvblue Rapid Test Control Kit | Detects elevated vaginal fluid sialidase activity, an enzyme produced by bacterial pathogens associated with bacterial vaginosis including Gardnerella, Bacteroides, Prevotella and Mobiluncus. | osom-bvblue-rapid-test-control-kit-be0.jpg
SKU: BD256045 | BD Veritor Plus system Flu A+B CLIA waived | Rapid diagnostic testing plays a key role in clinical and hospital lab settings because it enables the lab to provide a test result back to the clinician in a timely manner.The BD Veritor Plus system can promptly deliver accurate, objective test results for clinical and hospital lab professionals.Requires minimal hands-on time. | veritor-plus-system-flu-ab-clia-waived-ea3.jpg
SKU: APOC7D2649 | Alere Determine HIV-1/2 Ag/Ab Combo | Every day counts â€“ now you can help identify HIV just days after infection. The Alere Determineâ„¢ HIV Combo empowers you at the point-of-care, to diagnose HIV earlier than ever before. The Alere Determineâ„¢ HIV 1/2 Ag/Ab Combo gives you a new advantage in the fight against AIDS- the ability to identify HIV sooner than conventional rapid tests, which rely solely on the presence of HIV 1/2 antibodies.The Alere Determineâ„¢ HIV 1/2 Ag/Ab Combo is the first rapid point-of-care test that detects both HIV-1/2 antibodies and the HIV-1 antigen, which can appear just 12-26 days after infectionÂ¹,Â² HIV-1/2 antibodies first appear significantly later â€“ 20 â€“ 45 days after infection. By detecting HIV earlier, you are helping to prevent further transmission during this extremely infectious stage. | determine-hiv-1-2-ag-ab-combo-2e6.jpg
SKU: BKM62115 | Beckman Coulter Hemoccult Developer 15mL Bottles | Hemoccult is the most widely used and clinically proven fecal occult blood tests on the market. Hemoccult has been used by physicians for over 40 years and is recommended by the American Cancer Society as a successful test for colorectal cancer. It can detect occult blood in the stool an early indication of colorectal cancer. | hemoccult-developer-15ml-bottles-0ff.jpg
SKU: BKM62200 | Beckman Coulter Hemoccult Mailing Pouches | Prospective, randomized controlled clinical trials extending for up to 18 years have demonstrated that Hemoccult products are effective in detecting occult blood in stool as an early indication of colorectal cancer. | hemoccult-mailing-pouches-a04.jpg
SKU: SMNS1760 | Siemens Diagnostics Hcg Test CLIA Waived | hcg Test CLIA Waived | hcg-test-clia-waived--236.jpg
SKU: BKM64115 | Beckman Coulter Hemoccult Sensa 15mL Bottles of Developer | The Hemoccult II SENSA test is a rapid, convenient and qualitative method for detecting fecal occult blood which may be indicative of gastrointestinal disease. It is not a test for colorectal cancer or any other specific disease. Hemoccult II SENSA is the enhanced Hemoccult product that provides improved readability and higher clinical sensitivity over regular Hemoccult and other FOBTs. Hemoccult II SENSA has been proven to give the highest clinical sensitivity readings (92%) 1,2 and offers the ability to find more true positives of occult blood. Since polyps and cancer may bleed intermittently, Hemoccult II SENSA triple slide products are designed so patients can collect serial specimens over 3 days, increasing the probability of detecting hidden blood from polyps and cancer. | hemoccult-sensa-15ml-bottles-of-developer-ebe.jpg
SKU: BKM395098A | Beckman Coulter Icon DS Strep A Test Kit | A qualitative assay for rapid detection of Strep A antigen from throat swabs, using a convenient dipstick format. Boasts 96.2% relative sensitivity and 98.7% relative specificity, 98% overall agreement. This CLIA Waived test provides outstanding performance, even in low colony count samples. Leaves little chance for misdiagnosis, thereby minimizing the risk of rheumatic fever or over-prescription of antibiotics. | icon-ds-strep-a-test-kit-1dc.jpg
SKU: HLNL5651 | Helena Laboratories ColoCARE Office Pack | ColoCARE is the leading throw-in-the-bowl fecal occult blood test for detecting pre-symptomatic bleeding caused by gastrointestinal diseases. It is safer, easier and more pleasant to use than traditional guaiac slide tests. Simply place a ColoCARE test pad in the toilet after a bowel movement, watch for a color change, then flush the pad away. It's clean and disposable, easy for elderly patients to see and interpret, and extremely sensitive, with no increase in the false positive rate. It is more cost-effective than guaiac slide tests because it requires no stool handling, no chemical developers, no laboratory processing, and no mailing of biohazards. Elimination of stool handling overcomes the number one patient objection to occult blood testing, resulting in wider use of the test and leading to greater success in early detection of pathological conditions.The test pad consists of biodegradable paper chemically treated with a chromogen. The pad is floated on the water surface in the toilet bowl. If detectable blood is present, the hemoglobin reacts with the chromogen, and a blue and/or green color reaction occurs. The test pad has three reaction sites: a large test square and two smaller control squares to verify the system functions properly. | colocare-office-pack-dc7.jpg
SKU: HLNL5071 | Helena Laboratories ColoScreen Office Pack | Triple slide includes impregnated positive/negative performance monitors. | coloscreen-office-pack-a26.jpg
SKU: BKM61130A | Beckman Coulter Hemoccult IIÂ® Dispensapakâ„¢ Plus | Each box contains: 40 patient kits, (2) 15mL bottles of developer, and product instruments. Each patient kit contains: Hemoccult IIÃ‚Â® Triple Slide (Test Card), (3) flushable sample collection tissues, (3) applicators, illustrated diet and patient instructions, patient pamphlet and barrier mailing pouch. | hemoccult-iireg-dispensapaktrade-plus-ad9.jpg
SKU: BKM395035A | Beckman Coulter Hemoccult II SENSA Elite Dispensapak Plus | A fecal occult blood test designed to improve patient compliance. Our newest FOBT product, it builds on the enhanced sensitivity and improved readability of Hemoccult SENSA while offering easier diet and patient instructions, easier sample collection, and easier processing. CLIA Waived. Contains: 40 patient screening kits and 2 bottles of developer. Each patient screening kit contains: 1 test card, 3 collection tissues, 3 applicator sticks, 1 mailing pouch, 1 patient instructions, and 1 colorectal cancer screening pamphlet. | hemoccult-ii-sensa-elite-dispensapak-plus-206.jpg
SKU: BKM395065A | Beckman Coulter Hemoccult ICT Sample Collection Cards | Hemoccult ICT is the latest and most advanced fecal occult blood test (FOBT) in the Hemoccult product line. Hemoccult ICT is a fecal immunochemical Test (FIT), which is clinically proven to detect bleeding associated with more cancers and polyps than traditional guaiac-based FOBTs. Because of its superior specificity for lower GI bleeding, Hemoccult ICT is an ideal screening tool for colorectal cancer (CRC). This specificity also reduces the number of false positive test results. Safe and non-invasive, Hemoccult ICT is very patient-friendly. There are no diet or drug restrictions for patients to follow while they are using it, which helps increase patient compliance. | hemoccult-ict-sample-collection-cards-0c1.jpg
SKU: BKM395068A | Beckman Coulter Hemoccult ICT Control Kit | Hemoccult ICT is the latest and most advanced fecal occult blood test (FOBT) in the Hemoccult product line. Hemoccult ICT is a fecal immunochemical Test (FIT), which is clinically proven to detect bleeding associated with more cancers and polyps than traditional guaiac-based FOBTs. Because of its superior specificity for lower GI bleeding, Hemoccult ICT is an ideal screening tool for colorectal cancer (CRC). This specificity also reduces the number of false positive test results. Safe and non-invasive, Hemoccult ICT is very patient-friendly. There are no diet or drug restrictions for patients to follow while they are using it, which helps increase patient compliance.Hemoccult ICT is the most clinically proven fecal immunochemical test with high sensitivity and specificity. Fecal immunochemical tests, like Hemoccult ICT, are part of the standard of care for colorectal cancer screening. | hemoccult-ict-control-kit-f87.jpg
SKU: BKM61200A | Beckman Coulter Hemoccult II Triple Slide Test Cards | Hemoccult is the #1 brand in FOBTs. Used with confidence by physicians for over 40 years, Hemoccult brand products are the only FOBTs supported in over 300 clinical publications and are recommended by the American Cancer Society as an effective screening method for CRC. Rigorous prequalification of raw materials and a unique quality control system yields a high degree of lot- to-lot consistency. Hemoccult products are used and trusted by top American medical institutions and healthcare professionals and millions of people have been screened with Hemoccult products, resulting in many lives saved. | hemoccult-ii-triple-slide-test-cards-fdc.jpeg
SKU: BKM60152 | Beckman Coulter Hemocue Hemoccult Single Slide (Test Cards) | Prospective, randomized controlled clinical trials extending for up to 18 years have demonstrated that Hemoccult products are effective in detecting occult blood in stool as an early indication of colorectal cancer. | hemocue-hemoccult-single-slide-test-cards-1f2.jpg
SKU: QLCN20171 | Quidel Transport Swab Set, 25 swabs/pk | Transport Swab Set, 25 swabs/pk.Quidel QuickvueÂ® Flu Specimen Swabs 20171; Transport Swab Set, 25 Swabs/Pk | transport-swab-set-25-swabs-pk-c09.jpg
SKU: APOC665-010 | Alere Positive Control for Malaria Test Kit | The BinaxNOWÂ Malaria test is anÂ in vitroÂ immunochromatographic assay for the qualitative detection ofÂ PlasmodiumÂ antigens circulating in human venous and capillary EDTA whole blood of individuals with signs and symptoms of malarial infection. The test targets the histidine-rich protein II (HRPII) antigen specific toÂ Plasmodium falciparumÂ (P.f.) and a pan-malarial antigen common to all four malaria species capable of infecting humans -Â P. falciparum,Â P. vivaxÂ (P.v.),Â P. ovaleÂ (P.o.), andÂ P. malariaeÂ (P.m.).It is intended to aid in the rapid diagnosis of human malaria infections and in the differential diagnosis ofÂ Plasmodium falciparumÂ (P.f.) infections from other less virulent malarial infections. Negative results must be confirmed by thin / thick smear microscopy. | positive-control-for-malaria-test-kit-771.jpg
SKU: APOC200013 | Alere H. Pylori Control Kit, 2 Vials 1 Positive, 1 Negative | A rapid Immunoassay for the qualitative detection of anti-Helicobacter pylori antibody (IgG/IgA/IgM) in human whole blood, serum or plasma. | h-pylori-control-kit-2-vials-1-positive-1-negative-c68.jpg
SKU: APOC400-065 | Alere Accessories: Nasopharyngeal Swab Kit (22 NP Swabs, 22 Elution Vials), 22/pk | The BinaxNOW RSV test kit is an in vitro immunochromatographic membrane assay used to detect RSV fusion protein antigen in nasal wash and NP swab specimens. It is intended to aid in the rapid diagnosis of RSV in neonatal and pediatric patients under the age of 5. | accessories-nasopharyngeal-swab-kit-22-np-swabs-22-elution-vials-22-pk-a3b.jpg
SKU: ATXIS1OXY-DX | Alere Drug Test, 1 Test Single Dip Device, Oxycodone (OXY), CLIA Waived, 25/bx | On-site testing. Saves time and money. Simple dip and read procedure. Laboratory accurate. Room temperature storage. Results in minutes. Detects 1-10 drugs. 24-month shelf life. CLIA Waived | drug-test-1-test-single-dip-device-oxycodone-oxy-clia-waived-25-bx-455.jpg
SKU: IMMSHSTAT-50 | Immunostics Hema-Screen Stat, 0.6 mg | A guaiac-based in-vitro slide method for the qualitative detection of fecal occult blood with on-slide developer. Detection level of 0.6 mg Hb/gm of feces. | hema-screen-stat-06-mg--618.jpg
SKU: ATX190058 | Alere Toxicology 90 x 53 Lided Cup With Temperature Strip, 90 ml | 90x53 Lidded Cup with Temperature Strip 90 ml. | 90-x-53-lided-cup-with-temperature-strip-90-ml-658.jpg
SKU: ATX860020 | Alere Toxicology Temperature Strip | Testing Supplies Temperature Strips. | temperature-strip-52c.jpg
SKU: ATXDBU-102 | Alere Toxicology iCassette, Buprenorphine (BUP) Single Test Cassette, 11 drugs, 3ml | Available in singles all the way to 11 drugs on one device, the iCassette drug screen is amazingly accurate and one of the best values in drug testing to date. It requires a minute 3mL of specimen to run and results are available in minutes. | icassette-buprenorphine-bup-single-test-cassette-11-drugs-3ml-799.jpg
SKU: ATXDBU-114 | Alere Toxicology iScreen Buprenorphine (BUP) Single Dip Device | The iScreen Dip Card rapidly screens for a broad range of illicit and prescription drugs. Devices are easy to use, and feature awide range of configurations for a fully customized test program. | iscreen-buprenorphine-bup-single-dip-device-b87.jpg
SKU: ATXDOA-1105-051 | Alere Toxicology iCassette (Pipette) AMP, BAR, BZO, COC, mAMP, MTD, OPI, OXY, PCP, THC | Available in singles or up to 11 drugs on one device, the iCassette drug screen is amazingly accurate and is one of the best values in drug testing. It requires a small amount of urine (3 mL specimen) to run, and results are available in minutes. | icassette-pipette-amp-bar-bzo-coc-mamp-mtd-opi-oxy-pcp-thc-dc8.jpg
SKU: ATXDOA-1127-041 | Alere Toxicology E-Z Split Key Cup- COC, THC, MOP, AMP, mAMP, BZO, BAR, MTD, MDMA, OXY, PPX, BUP | This E-Z Split KeyCup features a built-in key plunger that activates the test when youare ready. Along with no urine exposure, it can test for up to 12 drugs on one device. | e-z-split-key-cup-coc-thc-mop-amp-mamp-bzo-bar-mtd-mdma-oxy-ppx-bup-58e.jpg
SKU: ATXI-DOA-1107-051 | Alere Toxicology i Cup Drug Screen, AMP, BAR, BZO, COC, mAMP, MDMA, OPI, OXY, PPX, THC | The iCup drug screen minimizes urine exposure and tests for up to 13 drugs in one device. The test device provides fast and reliable results that can be photocopied for result recording. For expanded features, try the iCup A.D. Drug Screen with a built-in specimen validity test. | i-cup-drug-screen-amp-bar-bzo-coc-mamp-mdma-opi-oxy-ppx-thc-f0d.jpg
SKU: ATXI-DOA-1125 | Alere Drug Test 2 Test Cassette Cocaine Marijuana CLIA Waived | CLIA waived panels available. | drug-test-2-test-cassette-cocaine-marijuana-clia-waived-dd4.jpg
SKU: ATXI-DOA-1155 | Alere Toxicology iCassette, AMP, COC, mAMP, OPI, THC, 3ml, 11 drugs | Available in singles all the way to 11 drugs on one device, the iCassette drug screen is amazingly accurate and one of the best values in drug testing to date. It requires a minute 3mL of specimen to run and results are available in minutes. | icassette-amp-coc-mamp-opi-thc-3ml-11-drugs-9f9.jpg
SKU: ATXI-DOA-1165 | Alere Toxicology iCassette, AMP, COC, mAMP, OPI, PCP, THC | Available in singles or up to 11 drugs on one device, the iCassette drug screen is amazingly accurate and is one of the best values in drug testing. It requires a small amount of urine (3 mL specimen) to run, and results are available in minutes. | icassette-amp-coc-mamp-opi-pcp-thc-5b3.jpg
SKU: ATXI-DOA-2155 | Alere Toxicology iCassette AMP, COC, OPI, PCP, THC | Available in singles or up to 11 drugs on one device, the iCassette drug screen is amazingly accurate and is one of the best values in drug testing. It requires a small amount of urine (3 mL specimen) to run, and results are available in minutes. | icassette-amp-coc-opi-pcp-thc-12d.jpg
SKU: ATXI-DOP-102 | Alere Drug Test Single Test Cassette Opiate (2000) CLIA Waived | CLIA waived panels available. Runs on 3 ml of specimen. Detects 1-12 drugs. Simple procedure. Results in minutes. Laboratory accurate. | drug-test-single-test-cassette-opiate-2000-clia-waived-90a.jpg
SKU: ATXI-DUA-157-013 | Alere Toxicology i Cup Drug Screen, AMP, COC, mAMP, OPI, THC (OX, PH, SG) | The iCup drug screen minimizes urine exposure and tests for up to 13 drugs in one device. The test device provides fast and reliable results that can be photocopied for result recording. For expanded features, try the iCup A.D. Drug Screen with a built-in specimen validity test. | i-cup-drug-screen-amp-coc-mamp-opi-thc-ox-ph-sg-81d.jpg
SKU: ATXI-DUA-157-023 | Alere Toxicology Drugs of Abuse Test iCup | Drugs of Abuse Test iCupÂ® A.D. 5-Drug Panel with Adulterants AMP, COC, OPI, PCP, THC, (OX, pH, SG) Urine Sample CLIA Moderate Complexity 25 Tests. The iCup drug screen minimizes urine exposure and tests for up to 13 drugs in one device. The test device provides fast and reliable results that can be photocopied for result recording. For expanded features, try the iCup A.D. Drug Screen with a built-in specimen validity test. | drugs-of-abuse-test-icup-a27.jpg
SKU: ATXI-DUA-157-115 | Alere Toxicology i Cup Drug Screen, AMP, COC, mAMP, MOP, THC (OX, PH, SG) | The iCup drug screen minimizes urine exposure and tests for up to 13 drugs in one device. The test device provides fast and reliable results that can be photocopied for result recording. For expanded features, try the iCup A.D. Drug Screen with a built-in specimen validity test. | i-cup-drug-screen-amp-coc-mamp-mop-thc-ox-ph-sg-e60.jpg
SKU: ATXI-DUA-167-022 | Alere Toxicology 6 Panel iCup Drug Screen Kit (All Inclusive Cup) | The iCup drug screen minimizes urine exposure and tests for up to 13 drugs in one device. The test device provides fast and reliable results that can be photocopied for result recording. For expanded features, try the iCup A.D. Drug Screen with a built-in specimen validity test. | 6-panel-icup-drug-screen-kit-all-inclusive-cup-fe5.jpg
SKU: ATXI-DUC-111 | Alere Toxicology iScreen Adulteration Test Strips | The device you selected doesnâ€™t include built-in specimen validity? We here at Alere Toxicology have you covered with external adulteration strips. Testing for six different parameters, it covers virtually every method of tampering with specimen samples.Is your rapid screening device missing a specimen validity test? AlereÂ Toxicologyâ€™s external adulteration strips will have you covered. The testÂ strip semi-quantitatively analyzes 6 parameters commonly associatedÂ with urine tampering and dilution. | iscreen-adulteration-test-strips-99b.jpg
SKU: ATXI-DUE-1107-141 | Alere Drug Test iCup A.D. | Comes with temperature strip. | drug-test-icup-ad--7be.jpg
SKU: ATXIS5M-DX | Alere Toxicology iCassette Dx, 1-10 drugs, COC, THC, OPI, AMP, mAMP | The iScreen Dx Dip cards are one of the few brands of dip drug testing devices on the market today that are CLIA-Waived. Able to test from 1-10 drugs on one device, they are accurate and convenient. | icassette-dx-1-10-drugs-coc-thc-opi-amp-mamp-223.jpg
SKU: BKM61100 | Beckman Coulter Hemoccult II Dispensapak | Hemoccult is the #1 brand in FOBTs. Used with confidence by physicians for over 40 years, Hemoccult brand products are the only FOBTs supported in over 300 clinical publications and are recommended by the American Cancer Society as an effective screening method for CRC. Rigorous prequalification of raw materials and a unique quality control system yields a high degree of lot- to-lot consistency. Hemoccult products are used and trusted by top American medical institutions and healthcare professionals and millions of people have been screened with Hemoccult products, resulting in many lives saved.Prospective, randomized controlled clinical trials extending for up to 18 years have demonstrated that Hemoccult products are effective in detecting occult blood in stool as an early indication of colorectal cancer.In clinical trials that enrolled over 339,000 individuals, mortality from colorectal cancer was reduced up to 33% when fecal occult blood tests were performed annually1-3 and 15-21% when performed biennially4. The program sensitivity for detecting colorectal cancer when Hemoccult was performed annually was 90%.5,6 | hemoccult-ii-dispensapak-1e9.jpg
SKU: HLNL5082 | Helena Laboratories ColorScreen III Lab | Triple slide includes impregnated positive/negative performance monitors. | colorscreen-iii-lab--3cf.jpg
SKU: QLCN20103 | Quidel QuickVue Flu Specimen Swab | For use with QuickVue Influenza and QuickVue Influenza A+B tests only. | quickvue-flu-specimen-swab-b39.jpg
SKU: QLCN0B006 | Quidel QuickVueB Dipstick Strep A | QuickVue Chlamydia is easy to perform and interpret. A simple extraction procedure requires the addition of only two reagents. Either endocervical swab or cytology brush specimens can be used. The 25 test kit is stored at room temperature. | quickvueb-dipstick-strep-a-e83.jpg
SKU: SEKD101 | Sekisui Diagnostics OSOM hCG Urine Test Kit | For the qualitative determination of human chorionic gonadotropin (hCG) in urine for the early detection of pregnancy. | osom-hcg-urine-test-kit-fbc.jpg
SKU: SEKD124 | Sekisui Diagnostics OSOM hCG Combo Test Kit | A rapid immunoassay for the qualitative detection of human chorionic gonadotropin (hCG) in urine or serum for the early determination of pregnancy. | osom-hcg-combo-test-kit-07c.jpg
SKU: SEKD134 | Sekisui Diagnostics OSOM hCG Urine Control Set | For the qualitative determination of human chorionic gonadotropin (hCG) in urine for the early detection of pregnancy. | osom-hcg-urine-control-set-130.jpg
SKU: SEKD175 | Sekisui Diagnostics OSOM H. pylori Test Kit | For the qualitative detection of H. pylori antibodies in serum, plasma or whole blood as an aid in the diagnosis of H. pylori infection. | osom-h-pylori-test-kit-619.jpg
SKU: SEKD7784 | Sekisui Diagnostics Rayon Swabs in Plastic Transport Tube, CLIA Waived, 2 swabs/tube, 30 tube/bx | HeartLine SensaCloth Electrodes, 30mm, 30/pouch, 600/cs. | rayon-swabs-in-plastic-transport-tube-clia-waived-2-swabs-tube-30-tube-bx-dc8.jpg
SKU: ATXI-DCB-1115-011 | Alere Toxicology iCassette Dx, AMP, BAR, BZO, COC, MDMA, OPI, OXY, PCP, PPX, TCA, THC | The iScreen Dx Dip cards are one of the few brands of dip drug testing devices on the market today that are CLIA-Waived. Able to test from 1-10 drugs onone device, they are accurate and convenient. | icassette-dx-amp-bar-bzo-coc-mdma-opi-oxy-pcp-ppx-tca-thc-476.jpg
SKU: ATXIS12-DX | Alere Toxicology iScreen Dx (Dip Card), AMP, BAR, BZO,COC, mAMP, MDMA, MTD, OPI, OXY, PCP, TCA, THC | Dx CLIA Waived Urine Drug Screens, iScreen Dx (Dip Card), AMP, BAR, BZO,COC, mAMP, MDMA, MTD, OPI, OXY, PCP, TCA, THC. | iscreen-dx-dip-card-amp-bar-bzococ-mamp-mdma-mtd-opi-oxy-pcp-tca-thc-f88.png
SKU: QLCN0354 | Quidel Strep A Liquid Controls | Positive and negative liquid Strep A control set. For use with QuickVue Dipstick Strep A, QuickVue+ Strep A or QuickVue In-Line Strep A kits. Approximately 65 tests per bottle. | strep-a-liquid-controls--9da.jpg
SKU: QLCN0345 | Quidel Strep A Control Swabs | Allows for the rapid detection of group A streptococcal antigen directly from patient throat swab specimens. | strep-a-control-swabs--876.jpg